{"text_format":"1","workbook":"xlsx","n_sheets":14,"sheets":["Preface","Financial Definitions","Land-Based Wind","Offshore Wind","Solar - PV","Solar - CSP","Geothermal","Hydropower","Conventional - Coal","Conventional - Gas","Conventional - Biopower","Conventional - Nuclear","Program Goals","Graphics Input"],"not_rendered":{"charts":48,"images":2,"macros":1,"external_links":0,"defined_names":3,"comments":0,"pivot_tables":0},"unopened":[],"bounds":{"document_bytes":16777216,"sheet_cells":100000,"rows_first":2000,"rows_last":500,"rows_between":2000,"halvings":0,"cell_chars":16384,"cell_head_chars":4096},"cells_cut":0,"cells_raw":0,"read":"whole","date_system":"1900"}

{"sheet":"Preface","index":0,"n_rows":0,"n_cols":0,"rows_kept":0,"cut":false,"hidden":false,"merged":[]}

{"sheet":"Financial Definitions","index":1,"n_rows":99,"n_cols":4,"rows_kept":99,"cut":false,"hidden":false,"merged":[[96,2,96,3],[97,2,97,3],[0,40,0,43],[0,44,0,47],[0,48,0,51],[0,52,0,55],[0,56,0,59],[0,20,0,23],[0,24,0,27],[0,28,0,31],[0,32,0,35],[0,36,0,39],[0,0,0,3],[0,4,0,7],[0,8,0,11],[0,12,0,15],[0,16,0,19],[5,2,5,3],[1,1,1,3],[4,2,4,3],[0,120,0,123],[0,124,0,127],[0,128,0,131],[0,132,0,135],[0,136,0,139],[0,100,0,103],[0,104,0,107],[0,108,0,111],[0,112,0,115],[0,116,0,119],[0,80,0,83],[0,84,0,87],[0,88,0,91],[0,92,0,95],[0,96,0,99],[0,60,0,63],[0,64,0,67],[0,68,0,71],[0,72,0,75],[0,76,0,79],[0,200,0,203],[0,204,0,207],[0,208,0,211],[0,212,0,215],[0,216,0,219],[0,180,0,183],[0,184,0,187],[0,188,0,191],[0,192,0,195],[0,196,0,199],[0,160,0,163],[0,164,0,167],[0,168,0,171],[0,172,0,175],[0,176,0,179],[0,140,0,143],[0,144,0,147],[0,148,0,151],[0,152,0,155],[0,156,0,159],[0,280,0,283],[0,284,0,287],[0,288,0,291],[0,292,0,295],[0,296,0,299],[0,260,0,263],[0,264,0,267],[0,268,0,271],[0,272,0,275],[0,276,0,279],[0,240,0,243],[0,244,0,247],[0,248,0,251],[0,252,0,255],[0,256,0,259],[0,220,0,223],[0,224,0,227],[0,228,0,231],[0,232,0,235],[0,236,0,239],[0,360,0,363],[0,364,0,367],[0,368,0,371],[0,372,0,375],[0,376,0,379],[0,340,0,343],[0,344,0,347],[0,348,0,351],[0,352,0,355],[0,356,0,359],[0,320,0,323],[0,324,0,327],[0,328,0,331],[0,332,0,335],[0,336,0,339],[0,300,0,303],[0,304,0,307],[0,308,0,311],[0,312,0,315],[0,316,0,319],[0,440,0,443],[0,444,0,447],[0,448,0,451],[0,452,0,455],[0,456,0,459],[0,420,0,423],[0,424,0,427],[0,428,0,431],[0,432,0,435],[0,436,0,439],[0,400,0,403],[0,404,0,407],[0,408,0,411],[0,412,0,415],[0,416,0,419],[0,380,0,383],[0,384,0,387],[0,388,0,391],[0,392,0,395],[0,396,0,399],[0,520,0,523],[0,524,0,527],[0,528,0,531],[0,532,0,535],[0,536,0,539],[0,500,0,503],[0,504,0,507],[0,508,0,511],[0,512,0,515],[0,516,0,519],[0,480,0,483],[0,484,0,487],[0,488,0,491],[0,492,0,495],[0,496,0,499],[0,460,0,463],[0,464,0,467],[0,468,0,471],[0,472,0,475],[0,476,0,479],[0,600,0,603],[0,604,0,607],[0,608,0,611],[0,612,0,615],[0,616,0,619],[0,580,0,583],[0,584,0,587],[0,588,0,591],[0,592,0,595],[0,596,0,599],[0,560,0,563],[0,564,0,567],[0,568,0,571],[0,572,0,575],[0,576,0,579],[0,540,0,543],[0,544,0,547],[0,548,0,551],[0,552,0,555],[0,556,0,559],[0,680,0,683],[0,684,0,687],[0,688,0,691],[0,692,0,695],[0,696,0,699],[0,660,0,663],[0,664,0,667],[0,668,0,671],[0,672,0,675],[0,676,0,679],[0,640,0,643],[0,644,0,647],[0,648,0,651],[0,652,0,655],[0,656,0,659],[0,620,0,623],[0,624,0,627],[0,628,0,631],[0,632,0,635],[0,636,0,639],[0,760,0,763],[0,764,0,767],[0,768,0,771],[0,772,0,775],[0,776,0,779],[0,740,0,743],[0,744,0,747],[0,748,0,751],[0,752,0,755],[0,756,0,759],[0,720,0,723],[0,724,0,727],[0,728,0,731],[0,732,0,735],[0,736,0,739],[0,700,0,703],[0,704,0,707],[0,708,0,711],[0,712,0,715],[0,716,0,719],[0,840,0,843],[0,844,0,847],[0,848,0,851],[0,852,0,855],[0,856,0,859],[0,820,0,823],[0,824,0,827],[0,828,0,831],[0,832,0,835],[0,836,0,839],[0,800,0,803],[0,804,0,807],[0,808,0,811],[0,812,0,815],[0,816,0,819],[0,780,0,783],[0,784,0,787],[0,788,0,791],[0,792,0,795],[0,796,0,799],[0,920,0,923],[0,924,0,927],[0,928,0,931],[0,932,0,935],[0,936,0,939],[0,900,0,903],[0,904,0,907],[0,908,0,911],[0,912,0,915],[0,916,0,919],[0,880,0,883],[0,884,0,887],[0,888,0,891],[0,892,0,895],[0,896,0,899],[0,860,0,863],[0,864,0,867],[0,868,0,871],[0,872,0,875],[0,876,0,879],[0,1000,0,1003],[0,1004,0,1007],[0,1008,0,1011],[0,1012,0,1015],[0,1016,0,1019],[0,980,0,983],[0,984,0,987],[0,988,0,991],[0,992,0,995],[0,996,0,999],[0,960,0,963],[0,964,0,967],[0,968,0,971],[0,972,0,975],[0,976,0,979],[0,940,0,943],[0,944,0,947],[0,948,0,951],[0,952,0,955],[0,956,0,959],[0,1080,0,1083],[0,1084,0,1087],[0,1088,0,1091],[0,1092,0,1095],[0,1096,0,1099],[0,1060,0,1063],[0,1064,0,1067],[0,1068,0,1071],[0,1072,0,1075],[0,1076,0,1079],[0,1040,0,1043],[0,1044,0,1047],[0,1048,0,1051],[0,1052,0,1055],[0,1056,0,1059],[0,1020,0,1023],[0,1024,0,1027],[0,1028,0,1031],[0,1032,0,1035],[0,1036,0,1039],[0,1160,0,1163],[0,1164,0,1167],[0,1168,0,1171],[0,1172,0,1175],[0,1176,0,1179],[0,1140,0,1143],[0,1144,0,1147],[0,1148,0,1151],[0,1152,0,1155],[0,1156,0,1159],[0,1120,0,1123],[0,1124,0,1127],[0,1128,0,1131],[0,1132,0,1135],[0,1136,0,1139],[0,1100,0,1103],[0,1104,0,1107],[0,1108,0,1111],[0,1112,0,1115],[0,1116,0,1119],[0,1240,0,1243],[0,1244,0,1247],[0,1248,0,1251],[0,1252,0,1255],[0,1256,0,1259],[0,1220,0,1223],[0,1224,0,1227],[0,1228,0,1231],[0,1232,0,1235],[0,1236,0,1239],[0,1200,0,1203],[0,1204,0,1207],[0,1208,0,1211],[0,1212,0,1215],[0,1216,0,1219],[0,1180,0,1183],[0,1184,0,1187],[0,1188,0,1191],[0,1192,0,1195],[0,1196,0,1199],[0,1320,0,1323],[0,1324,0,1327],[0,1328,0,1331],[0,1332,0,1335],[0,1336,0,1339],[0,1300,0,1303],[0,1304,0,1307],[0,1308,0,1311],[0,1312,0,1315],[0,1316,0,1319],[0,1280,0,1283],[0,1284,0,1287],[0,1288,0,1291],[0,1292,0,1295],[0,1296,0,1299],[0,1260,0,1263],[0,1264,0,1267],[0,1268,0,1271],[0,1272,0,1275],[0,1276,0,1279],[0,1400,0,1403],[0,1404,0,1407],[0,1408,0,1411],[0,1412,0,1415],[0,1416,0,1419],[0,1380,0,1383],[0,1384,0,1387],[0,1388,0,1391],[0,1392,0,1395],[0,1396,0,1399],[0,1360,0,1363],[0,1364,0,1367],[0,1368,0,1371],[0,1372,0,1375],[0,1376,0,1379],[0,1340,0,1343],[0,1344,0,1347],[0,1348,0,1351],[0,1352,0,1355],[0,1356,0,1359],[0,1480,0,1483],[0,1484,0,1487],[0,1488,0,1491],[0,1492,0,1495],[0,1496,0,1499],[0,1460,0,1463],[0,1464,0,1467],[0,1468,0,1471],[0,1472,0,1475],[0,1476,0,1479],[0,1440,0,1443],[0,1444,0,1447],[0,1448,0,1451],[0,1452,0,1455],[0,1456,0,1459],[0,1420,0,1423],[0,1424,0,1427],[0,1428,0,1431],[0,1432,0,1435],[0,1436,0,1439],[0,1560,0,1563],[0,1564,0,1567],[0,1568,0,1571],[0,1572,0,1575],[0,1576,0,1579],[0,1540,0,1543],[0,1544,0,1547],[0,1548,0,1551],[0,1552,0,1555],[0,1556,0,1559],[0,1520,0,1523],[0,1524,0,1527],[0,1528,0,1531],[0,1532,0,1535],[0,1536,0,1539],[0,1500,0,1503],[0,1504,0,1507],[0,1508,0,1511],[0,1512,0,1515],[0,1516,0,1519],[0,1640,0,1643],[0,1644,0,1647],[0,1648,0,1651],[0,1652,0,1655],[0,1656,0,1659],[0,1620,0,1623],[0,1624,0,1627],[0,1628,0,1631],[0,1632,0,1635],[0,1636,0,1639],[0,1600,0,1603],[0,1604,0,1607],[0,1608,0,1611],[0,1612,0,1615],[0,1616,0,1619],[0,1580,0,1583],[0,1584,0,1587],[0,1588,0,1591],[0,1592,0,1595],[0,1596,0,1599],[0,1720,0,1723],[0,1724,0,1727],[0,1728,0,1731],[0,1732,0,1735],[0,1736,0,1739],[0,1700,0,1703],[0,1704,0,1707],[0,1708,0,1711],[0,1712,0,1715],[0,1716,0,1719],[0,1680,0,1683],[0,1684,0,1687],[0,1688,0,1691],[0,1692,0,1695],[0,1696,0,1699],[0,1660,0,1663],[0,1664,0,1667],[0,1668,0,1671],[0,1672,0,1675],[0,1676,0,1679],[0,1800,0,1803],[0,1804,0,1807],[0,1808,0,1811],[0,1812,0,1815],[0,1816,0,1819],[0,1780,0,1783],[0,1784,0,1787],[0,1788,0,1791],[0,1792,0,1795],[0,1796,0,1799],[0,1760,0,1763],[0,1764,0,1767],[0,1768,0,1771],[0,1772,0,1775],[0,1776,0,1779],[0,1740,0,1743],[0,1744,0,1747],[0,1748,0,1751],[0,1752,0,1755],[0,1756,0,1759],[0,1880,0,1883],[0,1884,0,1887],[0,1888,0,1891],[0,1892,0,1895],[0,1896,0,1899],[0,1860,0,1863],[0,1864,0,1867],[0,1868,0,1871],[0,1872,0,1875],[0,1876,0,1879],[0,1840,0,1843],[0,1844,0,1847],[0,1848,0,1851],[0,1852,0,1855],[0,1856,0,1859],[0,1820,0,1823],[0,1824,0,1827],[0,1828,0,1831],[0,1832,0,1835],[0,1836,0,1839],[0,1960,0,1963],[0,1964,0,1967],[0,1968,0,1971],[0,1972,0,1975],[0,1976,0,1979],[0,1940,0,1943],[0,1944,0,1947],[0,1948,0,1951],[0,1952,0,1955],[0,1956,0,1959],[0,1920,0,1923],[0,1924,0,1927],[0,1928,0,1931],[0,1932,0,1935],[0,1936,0,1939],[0,1900,0,1903],[0,1904,0,1907],[0,1908,0,1911],[0,1912,0,1915],[0,1916,0,1919],[0,2040,0,2043],[0,2044,0,2047],[0,2048,0,2051],[0,2052,0,2055],[0,2056,0,2059],[0,2020,0,2023],[0,2024,0,2027],[0,2028,0,2031],[0,2032,0,2035],[0,2036,0,2039],[0,2000,0,2003],[0,2004,0,2007],[0,2008,0,2011],[0,2012,0,2015],[0,2016,0,2019],[0,1980,0,1983],[0,1984,0,1987],[0,1988,0,1991],[0,1992,0,1995],[0,1996,0,1999],[0,2120,0,2123],[0,2124,0,2127],[0,2128,0,2131],[0,2132,0,2135],[0,2136,0,2139],[0,2100,0,2103],[0,2104,0,2107],[0,2108,0,2111],[0,2112,0,2115],[0,2116,0,2119],[0,2080,0,2083],[0,2084,0,2087],[0,2088,0,2091],[0,2092,0,2095],[0,2096,0,2099],[0,2060,0,2063],[0,2064,0,2067],[0,2068,0,2071],[0,2072,0,2075],[0,2076,0,2079],[0,2200,0,2203],[0,2204,0,2207],[0,2208,0,2211],[0,2212,0,2215],[0,2216,0,2219],[0,2180,0,2183],[0,2184,0,2187],[0,2188,0,2191],[0,2192,0,2195],[0,2196,0,2199],[0,2160,0,2163],[0,2164,0,2167],[0,2168,0,2171],[0,2172,0,2175],[0,2176,0,2179],[0,2140,0,2143],[0,2144,0,2147],[0,2148,0,2151],[0,2152,0,2155],[0,2156,0,2159],[0,2280,0,2283],[0,2284,0,2287],[0,2288,0,2291],[0,2292,0,2295],[0,2296,0,2299],[0,2260,0,2263],[0,2264,0,2267],[0,2268,0,2271],[0,2272,0,2275],[0,2276,0,2279],[0,2240,0,2243],[0,2244,0,2247],[0,2248,0,2251],[0,2252,0,2255],[0,2256,0,2259],[0,2220,0,2223],[0,2224,0,2227],[0,2228,0,2231],[0,2232,0,2235],[0,2236,0,2239],[0,2360,0,2363],[0,2364,0,2367],[0,2368,0,2371],[0,2372,0,2375],[0,2376,0,2379],[0,2340,0,2343],[0,2344,0,2347],[0,2348,0,2351],[0,2352,0,2355],[0,2356,0,2359],[0,2320,0,2323],[0,2324,0,2327],[0,2328,0,2331],[0,2332,0,2335],[0,2336,0,2339],[0,2300,0,2303],[0,2304,0,2307],[0,2308,0,2311],[0,2312,0,2315],[0,2316,0,2319],[0,2440,0,2443],[0,2444,0,2447],[0,2448,0,2451],[0,2452,0,2455],[0,2456,0,2459],[0,2420,0,2423],[0,2424,0,2427],[0,2428,0,2431],[0,2432,0,2435],[0,2436,0,2439],[0,2400,0,2403],[0,2404,0,2407],[0,2408,0,2411],[0,2412,0,2415],[0,2416,0,2419],[0,2380,0,2383],[0,2384,0,2387],[0,2388,0,2391],[0,2392,0,2395],[0,2396,0,2399],[0,2520,0,2523],[0,2524,0,2527],[0,2528,0,2531],[0,2532,0,2535],[0,2536,0,2539],[0,2500,0,2503],[0,2504,0,2507],[0,2508,0,2511],[0,2512,0,2515],[0,2516,0,2519],[0,2480,0,2483],[0,2484,0,2487],[0,2488,0,2491],[0,2492,0,2495],[0,2496,0,2499],[0,2460,0,2463],[0,2464,0,2467],[0,2468,0,2471],[0,2472,0,2475],[0,2476,0,2479],[0,2600,0,2603],[0,2604,0,2607],[0,2608,0,2611],[0,2612,0,2615],[0,2616,0,2619],[0,2580,0,2583],[0,2584,0,2587],[0,2588,0,2591],[0,2592,0,2595],[0,2596,0,2599],[0,2560,0,2563],[0,2564,0,2567],[0,2568,0,2571],[0,2572,0,2575],[0,2576,0,2579],[0,2540,0,2543],[0,2544,0,2547],[0,2548,0,2551],[0,2552,0,2555],[0,2556,0,2559],[0,2680,0,2683],[0,2684,0,2687],[0,2688,0,2691],[0,2692,0,2695],[0,2696,0,2699],[0,2660,0,2663],[0,2664,0,2667],[0,2668,0,2671],[0,2672,0,2675],[0,2676,0,2679],[0,2640,0,2643],[0,2644,0,2647],[0,2648,0,2651],[0,2652,0,2655],[0,2656,0,2659],[0,2620,0,2623],[0,2624,0,2627],[0,2628,0,2631],[0,2632,0,2635],[0,2636,0,2639],[0,2760,0,2763],[0,2764,0,2767],[0,2768,0,2771],[0,2772,0,2775],[0,2776,0,2779],[0,2740,0,2743],[0,2744,0,2747],[0,2748,0,2751],[0,2752,0,2755],[0,2756,0,2759],[0,2720,0,2723],[0,2724,0,2727],[0,2728,0,2731],[0,2732,0,2735],[0,2736,0,2739],[0,2700,0,2703],[0,2704,0,2707],[0,2708,0,2711],[0,2712,0,2715],[0,2716,0,2719],[0,2840,0,2843],[0,2844,0,2847],[0,2848,0,2851],[0,2852,0,2855],[0,2856,0,2859],[0,2820,0,2823],[0,2824,0,2827],[0,2828,0,2831],[0,2832,0,2835],[0,2836,0,2839],[0,2800,0,2803],[0,2804,0,2807],[0,2808,0,2811],[0,2812,0,2815],[0,2816,0,2819],[0,2780,0,2783],[0,2784,0,2787],[0,2788,0,2791],[0,2792,0,2795],[0,2796,0,2799],[0,2920,0,2923],[0,2924,0,2927],[0,2928,0,2931],[0,2932,0,2935],[0,2936,0,2939],[0,2900,0,2903],[0,2904,0,2907],[0,2908,0,2911],[0,2912,0,2915],[0,2916,0,2919],[0,2880,0,2883],[0,2884,0,2887],[0,2888,0,2891],[0,2892,0,2895],[0,2896,0,2899],[0,2860,0,2863],[0,2864,0,2867],[0,2868,0,2871],[0,2872,0,2875],[0,2876,0,2879],[0,3000,0,3003],[0,3004,0,3007],[0,3008,0,3011],[0,3012,0,3015],[0,3016,0,3019],[0,2980,0,2983],[0,2984,0,2987],[0,2988,0,2991],[0,2992,0,2995],[0,2996,0,2999],[0,2960,0,2963],[0,2964,0,2967],[0,2968,0,2971],[0,2972,0,2975],[0,2976,0,2979],[0,2940,0,2943],[0,2944,0,2947],[0,2948,0,2951],[0,2952,0,2955],[0,2956,0,2959],[0,3080,0,3083],[0,3084,0,3087],[0,3088,0,3091],[0,3092,0,3095],[0,3096,0,3099],[0,3060,0,3063],[0,3064,0,3067],[0,3068,0,3071],[0,3072,0,3075],[0,3076,0,3079],[0,3040,0,3043],[0,3044,0,3047],[0,3048,0,3051],[0,3052,0,3055],[0,3056,0,3059],[0,3020,0,3023],[0,3024,0,3027],[0,3028,0,3031],[0,3032,0,3035],[0,3036,0,3039],[0,3160,0,3163],[0,3164,0,3167],[0,3168,0,3171],[0,3172,0,3175],[0,3176,0,3179],[0,3140,0,3143],[0,3144,0,3147],[0,3148,0,3151],[0,3152,0,3155],[0,3156,0,3159],[0,3120,0,3123],[0,3124,0,3127],[0,3128,0,3131],[0,3132,0,3135],[0,3136,0,3139],[0,3100,0,3103],[0,3104,0,3107],[0,3108,0,3111],[0,3112,0,3115],[0,3116,0,3119],[0,3240,0,3243],[0,3244,0,3247],[0,3248,0,3251],[0,3252,0,3255],[0,3256,0,3259],[0,3220,0,3223],[0,3224,0,3227],[0,3228,0,3231],[0,3232,0,3235],[0,3236,0,3239],[0,3200,0,3203],[0,3204,0,3207],[0,3208,0,3211],[0,3212,0,3215],[0,3216,0,3219],[0,3180,0,3183],[0,3184,0,3187],[0,3188,0,3191],[0,3192,0,3195],[0,3196,0,3199],[0,3320,0,3323],[0,3324,0,3327],[0,3328,0,3331],[0,3332,0,3335],[0,3336,0,3339],[0,3300,0,3303],[0,3304,0,3307],[0,3308,0,3311],[0,3312,0,3315],[0,3316,0,3319],[0,3280,0,3283],[0,3284,0,3287],[0,3288,0,3291],[0,3292,0,3295],[0,3296,0,3299],[0,3260,0,3263],[0,3264,0,3267],[0,3268,0,3271],[0,3272,0,3275],[0,3276,0,3279],[0,3400,0,3403],[0,3404,0,3407],[0,3408,0,3411],[0,3412,0,3415],[0,3416,0,3419],[0,3380,0,3383],[0,3384,0,3387],[0,3388,0,3391],[0,3392,0,3395],[0,3396,0,3399],[0,3360,0,3363],[0,3364,0,3367],[0,3368,0,3371],[0,3372,0,3375],[0,3376,0,3379],[0,3340,0,3343],[0,3344,0,3347],[0,3348,0,3351],[0,3352,0,3355],[0,3356,0,3359],[0,3480,0,3483],[0,3484,0,3487],[0,3488,0,3491],[0,3492,0,3495],[0,3496,0,3499],[0,3460,0,3463],[0,3464,0,3467],[0,3468,0,3471],[0,3472,0,3475],[0,3476,0,3479],[0,3440,0,3443],[0,3444,0,3447],[0,3448,0,3451],[0,3452,0,3455],[0,3456,0,3459],[0,3420,0,3423],[0,3424,0,3427],[0,3428,0,3431],[0,3432,0,3435],[0,3436,0,3439],[0,3560,0,3563],[0,3564,0,3567],[0,3568,0,3571],[0,3572,0,3575],[0,3576,0,3579],[0,3540,0,3543],[0,3544,0,3547],[0,3548,0,3551],[0,3552,0,3555],[0,3556,0,3559],[0,3520,0,3523],[0,3524,0,3527],[0,3528,0,3531],[0,3532,0,3535],[0,3536,0,3539],[0,3500,0,3503],[0,3504,0,3507],[0,3508,0,3511],[0,3512,0,3515],[0,3516,0,3519],[0,3640,0,3643],[0,3644,0,3647],[0,3648,0,3651],[0,3652,0,3655],[0,3656,0,3659],[0,3620,0,3623],[0,3624,0,3627],[0,3628,0,3631],[0,3632,0,3635],[0,3636,0,3639],[0,3600,0,3603],[0,3604,0,3607],[0,3608,0,3611],[0,3612,0,3615],[0,3616,0,3619],[0,3580,0,3583],[0,3584,0,3587],[0,3588,0,3591],[0,3592,0,3595],[0,3596,0,3599],[0,3720,0,3723],[0,3724,0,3727],[0,3728,0,3731],[0,3732,0,3735],[0,3736,0,3739],[0,3700,0,3703],[0,3704,0,3707],[0,3708,0,3711],[0,3712,0,3715],[0,3716,0,3719],[0,3680,0,3683],[0,3684,0,3687],[0,3688,0,3691],[0,3692,0,3695],[0,3696,0,3699],[0,3660,0,3663],[0,3664,0,3667],[0,3668,0,3671],[0,3672,0,3675],[0,3676,0,3679],[0,3800,0,3803],[0,3804,0,3807],[0,3808,0,3811],[0,3812,0,3815],[0,3816,0,3819],[0,3780,0,3783],[0,3784,0,3787],[0,3788,0,3791],[0,3792,0,3795],[0,3796,0,3799],[0,3760,0,3763],[0,3764,0,3767],[0,3768,0,3771],[0,3772,0,3775],[0,3776,0,3779],[0,3740,0,3743],[0,3744,0,3747],[0,3748,0,3751],[0,3752,0,3755],[0,3756,0,3759],[0,3880,0,3883],[0,3884,0,3887],[0,3888,0,3891],[0,3892,0,3895],[0,3896,0,3899],[0,3860,0,3863],[0,3864,0,3867],[0,3868,0,3871],[0,3872,0,3875],[0,3876,0,3879],[0,3840,0,3843],[0,3844,0,3847],[0,3848,0,3851],[0,3852,0,3855],[0,3856,0,3859],[0,3820,0,3823],[0,3824,0,3827],[0,3828,0,3831],[0,3832,0,3835],[0,3836,0,3839],[0,3960,0,3963],[0,3964,0,3967],[0,3968,0,3971],[0,3972,0,3975],[0,3976,0,3979],[0,3940,0,3943],[0,3944,0,3947],[0,3948,0,3951],[0,3952,0,3955],[0,3956,0,3959],[0,3920,0,3923],[0,3924,0,3927],[0,3928,0,3931],[0,3932,0,3935],[0,3936,0,3939],[0,3900,0,3903],[0,3904,0,3907],[0,3908,0,3911],[0,3912,0,3915],[0,3916,0,3919]],"merged_total":4101,"flags":["merged_cut"]}
["Annual Technology Baseline Goals\n - Develop consistent and normalized technology cost and performance assumptions\n - Mature the tracking and sourcing of input assumptions\n - Enable consistency in assumptions across analysis projects (and modeling).\n - Reduce the lead time for validating the consistency of analysis projects.\n - Expand beyond the initial electric sector focus."]
[null,"Electricity Generation Technology LCOE equation for Standard Scenarios – ReEDS Model Inputs and Annual Technology Baseline presentation of technology assumptions."]
[null,"Note: Costs associated with a given year are for systems that come online in that year.  For example, the overnight capital cost (OCC) for a technology in 2020 represents the OCC of a system that came online in 2020."]
[]
[null,"Levelized Cost of Energy ($/MWh)","LCOE = ((FCR * CAPEX + FOM)*1000/(CF * 8760)) + VOM + Fuel"]
[null,null,"LCOE = ((CRF * ProFinFactor * ConFinFactor * (OCC * CapRegMult + GCC) + FOM) * 1000 / (CF * 8760)) + VOM + Fuel"]
[]
[null,"Fixed Charge Rate","FCR = CRF * ProFinFactor","Amount of revenue per dollar of investment required that must be collected annually from customers to pay the carrying charges on that investment."]
[]
[null,"CAPEX","CAPEX = ConFinFActor * (OCC * CapRegMult + GCC)","Capital expenditures required to achieve commercial operation of the generation plant"]
[]
[null,"Capital Recovery Factor","CRF = WACC / (1 - (1 / (1 + WACC)^t))       note: WACC real","*ReEDS uses: CRF = (WACC - 1) / (1 - (1 / WACC)^t)"]
[null,null,"WACC = ((1+((1-DF)*((1+RROE)*(1+i)-1)) + (DF*((1+IR)*(1+i)-1)*(1-TR))) / (1+i)) - 1","but uses a WACC that is equal to 1 + the WACC rate, and returns a CRF that is 1+CRF"]
[null,null,"DF = debt fraction","*ReEDS uses: WACC = (1 + ((1 - DF)*(RROE*i - 1)) + (DF*(IR*i - 1)*(1-TR))) / i"]
[null,null,"RROE = rate of return on equity (real) = 10.24%","but uses RROE, i, and IR that are equal to 1 + the rates, and returns a WACC that is 1+WACC"]
[null,null,"i = inflation rate = 2.5%"]
[null,null,"IR = interest rate (real) = 5.4%"]
[]
[null,"Project Finance factor","ProFinFactor = (1 - TR * PVD) / (1 - TR)"]
[null,null,"TR = combined state/federal tax rate"]
[null,null,"PVD = present value of depreciation = summation from y=1 to y=M+1 of (FDy * fy)"]
[null,null,"M = # years in MACRS depreciation schedule"]
[null,null,"FDy = fraction of capital depreciated in year y"]
[null,null,"fy = depreciation factor in year y","fy = 1/dy"]
[null,null,"d = nominal discount rate (8.9%)","d = WACC * i"]
[null,null,"i = inflation rate"]
[]
[null,"Construction Finance Factor","ConFinFactor = summation from y=0 to y=C-1 of  (FCy * AIy)"]
[null,null,"FCy = fraction of capital spent in year y"]
[null,null,"AIy =1 + (1 - TR) * ((1 + IDC)(year+0.5) - 1) ","*ReEDS uses: AIy =1 + (1 - TR) * (IDC(year+0.5) - 1) "]
[null,null,"IDC = interest during construction","but uses an IDC that is equal to 1 + the interest rate"]
[null,null,"y = year index, starting at 0"]
[null,null,"C = construction duration (years)"]
[]
[null,"Overnight Capital Cost","OCC = input in $/kW"]
[]
[null,"Capital Regional Multiplier","CapRegMult = 1  for ATB","CapRegMult = 1  for ATB"]
[]
[null,"Grid Connection Costs","GCC = GF + OnSpurCost + Off SpurCost"]
[null,null,"GF","grid feature = 0 for ATB"]
[null,null,"OnSpurCost","Onshore Spur Line Costs = 0 for ATB"]
[null,null,"Off SpurCost","Offshore (underwater) Spur Line Costs, represent distance of 30 km for ATB"]
[]
[null,"Fixed Operating Expenses","FOM = input in $/kW"]
[]
[null,"* 1000","conversion factor from $/kW inputs to $/MWh output"]
[]
[null,"Capacity Factor","CF = input as %"]
[]
[null,"* 8760","conversion factor for hours per year"]
[]
[null,"Variable Operating Expenses","VOM = input in $/MWh"]
[]
[null,"Fuel","Fuel = input in $/MWh"]
[]
[null,"Overnight LCOE","=((OCC*CRF*(1-TR*PVD))/(8760*CF*(1-TR))+FOM/(8760*CF))*1000)+VOM","This is similar to the LCOE used in the TCDB (Transparent Cost database)"]
[]
[null,"Definitions:"]
[null,"AI","Accumulated Interest","Accumulated interest is a function of the interest during construction and the tax rate."]
[null,"C","Construction Duration","Number of years in construction period"]
[null,"CapRegMult","Capital Regional Multiplier","Capital cost multipliers to account for regional variations that affect plant costs, e.g. labor rates, etc. Separate multipliers are applied to land-based and offshore wind plants, PV, CSP, coal, gas, nuclear, etc. No multipliers for geothermal or hydropower due to site specific nature of plant cost estimates."]
[null,"CF","Capacity Factor (%)","Generally defined as the ratio of actual annual output to output at rated capacity for an entire year.  "]
[null,"ConFinFactor","Construction Finance Factor","Portion of all-in capital cost associated with construction period financing.  ConFinFactor is a function of C, FC, and IDC."]
[null,"CRF","Capital Recovery Factor","The ratio of a constant annuity to the present value of receiving that annuity for a given length of time. (Default in ReEDS is 8.89% real); CRF is a function of WACC and t."]
[null,"d","nominal discount rate (8.9%)","The discount rate is a function of the WACC and inflation."]
[null,"DF","Debt Fraction","Fraction of capital financed with debt.  1-DF is assumed financed with equity. (50% for all technologies in ReEDS)"]
[null,"f","Depreciation Factor","The depreciation factor is a function of the discount rate."]
[null,"FC","Capital Fraction","Fraction of capital spent in each year of construction, 1 to C."]
[null,"FD","Depreciation Fraction","Fraction of capital depreciated in each year, 1 to M."]
[null,"FOM","Fixed Operation and Maintenance Expenses ($/MW-year)","Annual expenditures to operate and maintain equipment that are not incurred on a per-unit-energy basis."]
[null,"Fuel","fuel cost ($/MWh)","Fuel costs are converted to $/MWh from various units."]
[null,"GCC","Grid Connection Costs","Distance-based costs of spur lines over land, offshore wind plant export cable costs and construction-period transit costs"]
[null,"GF","Grid Feature","Point of interconnection at the high voltage transmission network, including substation, transmission lines, load center, or BA center. (Default in ReEDS is $0/kW for substation and load center and $14/kW for others)"]
[null,"i","Inflation Rate","Assumed inflation rate based on historical data. (2.5% in ReEDS)"]
[null,"ICC","Installed Capital Cost ($/MW)","Total capital expenditure to achieve commercial operation up to the plant gate. This intermediate value is used only in presentation of technology cost assumptions with historic market data.  It is not required to calculate LCOE."]
[null,"IDC","Interest During Construction","Interest rate for financing project during construction period."]
[null,"IR","Interest Rate (real)","Assumed interest rate on debt. (5.4% for all technologies in ReEDS, 8% nominal)"]
[null,"M","Depreciation period (years)","Number of years in MACRS depreciation schedule."]
[null,"OCC","Overnight Capital Cost ($/MW)","Capital expenditures excluding construction period financing.  Includes onsite electrical equipment (e.g., switchyard), a nominal-distance spur line (<1 mi), and necessary upgrades at a transmission substation."]
[null,"OffDist","Offshore Distance","Total offshore distance covered by the offshore export cables"]
[null,"OffSpurCost","Offshore (underwater) Spur Line Costs","Cost for offshore (underwater) export cables from the offshore turbines to land including incremental construction-period transit costs; OffSpurCost is a function of OffDist and OffDistFactor."]
[null,"OffDistFactor","Offshore Distance Factor","Incremental capital expenditure for offshore wind plant export cable length between landfall and offshore wind plant site and construction-period transit costs between port and offshore wind plant site. Assumed HVAC for cables that are <70 km and HVDC otherwise. ($8.10/kW-km for AC cables and $13.49/kW-km for DC cables)"]
[null,"OnDist","Onshore Distance","Total onshore distance covered by the onshore transmission spur lines"]
[null,"OnRegTransMult","Onshore Regional Transmission Multiplier","Transmission cost multipliers to account for regional variations that affect onshore transmission line costs, e.g. labor rates, terrain, siting, etc."]
[null,"OnSpurCost","Onshore Spur Line Costs","Cost for onshore transmission lines from the plant gate to the grid feature; OnSpurCost is a function of OnDist, OnTransCost, and OnRegTransMult."]
[null,"OnTransCost","Onshore Transmission Costs (for spur line)","Base onshore transmission line costs (Default in ReEDS is $3922/MW-mile)"]
[null,"ProFinFactor","Project Finance factor","Technology-specific financial multiplier to account for any applicable differences in depreciation schedule, and tax policies. ProFinFactor is a function of TR, WACC, i, M, and FD"]
[null,"PVD","Present Value of Depreciation","PVD is a function of FD, f and y."]
[null,"RROE","Rate of Return on Equity (real)","Assumed rate of return on the share of assets financed with equity. (10% for all technologies in ReEDS, 13% nominal)"]
[null,"t","Economic Lifetime (years)","Length of time for paying off assets (20 years for all technologies in ReEDS)"]
[null,"TR","Tax Rate","Combined state and federal tax rate (40%)"]
[null,"VOM","Variable Operation and Maintenance Expenses ($/MWh)","Operating and maintenance costs incurred on a per-unit-energy basis. "]
[null,"WACC","Weighted Average Cost of Capital (real)","The average expected rate that is paid to finance assets. (Default in ReEDS is 6.2% real); WACC is a function of DF, RROE, IR, i, and TR."]
[null,"y","year index, starting at 0"]
[]
[null,"Notes:"]
[null,"CapRegMult = 1","ATB assumes that all plants represent typical equipment costs and do not include regionally specific labor or material cost increments."]
[null,"GCC = 0","ATB assumes that base plant cost includes small spur line to connect with grid for all technologies in overnight capital cost.  An exception is made for offshore wind plants where the export cable and construction-period transit costs based on a 30 km distance from shore are represented in GCC.  Specific transmission lines based on geographically determined distances between ReEDS regions and existing transmission features for wind and solar are not included in ATB."]
[null,"Inputs in ATB are in $/kW, in ReEDS they are $/MW"]

{"sheet":"Land-Based Wind","index":2,"n_rows":496,"n_cols":48,"rows_kept":496,"cut":false,"hidden":false,"merged":[[491,12,491,26],[490,7,490,11],[491,7,491,11],[28,14,28,17],[479,6,479,19],[482,12,482,26],[486,12,486,26],[487,12,487,26],[488,12,488,26],[483,12,483,26],[484,12,484,26],[485,12,485,26],[82,21,82,22],[249,9,263,9],[195,9,209,9],[99,7,209,7],[179,9,193,9],[131,9,145,9],[147,9,161,9],[99,9,113,9],[115,9,129,9],[163,9,177,9],[213,7,227,7],[96,6,96,19],[492,12,492,26],[493,12,493,26],[489,12,489,26],[490,12,490,26],[494,12,494,26],[495,12,495,26],[14,16,14,17],[15,16,15,17],[16,16,16,17],[17,16,17,17],[18,16,18,17],[19,16,19,17],[20,16,20,17],[21,16,21,17],[17,14,17,15],[18,14,18,15],[19,14,19,15],[20,14,20,15],[21,14,21,15],[38,14,38,17],[42,14,42,15],[25,14,25,17],[26,14,26,17],[81,21,81,27],[492,7,492,11],[493,7,493,11],[494,7,494,11],[495,7,495,11],[482,7,482,11],[483,7,483,11],[484,7,484,11],[485,7,485,11],[486,7,486,11],[487,7,487,11],[488,7,488,11],[489,7,489,11],[23,14,23,18],[83,21,83,22],[86,9,90,9],[0,0,0,9],[39,14,39,17],[40,14,40,17],[35,14,35,17],[36,14,36,17],[37,14,37,17],[29,14,29,17],[9,6,9,19],[31,14,31,17],[32,14,32,17],[33,14,33,17],[34,14,34,17],[11,14,11,15],[11,16,11,19],[13,14,13,19],[11,9,15,9],[11,7,51,7],[17,9,21,9],[23,9,27,9],[35,9,39,9],[24,14,24,17],[268,6,268,19],[55,14,55,17],[56,14,56,17],[86,12,86,16],[61,7,77,7],[54,9,58,9],[61,9,65,9],[67,9,71,9],[213,9,227,9],[231,7,245,7],[231,9,245,9],[249,7,263,7],[27,14,27,17],[30,14,30,17],[29,9,33,9],[41,9,45,9],[80,7,90,7],[73,9,77,9],[54,7,58,7],[80,9,84,9],[47,9,51,9]]}
["Land-Based Wind Inputs"]
[]
[null,null,null,null,null,null,null,null,null,null,null,null,null,null,null,null,null,null,null,"Inputs"]
[null,null,null,null,null,null,null,null,null,"Take me to: ",null,null,null,null,null,null,null,null,null,"Calculated"]
[]
[]
[]
[]
[]
[null,"X",null,null,null,null,"Current Costs"]
[]
[null,null,null,null,null,null,null,"Techno-Economic Cost and Performance Parameters",null,"Net Capacity Factor (%)","TRG 1",0.48997880883527117,null,null,"Basis Year:",null,2013]
[null,null,null,null,null,null,null,null,null,null,"TRG 2",0.46287689735087051]
[null,null,null,null,null,null,null,null,null,null,"TRG 3",0.43950175601547609,null,null,"Land-Based Wind Techno-Resource Groups (TRG)"]
[null,null,null,null,null,null,null,null,null,null,"TRG 4",0.3790649778445811,null,null,null,null,"Weighted",null,"Available","Available"]
[null,null,null,null,null,null,null,null,null,null,"TRG 5",0.32023156424456123,null,null,null,null," Average ",null,"Capacity","Generation"]
[null,null,null,null,null,null,null,null,null,null,null,null,null,null,null,null,"Wind Speed (m/s)",null,"(GW)","(GWh)"]
[null,null,null,null,null,null,null,null,null,"Annual Energy Production (kWh/kW)","TRG 1",{"$f":"(L12)*8760","v":4292.2143653969752},null,null,"TRG 1",null,8.9,null,70,289]
[null,null,null,null,null,null,null,null,null,null,"TRG 2",{"$f":"(L13)*8760","v":4054.8016207936257},null,null,"TRG 2",null,8.1,null,1171,4705]
[null,null,null,null,null,null,null,null,null,null,"TRG 3",3850.0353826955707,null,null,"TRG 3",null,7.4,null,2429,9281]
[null,null,null,null,null,null,null,null,null,null,"TRG 4",3320.6092059185303,null,null,"TRG 4",null,6.7,null,1175,3842]
[null,null,null,null,null,null,null,null,null,null,"TRG 5",2805.2285027823564,null,null,"TRG 5",null,6.1,null,1323,3674]
[]
[null,null,null,null,null,null,null,null,null,"CAPEX ($/kW)","TRG 1",{"$f":" $S$37 * (L36 + L62)","v":1651.6621909464316},null,null,"Financial Assumptions:"]
[null,null,null,null,null,null,null,null,null,null,"TRG 2",{"$f":" $S$37 * (L37 + L63)","v":1721.7237607715351}," ",null,"Inflation Rate",null,null,null,2.5000000000000001E-2]
[null,null,null,null,null,null,null,null,null,null,"TRG 3",1826.8313352564371,null,null,"Economic Lifetime (Years)",null,null,null,20]
[null,null,null,null,null,null,null,null,null,null,"TRG 4",1851.6851825101073,null,null,"Interest Rate - Nominal",null,null,null,0.08]
[null,null,null,null,null,null,null,null,null,null,"TRG 5",1851.7359150009293,null,null,"Calculated Interest Rate - Real",null,null,null,{"$f":"(1+S27)/(1+S25)-1","v":5.3658536585366123E-2}]
[null,null,null,null,null,null,null,null,null,null,null,null,null,null,"Interest During Construction  - Nominal",null,null,null,0.08]
[null,null,null,null,null,null,null,null,null,"Construction Financing Cost ($/kW)","TRG 1",{"$f":"(L36+L62)*($S$37-1)","v":61.847410528167643},null,null,"Rate of Return on Equity - Nominal",null,null,null,0.13]
[null,null,null,null,null,null,null,null,null,null,"TRG 2",{"$f":"(L37+L63)*($S$37-1)","v":64.470905026602637},null,null,"Calculated Rate of Return on Equity - Real",null,null,null,{"$f":"(1+S30)/(1+S25) - 1","v":0.10243902439024399}]
[null,null,null,null,null,null,null,null,null,null,"TRG 3",68.406716686166462,null,null,"Debt Fraction",null,null,null,0.5]
[null,null,null,null,null,null,null,null,null,null,"TRG 4",69.337382837349168,null,null,"Tax Rate (Federal and State)",null,null,null,0.4]
[null,null,null,null,null,null,null,null,null,null,"TRG 5",69.33928254372023,null,null,"WACC - Nominal",null,null,null,{"$f":"IF(S33>0,S32*S27*(1-S33)+(1-S32)*S30,S32*S27+(1-S32)*S30)","v":8.8999999999999996E-2}]
[null,null,null,null,null,null,null,null,null,null,null,null,null,null,"WACC - Real",null,null,null,{"$f":" ((1+((1-S32)*((1+S31)*(1+S25)-1)) + (S32*((1+S28)*(1+S25)-1)*(1-S33))) / (1+S25)) - 1","v":6.2439024390243958E-2}]
[null,null,null,null,null,null,null,null,null,"Overnight Capital Cost (OCC) ($/kW)","TRG 1",1589.814780418264,null,null,"Depreciation Period",null,null,null,5]
[null,null,null,null,null,null,null,null,null,null,"TRG 2",1657.2528557449325,null,null,"Construction Finance Factor",null,null,null,{"$f":"SUMPRODUCT(P46:P48,Q46:Q48)","v":1.0389022742082548}]
[null,null,null,null,null,null,null,null,null,null,"TRG 3",1758.4246185702707,null,null,"Present Value of Depreciation",null,null,null,{"$f":"SUMPRODUCT(O51:T51,O53:T53)","v":0.79381715171662992}]
[null,null,null,null,null,null,null,null,null,null,"TRG 4",1782.3477996727581,null,null,"Project Finance Factor",null,null,null,{"$f":" (1 - S33 * S38) / (1 - S33)","v":1.1374552321889135}]
[null,null,null,null,null,null,null,null,null,null,"TRG 5",1782.3966324572091,null,null,"Capital Recovery Factor (CRF) - Nominal",null,null,null,{"$f":" S34 / (1 - (1 / (1 + S34)^S26))","v":0.10876693284230318}]
[null,null,null,null,null,null,null,null,null,null,null,null,null,null,"Capital Recovery Factor (CRF) - Real",null,null,null,{"$f":" S35 / (1 - (1 / (1 + S35)^S26))","v":8.8918713624039622E-2}]
[null,null,null,null,null,null,null,null,null,"Fixed Operation and Maintenance Expenses ($/kW)","TRG 1",50.732379766021765]
[null,null,null,null,null,null,null,null,null,null,"TRG 2",50.732379766021765,null,null,"Construction Duration yrs",null,3]
[null,null,null,null,null,null,null,null,null,null,"TRG 3",50.732379766021765,null,null,"Year","Capital","Accumulated"]
[null,null,null,null,null,null,null,null,null,null,"TRG 4",50.732379766021765,null,null,"Index","Fraction","Interest"]
[null,null,null,null,null,null,null,null,null,null,"TRG 5",50.732379766021765,null,null,0,0.8,{"$f":"1+(1-S33)*((1+S29)^(O46+0.5)-1)","v":1.0235382907247959}]
[null,null,null,null,null,null,null,null,null,null,null,null,null,null,1,0.1,{"$f":"1+(1-S33)*((1+S29)^(O47+0.5)-1)","v":1.0734213539827795}]
[null,null,null,null,null,null,null,null,null,"Variable Operation and Maintenance Expenses ($/MWh)","TRG 1",0,null,null,2,0.1,{"$f":"1+(1-S33)*((1+S29)^(O48+0.5)-1)","v":1.127295062301402}]
[null,null,null,null,null,null,null,null,null,null,"TRG 2",0]
[null,null,null,null,null,null,null,null,null,null,"TRG 3",0,null,"MACRS yr",1,2,3,4,5,6]
[null,null,null,null,null,null,null,null,null,null,"TRG 4",0,null,"Depreciation",0.2,0.32,0.192,0.1152,0.1152,5.7599999999999998E-2]
[null,null,null,null,null,null,null,null,null,null,"TRG 5",0,null,"Fraction"]
[null,null,null,null,null,null,null,null,null,null,null,null,null,"Depreciation",{"$f":"1/((1+S35)*(1+S25))^O50","v":0.91827364554637281},{"$f":"1/((1+S35)*(1+S25))^P50","v":0.84322648810502554},{"$f":"1/((1+S35)*(1+S25))^Q50","v":0.77431266125346698},{"$f":"1/((1+S35)*(1+S25))^R50","v":0.71103091024193477},{"$f":"1/((1+S35)*(1+S25))^S50","v":0.65292094604401729},{"$f":"1/((1+S35)*(1+S25))^T50","v":0.59956009737742622}]
[null,null,null,null,null,null,null,null,null,null,null,null,null,"Factor"]
[null,null,null,null,null,null,null,"Finance",null,"Weighted Average Cost of Capital (WACC) (Nominal) (%)","TRG 1",{"$f":"$S$34","v":8.8999999999999996E-2}]
[null,null,null,null,null,null,null,null,null,null,"TRG 2",{"$f":"$S$34","v":8.8999999999999996E-2},null,null,"Investment Tax Credit (ITC)*",null,null,null,0]
[null,null,null,null,null,null,null,null,null,null,"TRG 3",{"$f":"$S$34","v":8.8999999999999996E-2},null,null,"Production Tax Credit (PTC)*",null,null,null,0]
[null,null,null,null,null,null,null,null,null,null,"TRG 4",{"$f":"$S$34","v":8.8999999999999996E-2},null,null,"* not currently included in LCOE calculation"]
[null,null,null,null,null,null,null,null,null,null,"TRG 5",{"$f":"$S$34","v":8.8999999999999996E-2},null,null,null,null,null,null,null,null,null,null,null,null," "]
[]
[]
[null,null,null,null,null,null,null,"Grid Connection Costs",null,"Grid Connection Costs (GCC) ($/kW)","TRG 1",{"$f":"L68+L74","v":0}]
[null,null,null,null,null,null,null,null,null,null,"TRG 2",{"$f":"L69+L75","v":0}]
[null,null,null,null,null,null,null,null,null,null,"TRG 3",{"$f":"L70+L76","v":0}]
[null,null,null,null,null,null,null,null,null,null,"TRG 4",{"$f":"L71+L77","v":0},null,null,null," "]
[null,null,null,null,null,null,null,null,null,null,"TRG 5",{"$f":"L72+L78","v":0}]
[]
[null,null,null,null,null,null,null,null,null,"Grid Feature Costs ($/kW)","TRG 1",0]
[null,null,null,null,null,null,null,null,null,null,"TRG 2",0]
[null,null,null,null,null,null,null,null,null,null,"TRG 3",0]
[null,null,null,null,null,null,null,null,null,null,"TRG 4",0]
[null,null,null,null,null,null,null,null,null,null,"TRG 5",0]
[]
[null,null,null,null,null,null,null,null,null,"Onshore Spur Line Costs ($/kW)","TRG 1",0]
[null,null,null,null,null,null,null,null,null,null,"TRG 2",0]
[null,null,null,null,null,null,null,null,null,null,"TRG 3",0]
[null,null,null,null,null,null,null,null,null,null,"TRG 4",0]
[null,null,null,null,null,null,null,null,null,null,"TRG 5",0]
[]
[]
[null,null,null,null,null,null,null,"LCOE",null,"Levelized Cost of Energy ($/MWh)","TRG 1",{"$f":" (($S$41 * $S$39 * $S$37 * (L36 * 1 + L62) +L42) * 1000 / (L12 * 8760)) + L48 + 0","v":50.739133570276223}]
[null,null,null,null,null,null,null,null,null,null,"TRG 2",{"$f":" (($S$41 * $S$39 * $S$37 * (L37 * 1 + L63) +L43) * 1000 / (L13 * 8760)) + L49 + 0","v":55.457543966068755}]
[null,null,null,null,null,null,null,null,null,null,"TRG 3",{"$f":" (($S$41 * $S$39 * $S$37 * (L38 * 1 + L64) +L44) * 1000 / (L14 * 8760)) + L50 + 0","v":61.168276868236497}]
[null,null,null,null,null,null,null,null,null,null,"TRG 4",{"$f":" (($S$41 * $S$39 * $S$37 * (L39 * 1 + L65) +L45) * 1000 / (L15 * 8760)) + L51 + 0","v":71.67774340177499}]
[null,null,null,null,null,null,null,null,null,null,"TRG 5",{"$f":" (($S$41 * $S$39 * $S$37 * (L40 * 1 + L66) +L46) * 1000 / (L16 * 8760)) + L52 + 0","v":84.848312891808931}]
[]
[null,null,null,null,null,null,null,null,null,"Overnight Levelized Cost of Energy ($/MWh)","TRG 1",{"$f":"(((L36*$S$41*(1-$S$33*$S$38))/(8760*L12*(1-$S$33))+L42/(8760*L12))*1000)+L48","v":49.281771033754659},"* this is similar to the LCOE used in the TCDB (Transparent Cost Database)"]
[null,null,null,null,null,null,null,null,null,null,"TRG 2",{"$f":"(((L37*$S$41*(1-$S$33*$S$38))/(8760*L13*(1-$S$33))+L43/(8760*L13))*1000)+L49","v":53.849412168565657}]
[null,null,null,null,null,null,null,null,null,null,"TRG 3",{"$f":"(((L38*$S$41*(1-$S$33*$S$38))/(8760*L14*(1-$S$33))+L44/(8760*L14))*1000)+L50","v":59.371221288506206}]
[null,null,null,null,null,null,null,null,null,null,"TRG 4",{"$f":"(((L39*$S$41*(1-$S$33*$S$38))/(8760*L15*(1-$S$33))+L45/(8760*L15))*1000)+L51","v":69.565824868424443}]
[null,null,null,null,null,null,null,null,null,null,"TRG 5",{"$f":"(((L40*$S$41*(1-$S$33*$S$38))/(8760*L16*(1-$S$33))+L46/(8760*L16))*1000)+L52","v":82.34832108887862}]
[]
[]
[null,null,null,null,null,null,null,"***Note: For future projections, low, mid, and high refer to low, mid, and high LCOE projections."]
[]
[]
[null,null,null,"X",null,null,"Future Projections"]
[]
[null,null,null,null,null,null,null,null,null,null,null,{"$f":"Q12+1","v":2014},{"$f":"L99+1","v":2015},{"$f":"M99+1","v":2016},{"$f":"N99+1","v":2017},2018,2019,{"$f":"Q99+1","v":2020},2021,2022,{"$f":"T99+1","v":2023},2024,{"$f":"V99+1","v":2025},2026,2027,2028,2029,2030,2031,2032,2033,2034,2035,2036,2037,2038,2039,2040,2041,2042,2043,2044,2045,2046,2047,2048,2049,2050]
[null,null,null,null,null,null,null,"Techno-Economic Cost and Performance Parameters",null,"Net Capacity Factor (%)","TRG 1 - Low",0.5115685106238268,0.53621273558777482,0.54726619422759704,0.55699570251179109,0.56532951663621156,0.57222131939560805,0.57765090497007543,0.58366291380284507,0.58979427044571242,0.5946728083646502,0.59834970479869443,0.60089188096431745,0.6023785303320921,0.60521380824525184,0.60721852567123979,0.60906955942676533,0.61027400371885909,0.61193538219461052,0.61312655939291127,0.61392087865642297,0.61499146801064619,0.61579640784733936,0.61699702279691604,0.61802845962047814,0.61892293986019031,0.61970316025070926,0.62038198639882791,0.62110805143247128,0.6217286250820182,0.62222564379292855,0.62257038728912784,0.6227235739009267,0.62351883732969349,0.62401397301695372,0.62413744804404103,0.62413744804404103,0.62413744804404103]
[null,null,null,null,null,null,null,null,null,null,"TRG 1 - Mid",0.5115685106238268,0.51720272958997637,0.52229685488540734,0.52684462930295062,0.53084415085981951,0.53429774378144024,0.53777562322429917,0.54169807446320972,0.5451541880111076,0.5481582825118072,0.55072748685130246,0.55288135186874254,0.5557206383753529,0.55821343640258103,0.56065779723263942,0.56280752489374497,0.56496643673475178,0.56703725687251483,0.56889312321186847,0.57084317823935571,0.5726303228135462,0.57456550459338684,0.57638710175658203,0.5781174619205891,0.57977812634066772,0.58138971383370297,0.58297184501249288,0.58473115963696976,0.58649821136391367,0.58828926743678889,0.59011940544407915,0.59200247957608043,0.59395109495532206,0.59597658290246069,0.59808896915043563,0.60029694972400161,0.60260785165106789]
[null,null,null,null,null,null,null,null,null,null,"TRG 1 - High",0.5115685106238268,0.5115685106238268,0.5115685106238268,0.5115685106238268,0.5115685106238268,0.5115685106238268,0.5115685106238268,0.5115685106238268,0.5115685106238268,0.5115685106238268,0.5115685106238268,0.5115685106238268,0.5115685106238268,0.5115685106238268,0.5115685106238268,0.5115685106238268,0.5115685106238268,0.5115685106238268,0.5115685106238268,0.5115685106238268,0.5115685106238268,0.5115685106238268,0.5115685106238268,0.5115685106238268,0.5115685106238268,0.5115685106238268,0.5115685106238268,0.5115685106238268,0.5115685106238268,0.5115685106238268,0.5115685106238268,0.5115685106238268,0.5115685106238268,0.5115685106238268,0.5115685106238268,0.5115685106238268,0.5115685106238268]
[null,null,null,null,null,null,null,null,null,null,"TRG 2 - Low",0.46804270491110267,0.4905901242166778,0.50070312095702962,0.50960481306711691,0.51722956092398453,0.52353498813116017,0.52850260804138705,0.5340030968666426,0.53961277902710791,0.54407623609331113,0.54744029098904623,0.54976617107003056,0.55112633178535508,0.55372037562521481,0.55555452559175145,0.55724806776220559,0.55835003426850771,0.55987005760755892,0.56095988582478273,0.56168662198804598,0.56266612234194502,0.56340257544770234,0.56450103842360255,0.56544471746329983,0.56626309260209373,0.56697692946738465,0.56759799902098651,0.56826228823197289,0.56883006158685812,0.569284792433294,0.56960020410369749,0.5697403571323798,0.57046795712844478,0.5709209651646131,0.57103393456063101,0.57103393456063101,0.57103393456063101]
[null,null,null,null,null,null,null,null,null,null,"TRG 2 - Mid",0.46804270491110267,0.47319754738129771,0.47785824899391682,0.48201908492401885,0.48567831501530123,0.48883806574101746,0.49202003661683502,0.49560875376735486,0.49877081065679357,0.50151930765517505,0.50386991627074518,0.50584052389776013,0.50843823526774068,0.51071893845261462,0.51295532562446,0.51492214791400848,0.51689737296548255,0.51879200142390947,0.52048996500725286,0.52227410341850444,0.52390919229360211,0.5256797229183795,0.5273463330513618,0.52892946890670334,0.53044883894411132,0.53192330766878182,0.53337082631206589,0.5349804530942649,0.53659715868270719,0.5382358262542779,0.53991025055034769,0.54163310700454037,0.5434159282572002,0.54526908152573794,0.54720173952322415,0.54922185839016302,0.55133614174863121]
[null,null,null,null,null,null,null,null,null,null,"TRG 2 - High",0.46804270491110267,0.46804270491110267,0.46804270491110267,0.46804270491110267,0.46804270491110267,0.46804270491110267,0.46804270491110267,0.46804270491110267,0.46804270491110267,0.46804270491110267,0.46804270491110267,0.46804270491110267,0.46804270491110267,0.46804270491110267,0.46804270491110267,0.46804270491110267,0.46804270491110267,0.46804270491110267,0.46804270491110267,0.46804270491110267,0.46804270491110267,0.46804270491110267,0.46804270491110267,0.46804270491110267,0.46804270491110267,0.46804270491110267,0.46804270491110267,0.46804270491110267,0.46804270491110267,0.46804270491110267,0.46804270491110267,0.46804270491110267,0.46804270491110267,0.46804270491110267,0.46804270491110267,0.46804270491110267,0.46804270491110267]
[null,null,null,null,null,null,null,null,null,null,"TRG 3 - Low",0.44190996114049397,0.46285591688522687,0.47353867964632695,0.48315462554315136,0.49163626226484802,0.49893728152071554,0.50503338058635616,0.51143526779174497,0.51770682864600714,0.52291355244537652,0.52709564906291562,0.53030735459994394,0.53261399888881866,0.53566619958191442,0.5379945299574741,0.54007575632217486,0.54159056518405846,0.54336905576746186,0.54473367483527613,0.54574895226049325,0.54688638804362832,0.54778914485029018,0.54891760283168567,0.54989596619759806,0.55075285959579068,0.5515084434509856,0.55217413669863102,0.55287337015586313,0.55347896607019209,0.55397481625056422,0.55433531741969033,0.55452545145892052,0.55523362091058137,0.55567453137554312,0.55578448392593494,0.55578448392593494,0.55578448392593494]
[null,null,null,null,null,null,null,null,null,null,"TRG 3 - Mid",0.44190996114049397,0.4476823367925622,0.45265340281209387,0.4571774522295175,0.46125209350055801,0.46487855661346211,0.46844328276036012,0.47227075575766175,0.47570485327508677,0.47875734625019234,0.48144248010846757,0.48377664738878784,0.48650214850471968,0.48892908197164836,0.49126150840945243,0.4933388683311038,0.49536930315665989,0.49731704322047965,0.49907788218727356,0.50086348274324088,0.50250686948116097,0.5042207336056912,0.50583503966246679,0.50736939134330261,0.50884268705993541,0.5102730179629964,0.51167760132225604,0.51322873659259349,0.51478670838113239,0.51636579543045091,0.51797923303724258,0.51963918336356896,0.52135671283243457,0.52314177034255949,0.52500315929124108,0.52694851632358819,0.52898427676488591]
[null,null,null,null,null,null,null,null,null,null,"TRG 3 - High",0.44190996114049397,0.44190996114049397,0.44190996114049397,0.44190996114049397,0.44190996114049397,0.44190996114049397,0.44190996114049397,0.44190996114049397,0.44190996114049397,0.44190996114049397,0.44190996114049397,0.44190996114049397,0.44190996114049397,0.44190996114049397,0.44190996114049397,0.44190996114049397,0.44190996114049397,0.44190996114049397,0.44190996114049397,0.44190996114049397,0.44190996114049397,0.44190996114049397,0.44190996114049397,0.44190996114049397,0.44190996114049397,0.44190996114049397,0.44190996114049397,0.44190996114049397,0.44190996114049397,0.44190996114049397,0.44190996114049397,0.44190996114049397,0.44190996114049397,0.44190996114049397,0.44190996114049397,0.44190996114049397,0.44190996114049397]
[null,null,null,null,null,null,null,null,null,null,"TRG 4 - Low",0.38211304535589435,0.40013113719753629,0.41168753068348002,0.42247624461937922,0.43242761834268922,0.44148875067277071,0.44962467876454143,0.45765201204437961,0.46506703996095089,0.47159528482162621,0.47726343301103047,0.48211118458684155,0.48618884899147513,0.49001838160867323,0.49320724135423949,0.49593854901407913,0.49816265894602763,0.5003626082213074,0.50218820534531583,0.50369776894047635,0.50506533755576466,0.50621883133536816,0.5073206904019234,0.50828423572264425,0.50913588216886752,0.5098942312006699,0.51056980997698387,0.51126809838551746,0.51188005404353765,0.51239075254732824,0.51277648004765053,0.51300480295529982,0.51365994751007626,0.51406784436242725,0.5141695641054973,0.5141695641054973,0.5141695641054973]
[null,null,null,null,null,null,null,null,null,null,"TRG 4 - Mid",0.38211304535589435,0.38789687093243597,0.39334723200360061,0.3984568539371578,0.40322155751857414,0.40764022117596144,0.41182618019493394,0.41600018592009297,0.41985074276279949,0.42338663211967498,0.42661886827659073,0.42956043152828866,0.43243129411867143,0.43504489171492178,0.43747012793056023,0.43967345109033928,0.44172584824038769,0.44370260996585925,0.445515368684619,0.44723634939522594,0.44883153149906951,0.4503730929040024,0.45182581106077946,0.45320719069394066,0.45453410818814238,0.45582272041820937,0.45708840515452193,0.45847884782254705,0.459875428991115,0.46129090466468692,0.46273709921896533,0.46422487882996599,0.46576413123027061,0.46736374619579352,0.46903159049947352,0.47077448887264212,0.47259819306774009]
[null,null,null,null,null,null,null,null,null,null,"TRG 4 - High",0.38211304535589435,0.38211304535589435,0.38211304535589435,0.38211304535589435,0.38211304535589435,0.38211304535589435,0.38211304535589435,0.38211304535589435,0.38211304535589435,0.38211304535589435,0.38211304535589435,0.38211304535589435,0.38211304535589435,0.38211304535589435,0.38211304535589435,0.38211304535589435,0.38211304535589435,0.38211304535589435,0.38211304535589435,0.38211304535589435,0.38211304535589435,0.38211304535589435,0.38211304535589435,0.38211304535589435,0.38211304535589435,0.38211304535589435,0.38211304535589435,0.38211304535589435,0.38211304535589435,0.38211304535589435,0.38211304535589435,0.38211304535589435,0.38211304535589435,0.38211304535589435,0.38211304535589435,0.38211304535589435,0.38211304535589435]
[null,null,null,null,null,null,null,null,null,null,"TRG 5 - Low",0.32279959203529368,0.33802082765241154,0.34778338129458697,0.35689741835618505,0.36530409124295693,0.37295871035391631,0.37983173994756969,0.38661303134642705,0.39287706241129222,0.39839196121766435,0.40318027175919835,0.40727553165670533,0.41072024107521421,0.41395533493432612,0.41664920429428959,0.4189565450381732,0.42083541776288214,0.4226938801660623,0.42423609918740418,0.42551134094790283,0.42666662888287554,0.42764107172380106,0.42857189484404573,0.42938587395367411,0.43010532367867155,0.4307459580696229,0.43131667020843195,0.43190656687942264,0.43242353179112475,0.43285495717866451,0.43318081017231158,0.43337369168299866,0.43392714149994749,0.43427172261051583,0.43435765291821932,0.43435765291821932,0.43435765291821932]
[null,null,null,null,null,null,null,null,null,null,"TRG 5 - Mid",0.32279959203529368,0.32768562395491063,0.33228995335847328,0.3366064348176987,0.34063153783614647,0.34436431493779529,0.34790050895164343,0.35142660512032936,0.35467945972197401,0.35766649106192278,0.36039700373479516,0.3628819631705813,0.36530719644703702,0.36751509865835325,0.36956387786260192,0.37142519043944988,0.37315900447899131,0.37482892359399805,0.37636029705006274,0.3778141387286873,0.37916170887474993,0.38046398158869577,0.38169120173741672,0.38285815687660857,0.38397910375606892,0.38506769130159463,0.38613691027093511,0.38731152163645116,0.38849131865447234,0.38968707728014135,0.39090878645180777,0.39216562564457119,0.39346594776886529,0.39481726268616529,0.39622621605048924,0.39769857322503632,0.39923919314713924]
[null,null,null,null,null,null,null,null,null,null,"TRG 5 - High",0.32279959203529368,0.32279959203529368,0.32279959203529368,0.32279959203529368,0.32279959203529368,0.32279959203529368,0.32279959203529368,0.32279959203529368,0.32279959203529368,0.32279959203529368,0.32279959203529368,0.32279959203529368,0.32279959203529368,0.32279959203529368,0.32279959203529368,0.32279959203529368,0.32279959203529368,0.32279959203529368,0.32279959203529368,0.32279959203529368,0.32279959203529368,0.32279959203529368,0.32279959203529368,0.32279959203529368,0.32279959203529368,0.32279959203529368,0.32279959203529368,0.32279959203529368,0.32279959203529368,0.32279959203529368,0.32279959203529368,0.32279959203529368,0.32279959203529368,0.32279959203529368,0.32279959203529368,0.32279959203529368,0.32279959203529368]
[]
[null,null,null,null,null,null,null,null,null,"Annual Energy Production (kWh/kW)","TRG 1 - Low",{"$f":"(L100)*8760","v":4481.3401530647225},{"$f":"(M100)*8760","v":4697.2235637489075},4794.0518614337498,4879.2823540032896,4952.2865657332131,5012.6587579055267,5060.2219275378611,5112.8871249129224,5166.5978091044408,5209.3338012743361,5241.5434140365633,5263.8128772474211,5276.835925709127,5301.6729602284058,5319.2342848800608,5335.4493405784642,5346.0002725772056,5360.553948024788,5370.9886602819024,5377.9468970302651,5387.3252597732608,5394.3765327426927,5404.893919700985,5413.9293062753886,5421.7649531752668,5428.599683796213,5434.5462008537324,5440.9065305484482,5446.3427557184796,5450.6966396260541,5453.7165926527596,5455.0585073721177,5462.0250150081147,5466.3624036285146,5467.4440448657997,5467.4440448657997,5467.4440448657997]
[null,null,null,null,null,null,null,null,null,null,"TRG 1 - Mid",{"$f":"(L101)*8760","v":4481.3401530647225},4530.6959112081931,4575.3204487961684,4615.1589526938478,4650.1947615320187,4680.4482355254167,4710.9144594448608,4745.2751322977174,4775.5506869773026,4801.8665548034314,4824.3727848174094,4843.240642370185,4868.1127921680918,4889.9497028866099,4911.3623037579209,4930.1939180692061,4949.1059857964256,4967.2463702032301,4983.5037593359675,5000.5862413767563,5016.2416278466644,5033.1938202380688,5049.1510113876584,5064.3089664243607,5078.856386744249,5092.973893183238,5106.8333623094377,5122.2449584198548,5137.7243315478836,5153.4139827462704,5169.4459916901333,5185.9417210864649,5203.0115918086212,5220.7548662255558,5239.2593697578159,5258.6012795822544,5278.8447804633552]
[null,null,null,null,null,null,null,null,null,null,"TRG 1 - High",4481.3401530647225,4481.3401530647225,4481.3401530647225,4481.3401530647225,4481.3401530647225,4481.3401530647225,4481.3401530647225,4481.3401530647225,4481.3401530647225,4481.3401530647225,4481.3401530647225,4481.3401530647225,4481.3401530647225,4481.3401530647225,4481.3401530647225,4481.3401530647225,4481.3401530647225,4481.3401530647225,4481.3401530647225,4481.3401530647225,4481.3401530647225,4481.3401530647225,4481.3401530647225,4481.3401530647225,4481.3401530647225,4481.3401530647225,4481.3401530647225,4481.3401530647225,4481.3401530647225,4481.3401530647225,4481.3401530647225,4481.3401530647225,4481.3401530647225,4481.3401530647225,4481.3401530647225,4481.3401530647225,4481.3401530647225]
[null,null,null,null,null,null,null,null,null,null,"TRG 2 - Low",4100.0540950212589,4297.5694881380978,4386.1593395835798,4464.1381624679443,4530.9309536941046,4586.1664960289627,4629.6828464425507,4677.8671285517894,4727.007944277465,4766.1078281774053,4795.576949064045,4815.9516585734673,4827.8666664397106,4850.5904904768813,4866.6576441837424,4881.493073596921,4891.1463001921275,4904.4617046422163,4914.008599825097,4920.3748086152827,4928.9552317154385,4935.4065609218724,4945.0290965907579,4953.2957249785068,4960.464691194341,4966.7179021342899,4972.1584714238415,4977.9776449120827,4982.9513395008771,4986.9347817156558,4989.6977879483902,4990.9255284796473,4997.2993044451759,5001.2676548420104,5002.2572667511276,5002.2572667511276,5002.2572667511276]
[null,null,null,null,null,null,null,null,null,null,"TRG 2 - Mid",4100.0540950212589,4145.2105150601683,4186.0382611867117,4222.487183934405,4254.5420395340388,4282.2214558913129,4310.0955207634752,4341.5326830020285,4369.2323013535115,4393.3091350593331,4413.9004665317279,4431.1629893443787,4453.9189409454084,4473.8979008449041,4493.4886524702697,4510.7180157267139,4528.0209871776269,4544.6179324734467,4559.4920934635347,4575.1211459460992,4589.4445244919543,4604.9543727650043,4619.5538775299292,4633.4221476227212,4646.7318291504153,4659.6481751785286,4672.3284384936969,4686.4287691057607,4700.5911100605153,4714.9458379874741,4729.6137948210462,4744.7060173597738,4760.3235315330739,4776.5571541654645,4793.4872382234435,4811.1834794978276,4829.7046017180091]
[null,null,null,null,null,null,null,null,null,null,"TRG 2 - High",4100.0540950212589,4100.0540950212589,4100.0540950212589,4100.0540950212589,4100.0540950212589,4100.0540950212589,4100.0540950212589,4100.0540950212589,4100.0540950212589,4100.0540950212589,4100.0540950212589,4100.0540950212589,4100.0540950212589,4100.0540950212589,4100.0540950212589,4100.0540950212589,4100.0540950212589,4100.0540950212589,4100.0540950212589,4100.0540950212589,4100.0540950212589,4100.0540950212589,4100.0540950212589,4100.0540950212589,4100.0540950212589,4100.0540950212589,4100.0540950212589,4100.0540950212589,4100.0540950212589,4100.0540950212589,4100.0540950212589,4100.0540950212589,4100.0540950212589,4100.0540950212589,4100.0540950212589,4100.0540950212589,4100.0540950212589]
[null,null,null,null,null,null,null,null,null,null,"TRG 3 - Low",3871.131259590727,4054.6178319145874,4148.1988337018238,4232.434519758006,4306.7336574400688,4370.6905861214682,4424.0924139364797,4480.1729458556856,4535.1118189390227,4580.7227194214984,4617.3578857911407,4645.4924262955092,4665.6986302660516,4692.4359083375703,4712.8320824274733,4731.0636253822522,4744.3333510123521,4759.9129285229656,4771.866991557019,4780.7608218019204,4790.7247592621843,4798.6329088885423,4808.5182008055663,4817.0886638909587,4824.5950500591262,4831.2139646306341,4837.0454374800074,4843.1707225653608,4848.4757427748827,4852.8193903549427,4855.9773805964869,4857.6429547801436,4863.8465191766927,4867.7088948497576,4868.6720791911903,4868.6720791911903,4868.6720791911903]
[null,null,null,null,null,null,null,null,null,null,"TRG 3 - Mid",3871.131259590727,3921.697270302845,3965.2438086339425,4004.8744815305731,4040.5683390648883,4072.3361559339282,4103.5631569807547,4137.0918204371173,4167.1745146897601,4193.9143531516847,4217.436125750176,4237.8834311257815,4261.7588209013447,4283.0187580716392,4303.4508136668037,4321.6484865804696,4339.4350956523404,4356.4972986114017,4371.922247960516,{"$f":"(AE107)*8760","v":4387.5641088307902},4401.9601766549704,4416.9736263858549,4431.1149474432095,4444.555868167331,4457.461938645034,4469.9916373558481,4482.2957875829625,4495.8837325511186,4509.5315654187198,4523.3643679707502,4537.4980814062446,4552.0392462648642,4567.0848044121267,4582.7219082008214,4599.0276753912722,4616.0690029946327,4633.9022644604001]
[null,null,null,null,null,null,null,null,null,null,"TRG 3 - High",3871.131259590727,3871.131259590727,3871.131259590727,3871.131259590727,3871.131259590727,3871.131259590727,3871.131259590727,3871.131259590727,3871.131259590727,3871.131259590727,3871.131259590727,3871.131259590727,3871.131259590727,3871.131259590727,3871.131259590727,3871.131259590727,3871.131259590727,3871.131259590727,3871.131259590727,3871.131259590727,3871.131259590727,3871.131259590727,3871.131259590727,3871.131259590727,3871.131259590727,3871.131259590727,3871.131259590727,3871.131259590727,3871.131259590727,3871.131259590727,3871.131259590727,3871.131259590727,3871.131259590727,3871.131259590727,3871.131259590727,3871.131259590727,3871.131259590727]
[null,null,null,null,null,null,null,null,null,null,"TRG 4 - Low",3347.3102773176347,3505.1487618504179,3606.3827687872849,3700.8919028657619,3788.0659366819577,3867.4414558934714,3938.7121859773829,4009.0316255087655,4073.9872700579299,4131.1746950374454,4180.8276731766273,4223.2939769807317,4259.0143171653217,4292.5610228919777,4320.4954342631381,4344.4216893633329,4363.9048923672017,4383.176448018653,4399.1686788249663,4412.3924559185725,4424.3723569884987,4434.4769624978253,4444.1292479208487,4452.5699049303639,4460.0303277992798,4466.6734653178682,4472.5915353983783,4478.7085418571332,4484.0692734213899,4488.5429923145957,4491.9219652174188,4493.922073888426,4499.6611401882683,4503.234316614863,4504.1253815641567,4504.1253815641567,4504.1253815641567]
[null,null,null,null,null,null,null,null,null,null,"TRG 4 - Mid",3347.3102773176347,3397.9765893681392,3445.7217523515415,3490.4820404895022,3532.2208438627094,3570.928337501422,3607.5973385076213,3644.1616286600142,3677.8925066021234,3708.866897368353,3737.1812861029348,3762.9493801878084,3788.0981364795616,3810.9932514227148,3832.2383206717077,3851.5394315513722,3869.5184305857961,3886.8348633009268,3902.7146296772626,3917.7904207021793,3931.7642159318489,3945.2682938390612,3957.9941048924279,3970.0949904789204,3981.7187877281272,3993.007030863514,4004.0944291536121,4016.274706925512,4028.5087579621672,4040.9083248626575,4053.5769891581363,4066.6099385505022,4080.0937895771704,4094.1064166751512,4108.7167327753878,4123.9845225243453,4139.9601712734029]
[null,null,null,null,null,null,null,null,null,null,"TRG 4 - High",3347.3102773176347,3347.3102773176347,3347.3102773176347,3347.3102773176347,3347.3102773176347,3347.3102773176347,3347.3102773176347,3347.3102773176347,3347.3102773176347,3347.3102773176347,3347.3102773176347,3347.3102773176347,3347.3102773176347,3347.3102773176347,3347.3102773176347,3347.3102773176347,3347.3102773176347,3347.3102773176347,3347.3102773176347,3347.3102773176347,3347.3102773176347,3347.3102773176347,3347.3102773176347,3347.3102773176347,3347.3102773176347,3347.3102773176347,3347.3102773176347,3347.3102773176347,3347.3102773176347,3347.3102773176347,3347.3102773176347,3347.3102773176347,3347.3102773176347,3347.3102773176347,3347.3102773176347,3347.3102773176347,3347.3102773176347]
[null,null,null,null,null,null,null,null,null,null,"TRG 5 - Low",2827.7244262291724,2961.0624502351252,3046.5824201405817,3126.4213848001809,3200.0638392883029,3267.1183027003067,3327.3260419407106,3386.7301545947012,3441.6030667229197,3489.9135802667397,3531.8591806105774,3567.7336573127386,3597.9093118188766,3626.2487340246967,3649.8470296179767,3670.0593345343973,3686.5182596028476,3702.7983902547057,3716.3082288816604,3727.4793467036288,3737.5996690139896,3746.1357883004971,3754.2897988338405,3761.4202558341854,3767.7226354251629,3773.3345926898965,3778.3340310258641,3783.5015258637422,3788.0301384902527,3791.8094248851012,3794.6638971094494,3796.3535391430682,3801.20175953954,3804.2202900681186,3804.9730395636011,3804.9730395636011,3804.9730395636011]
[null,null,null,null,null,null,null,null,null,null,"TRG 5 - Mid",2827.7244262291724,2870.526065845017,2910.8599914202259,2948.6723690030408,2983.932271444643,3016.6313988550869,3047.6084584163964,3078.4970608540852,3106.9920671644923,3133.1584617024437,3157.0777527168057,3178.845997374292,3200.0910408760442,3219.4322642471743,3237.3795700763926,3253.6846682495811,3268.8728792359639,3283.5013706834229,3296.9162021585498,3309.6518552633006,3321.4565697428093,3332.8644787169751,3343.6149272197704,3353.8374542390911,3363.6569489031635,3373.1929758019687,3382.5593339733914,3392.848929535312,3403.1839514131775,3413.6587969740381,3424.360969317836,3435.3708806464438,3446.7617024552601,3458.599221130808,3470.9416526022856,3483.839501451318,3497.3353319689395]
[null,null,null,null,null,null,null,null,null,null,"TRG 5 - High",2827.7244262291724,2827.7244262291724,2827.7244262291724,2827.7244262291724,2827.7244262291724,2827.7244262291724,2827.7244262291724,2827.7244262291724,2827.7244262291724,2827.7244262291724,2827.7244262291724,2827.7244262291724,2827.7244262291724,2827.7244262291724,2827.7244262291724,2827.7244262291724,2827.7244262291724,2827.7244262291724,2827.7244262291724,2827.7244262291724,2827.7244262291724,2827.7244262291724,{"$f":"(AH114)*8760","v":2827.7244262291724},2827.7244262291724,2827.7244262291724,2827.7244262291724,2827.7244262291724,2827.7244262291724,2827.7244262291724,2827.7244262291724,2827.7244262291724,2827.7244262291724,2827.7244262291724,2827.7244262291724,2827.7244262291724,2827.7244262291724,2827.7244262291724]
[]
[null,null,null,null,null,null,null,null,null,"CAPEX ($/kW)","TRG 1 - Low",{"$f":" $S$37 * (L164 + L232)","v":1704.6116916172934},{"$f":" $S$37 * (M164 + M232)","v":1552.4142191514638},1530.2542671604392,1508.0943151694144,1485.9343631783897,1463.7744111873646,1441.6144591963398,1423.3507625004404,1409.7138689675021,1396.0769754345633,1382.4400819016253,1368.803188368687,1355.1662948357484,1348.3478480692793,1341.5294013028101,1336.4155662279582,1331.3017311531064,1327.8925077698718,1324.483284386637,1321.0740610034024,1319.3694493117853,1317.6648376201681,1317.6648376201681,1317.6648376201681,1317.6648376201681,1317.6648376201681,1317.6648376201681,1317.6648376201681,1317.6648376201681,1317.6648376201681,1317.6648376201681,1317.6648376201681,1317.6648376201681,1317.6648376201681,1317.6648376201681,1317.6648376201681,1317.6648376201681]
[null,null,null,null,null,null,null,null,null,null,"TRG 1 - Mid",{"$f":" $S$37 * (L165 + L233)","v":1704.6116916172934},1692.4454434653587,1680.1911042423044,1667.8467323315945,1655.41031372768,1642.8797582003783,1632.4730029752918,1624.6527730209189,1616.7947184960294,1608.8982851944616,1600.9629052428243,1592.9879966239307,1588.9804796512919,1584.962829892376,1581.9419350450592,1578.9152604244368,1576.8936019603852,1574.8693482993322,1572.8424894212119,1571.8277523312627,1570.8123597263975,1570.8123597263975,1570.8123597263975,1570.8123597263975,1570.8123597263975,1570.8123597263975,1570.8123597263975,1570.8123597263975,1570.8123597263975,1570.8123597263975,1570.8123597263975,1570.8123597263975,1570.8123597263975,1570.8123597263975,1570.8123597263975,1570.8123597263975,1570.8123597263975]
[null,null,null,null,null,null,null,null,null,null,"TRG 1 - High",1704.6116916172934,1704.6116916172934,1704.6116916172934,1704.6116916172934,1704.6116916172934,1704.6116916172934,1704.6116916172934,1704.6116916172934,1704.6116916172934,1704.6116916172934,1704.6116916172934,1704.6116916172934,1704.6116916172934,1704.6116916172934,1704.6116916172934,1704.6116916172934,1704.6116916172934,1704.6116916172934,1704.6116916172934,1704.6116916172934,1704.6116916172934,1704.6116916172934,1704.6116916172934,1704.6116916172934,1704.6116916172934,1704.6116916172934,1704.6116916172934,1704.6116916172934,1704.6116916172934,1704.6116916172934,1704.6116916172934,1704.6116916172934,1704.6116916172934,1704.6116916172934,1704.6116916172934,1704.6116916172934,1704.6116916172934]
[null,null,null,null,null,null,null,null,null,null,"TRG 2 - Low",1704.6116916172934,1552.4142191514638,1530.2542671604392,1508.0943151694144,1485.9343631783897,1463.7744111873646,1441.6144591963398,1423.3507625004404,1409.7138689675021,1396.0769754345633,1382.4400819016253,1368.803188368687,1355.1662948357484,1348.3478480692793,1341.5294013028101,1336.4155662279582,1331.3017311531064,1327.8925077698718,1324.483284386637,1321.0740610034024,1319.3694493117853,1317.6648376201681,1317.6648376201681,1317.6648376201681,1317.6648376201681,1317.6648376201681,1317.6648376201681,1317.6648376201681,1317.6648376201681,1317.6648376201681,1317.6648376201681,1317.6648376201681,1317.6648376201681,1317.6648376201681,1317.6648376201681,1317.6648376201681,1317.6648376201681]
[null,null,null,null,null,null,null,null,null,null,"TRG 2 - Mid",1704.6116916172934,1692.4454434653587,1680.1911042423044,1667.8467323315945,1655.41031372768,1642.8797582003783,1632.4730029752918,1624.6527730209189,1616.7947184960294,1608.8982851944616,1600.9629052428243,1592.9879966239307,1588.9804796512919,1584.962829892376,1581.9419350450592,1578.9152604244368,1576.8936019603852,1574.8693482993322,1572.8424894212119,1571.8277523312627,1570.8123597263975,1570.8123597263975,1570.8123597263975,1570.8123597263975,1570.8123597263975,1570.8123597263975,1570.8123597263975,1570.8123597263975,1570.8123597263975,1570.8123597263975,1570.8123597263975,1570.8123597263975,1570.8123597263975,1570.8123597263975,1570.8123597263975,1570.8123597263975,1570.8123597263975]
[null,null,null,null,null,null,null,null,null,null,"TRG 2 - High",1704.6116916172934,1704.6116916172934,1704.6116916172934,1704.6116916172934,1704.6116916172934,1704.6116916172934,1704.6116916172934,1704.6116916172934,1704.6116916172934,1704.6116916172934,1704.6116916172934,1704.6116916172934,1704.6116916172934,1704.6116916172934,1704.6116916172934,1704.6116916172934,1704.6116916172934,1704.6116916172934,1704.6116916172934,1704.6116916172934,1704.6116916172934,1704.6116916172934,1704.6116916172934,1704.6116916172934,1704.6116916172934,1704.6116916172934,1704.6116916172934,1704.6116916172934,1704.6116916172934,1704.6116916172934,1704.6116916172934,1704.6116916172934,1704.6116916172934,1704.6116916172934,1704.6116916172934,1704.6116916172934,1704.6116916172934]
[null,null,null,null,null,null,null,null,null,null,"TRG 3 - Low",1795.9301750967913,1635.579266606007,1617.322674270697,1599.0735450835807,1580.8318499383799,1562.5975598423313,1544.3706459157429,1529.3545196595437,1518.1461906814445,1506.9406243913393,1495.7378141587772,1484.5377533692197,1473.3404354240042,1467.7431445821537,1462.1465361639252,1457.9495910537894,1453.7530288862215,1450.9555758397896,1448.1582926838382,1445.3611793164341,1443.9627074760679,1442.5642780319176,1442.5642780319176,1442.5642780319176,1442.5642780319176,1442.5642780319176,1442.5642780319176,1442.5642780319176,1442.5642780319176,1442.5642780319176,1442.5642780319176,1442.5642780319176,1442.5642780319176,1442.5642780319176,1442.5642780319176,1442.5642780319176,1442.5642780319176]
[null,null,null,null,null,null,null,null,null,null,"TRG 3 - Mid",1795.9301750967913,1787.7701374531775,1777.6839472592624,1767.5443358792475,1757.3503623142201,1747.1010586496245,1738.607407806026,1732.2364573364162,1725.8435649483297,1719.4284820856544,1712.9909556220055,1706.5307277416948,1703.2891317791921,1700.0417508158475,1697.6018510737078,1695.1586624519871,1693.5276678228327,1691.8952000553074,1690.2612548214784,{"$f":" $S$37 * (AE171 + AE239)","v":1689.4435412971516},1688.6254565986519,1688.6254565986519,1688.6254565986519,1688.6254565986519,1688.6254565986519,1688.6254565986519,1688.6254565986519,1688.6254565986519,1688.6254565986519,1688.6254565986519,1688.6254565986519,1688.6254565986519,1688.6254565986519,1688.6254565986519,1688.6254565986519,1688.6254565986519,1688.6254565986519]
[null,null,null,null,null,null,null,null,null,null,"TRG 3 - High",1795.9301750967913,1795.9301750967913,1795.9301750967913,1795.9301750967913,1795.9301750967913,1795.9301750967913,1795.9301750967913,1795.9301750967913,1795.9301750967913,1795.9301750967913,1795.9301750967913,1795.9301750967913,1795.9301750967913,1795.9301750967913,1795.9301750967913,1795.9301750967913,1795.9301750967913,1795.9301750967913,1795.9301750967913,1795.9301750967913,1795.9301750967913,1795.9301750967913,1795.9301750967913,1795.9301750967913,1795.9301750967913,1795.9301750967913,1795.9301750967913,1795.9301750967913,1795.9301750967913,1795.9301750967913,1795.9301750967913,1795.9301750967913,1795.9301750967913,1795.9301750967913,1795.9301750967913,1795.9301750967913,1795.9301750967913]
[null,null,null,null,null,null,null,null,null,null,"TRG 4 - Low",1826.3696695899575,1663.3009490908541,1656.8140753893997,1650.3525004953813,1643.9161257434496,1637.5048528530499,1631.1185839269233,1625.8757027643007,1621.9736010776664,1618.08086443508,1614.1974703604358,1610.3233964315707,1606.4586202801347,1604.5308699357986,1602.605432891876,1601.1630880022733,1599.7220412230711,1598.7622079983375,1597.8029506735381,1596.8442689031342,1596.3652156224632,1595.8863060577762,1595.8863060577762,1595.8863060577762,1595.8863060577762,1595.8863060577762,1595.8863060577762,1595.8863060577762,1595.8863060577762,1595.8863060577762,1595.8863060577762,1595.8863060577762,1595.8863060577762,1595.8863060577762,1595.8863060577762,1595.8863060577762,1595.8863060577762]
[null,null,null,null,null,null,null,null,null,null,"TRG 4 - Mid",1826.3696695899575,1822.8082487342572,1819.2537726492251,1815.7062277925595,1812.1656006483638,1808.6318777270994,1805.7251479236093,1803.5582777461011,1801.3940078128057,1799.2323350034303,1797.0732562014264,1794.9167682939844,1793.8398182330081,1792.7635143420684,1791.9567707606143,1791.150390213772,1790.613045096708,1790.0758611831793,1789.5388384248242,1789.2704075990603,1789.00201703792,1789.00201703792,1789.00201703792,1789.00201703792,1789.00201703792,1789.00201703792,1789.00201703792,1789.00201703792,1789.00201703792,1789.00201703792,1789.00201703792,1789.00201703792,1789.00201703792,1789.00201703792,1789.00201703792,1789.00201703792,1789.00201703792]
[null,null,null,null,null,null,null,null,null,null,"TRG 4 - High",1826.3696695899575,1826.3696695899575,1826.3696695899575,1826.3696695899575,1826.3696695899575,1826.3696695899575,1826.3696695899575,1826.3696695899575,1826.3696695899575,1826.3696695899575,1826.3696695899575,1826.3696695899575,1826.3696695899575,1826.3696695899575,1826.3696695899575,1826.3696695899575,1826.3696695899575,1826.3696695899575,1826.3696695899575,1826.3696695899575,1826.3696695899575,1826.3696695899575,1826.3696695899575,1826.3696695899575,1826.3696695899575,1826.3696695899575,1826.3696695899575,1826.3696695899575,1826.3696695899575,1826.3696695899575,1826.3696695899575,1826.3696695899575,1826.3696695899575,1826.3696695899575,1826.3696695899575,1826.3696695899575,1826.3696695899575]
[null,null,null,null,null,null,null,null,null,null,"TRG 5 - Low",1826.3696695899575,1663.3009490908541,1656.8140753893997,1650.3525004953813,1643.9161257434496,1637.5048528530499,1631.1185839269233,1625.8757027643007,1621.9736010776664,1618.08086443508,1614.1974703604358,1610.3233964315707,1606.4586202801347,1604.5308699357986,1602.605432891876,1601.1630880022733,1599.7220412230711,1598.7622079983375,1597.8029506735381,1596.8442689031342,1596.3652156224632,1595.8863060577762,1595.8863060577762,1595.8863060577762,1595.8863060577762,1595.8863060577762,1595.8863060577762,1595.8863060577762,1595.8863060577762,1595.8863060577762,1595.8863060577762,1595.8863060577762,1595.8863060577762,1595.8863060577762,1595.8863060577762,1595.8863060577762,1595.8863060577762]
[null,null,null,null,null,null,null,null,null,null,"TRG 5 - Mid",1826.3696695899575,1822.8082487342572,1819.2537726492251,1815.7062277925595,1812.1656006483638,1808.6318777270994,1805.7251479236093,1803.5582777461011,1801.3940078128057,1799.2323350034303,1797.0732562014264,1794.9167682939844,1793.8398182330081,1792.7635143420684,1791.9567707606143,1791.150390213772,1790.613045096708,1790.0758611831793,1789.5388384248242,1789.2704075990603,1789.00201703792,1789.00201703792,1789.00201703792,1789.00201703792,1789.00201703792,1789.00201703792,1789.00201703792,1789.00201703792,1789.00201703792,1789.00201703792,1789.00201703792,1789.00201703792,1789.00201703792,1789.00201703792,1789.00201703792,1789.00201703792,1789.00201703792]
[null,null,null,null,null,null,null,null,null,null,"TRG 5 - High",1826.3696695899575,1826.3696695899575,1826.3696695899575,1826.3696695899575,1826.3696695899575,1826.3696695899575,1826.3696695899575,1826.3696695899575,1826.3696695899575,1826.3696695899575,1826.3696695899575,1826.3696695899575,1826.3696695899575,1826.3696695899575,1826.3696695899575,1826.3696695899575,1826.3696695899575,1826.3696695899575,1826.3696695899575,1826.3696695899575,1826.3696695899575,1826.3696695899575,{"$f":" $S$37 * (AH178 + AH246)","v":1826.3696695899575},1826.3696695899575,1826.3696695899575,1826.3696695899575,1826.3696695899575,1826.3696695899575,1826.3696695899575,1826.3696695899575,1826.3696695899575,1826.3696695899575,1826.3696695899575,1826.3696695899575,1826.3696695899575,1826.3696695899575,1826.3696695899575]
[]
[null,null,null,null,null,null,null,null,null,"Construction Financing Cost ($/kW)","TRG 1 - Low",{"$f":"(L164+L232)*($S$37-1)","v":63.830134067643812},{"$f":"(M164+M232)*($S$37-1)","v":58.131014954461335},57.30122321158197,56.471431468702598,55.641639725823232,54.81184798294386,53.98205624006448,53.298161946482594,52.787520873941446,52.276879801400277,51.766238728859136,51.255597656317988,50.744956583776833,50.489636047506259,50.234315511235685,50.042825109032755,49.851334706829824,49.72367443869453,49.596014170559236,49.468353902423949,49.404523768356313,49.34069363428867,49.34069363428867,49.34069363428867,49.34069363428867,49.34069363428867,49.34069363428867,49.34069363428867,49.34069363428867,49.34069363428867,49.34069363428867,49.34069363428867,49.34069363428867,49.34069363428867,49.34069363428867,49.34069363428867,49.34069363428867]
[null,null,null,null,null,null,null,null,null,null,"TRG 1 - Mid",{"$f":"(L165+L233)*($S$37-1)","v":63.830134067643812},63.374562130376724,62.91569157389484,62.453449693285727,61.987761072990011,61.518547443174498,61.128860698390888,60.836027832769837,60.541778605041813,60.246092262648446,59.94894754125437,59.650322646901913,59.500258942129832,59.349815809532799,59.23669671967982,59.123361202996755,59.04765907597627,58.971859770358847,58.895962910937534,58.857965515511118,58.819943573963627,58.819943573963627,58.819943573963627,58.819943573963627,58.819943573963627,58.819943573963627,58.819943573963627,58.819943573963627,58.819943573963627,58.819943573963627,58.819943573963627,58.819943573963627,58.819943573963627,58.819943573963627,58.819943573963627,58.819943573963627,58.819943573963627]
[null,null,null,null,null,null,null,null,null,null,"TRG 1 - High",63.830134067643812,63.830134067643812,63.830134067643812,63.830134067643812,63.830134067643812,63.830134067643812,63.830134067643812,63.830134067643812,63.830134067643812,63.830134067643812,63.830134067643812,63.830134067643812,63.830134067643812,63.830134067643812,63.830134067643812,63.830134067643812,63.830134067643812,63.830134067643812,63.830134067643812,63.830134067643812,63.830134067643812,63.830134067643812,63.830134067643812,63.830134067643812,63.830134067643812,63.830134067643812,63.830134067643812,63.830134067643812,63.830134067643812,63.830134067643812,63.830134067643812,63.830134067643812,63.830134067643812,63.830134067643812,63.830134067643812,63.830134067643812,63.830134067643812]
[null,null,null,null,null,null,null,null,null,null,"TRG 2 - Low",63.830134067643812,58.131014954461335,57.30122321158197,56.471431468702598,55.641639725823232,54.81184798294386,53.98205624006448,53.298161946482594,52.787520873941446,52.276879801400277,51.766238728859136,51.255597656317988,50.744956583776833,50.489636047506259,50.234315511235685,50.042825109032755,49.851334706829824,49.72367443869453,49.596014170559236,49.468353902423949,49.404523768356313,49.34069363428867,49.34069363428867,49.34069363428867,49.34069363428867,49.34069363428867,49.34069363428867,49.34069363428867,49.34069363428867,49.34069363428867,49.34069363428867,49.34069363428867,49.34069363428867,49.34069363428867,49.34069363428867,49.34069363428867,49.34069363428867]
[null,null,null,null,null,null,null,null,null,null,"TRG 2 - Mid",63.830134067643812,63.374562130376724,62.91569157389484,62.453449693285727,61.987761072990011,61.518547443174498,61.128860698390888,60.836027832769837,60.541778605041813,60.246092262648446,59.94894754125437,59.650322646901913,59.500258942129832,59.349815809532799,59.23669671967982,59.123361202996755,59.04765907597627,58.971859770358847,58.895962910937534,58.857965515511118,58.819943573963627,58.819943573963627,58.819943573963627,58.819943573963627,58.819943573963627,58.819943573963627,58.819943573963627,58.819943573963627,58.819943573963627,58.819943573963627,58.819943573963627,58.819943573963627,58.819943573963627,58.819943573963627,58.819943573963627,58.819943573963627,58.819943573963627]
[null,null,null,null,null,null,null,null,null,null,"TRG 2 - High",63.830134067643812,63.830134067643812,63.830134067643812,63.830134067643812,63.830134067643812,63.830134067643812,63.830134067643812,63.830134067643812,63.830134067643812,63.830134067643812,63.830134067643812,63.830134067643812,63.830134067643812,63.830134067643812,63.830134067643812,63.830134067643812,63.830134067643812,63.830134067643812,63.830134067643812,63.830134067643812,63.830134067643812,63.830134067643812,63.830134067643812,63.830134067643812,63.830134067643812,63.830134067643812,63.830134067643812,63.830134067643812,63.830134067643812,63.830134067643812,63.830134067643812,63.830134067643812,63.830134067643812,63.830134067643812,63.830134067643812,63.830134067643812,63.830134067643812]
[null,null,null,null,null,null,null,null,null,null,"TRG 3 - Low",67.2496055355533,61.24517646987892,60.56154820303562,59.878199397932562,59.195128964668939,58.512335817594597,57.829818875293384,57.267531665353815,56.847829545003137,56.4282308750429,56.008735407192169,55.589342893765881,55.170053087673431,54.960459415045307,54.750891296149739,54.593734349279131,54.436591741906234,54.331839554719096,54.227093729175614,54.122354261458824,54.06998770460639,54.017622735303874,54.017622735303874,54.017622735303874,54.017622735303874,54.017622735303874,54.017622735303874,54.017622735303874,54.017622735303874,54.017622735303874,54.017622735303874,54.017622735303874,54.017622735303874,54.017622735303874,54.017622735303874,54.017622735303874,54.017622735303874]
[null,null,null,null,null,null,null,null,null,null,"TRG 3 - Mid",67.2496055355533,66.944048381774365,66.566365373101263,66.186681978365129,65.804962961337637,65.421172077919238,65.103122592082229,64.864558803852148,64.625173388265551,64.384957038000394,64.143900274598252,63.901993444007104,63.780610077990545,63.659010089395878,63.567646684804522,63.47616012628572,63.415086624118338,63.353957959464296,63.292773970261713,{"$f":"(AE171+AE239)*($S$37-1)","v":63.262154231969774},63.231520594854231,63.231520594854231,63.231520594854231,63.231520594854231,63.231520594854231,63.231520594854231,63.231520594854231,63.231520594854231,63.231520594854231,63.231520594854231,63.231520594854231,63.231520594854231,63.231520594854231,63.231520594854231,63.231520594854231,63.231520594854231,63.231520594854231]
[null,null,null,null,null,null,null,null,null,null,"TRG 3 - High",67.2496055355533,67.2496055355533,67.2496055355533,67.2496055355533,67.2496055355533,67.2496055355533,67.2496055355533,67.2496055355533,67.2496055355533,67.2496055355533,67.2496055355533,67.2496055355533,67.2496055355533,67.2496055355533,67.2496055355533,67.2496055355533,67.2496055355533,67.2496055355533,67.2496055355533,67.2496055355533,67.2496055355533,67.2496055355533,67.2496055355533,67.2496055355533,67.2496055355533,67.2496055355533,67.2496055355533,67.2496055355533,67.2496055355533,67.2496055355533,67.2496055355533,67.2496055355533,67.2496055355533,67.2496055355533,67.2496055355533,67.2496055355533,67.2496055355533]
[null,null,null,null,null,null,null,null,null,null,"TRG 4 - Low",68.389429358189815,62.283230308351428,62.040325710148856,61.798368439879276,61.557354802963765,61.317281119232199,61.078143722867203,60.881821118043689,60.735704747360387,60.589939055966724,60.444523202232396,60.299456346547039,60.154737651315315,60.082551966133742,60.010452903774393,59.956443496161,59.902482697014449,59.866541207396246,59.8306212826718,59.794722909902198,59.776784493029226,59.75885145768131,59.75885145768131,59.75885145768131,59.75885145768131,59.75885145768131,59.75885145768131,59.75885145768131,59.75885145768131,59.75885145768131,59.75885145768131,59.75885145768131,59.75885145768131,59.75885145768131,59.75885145768131,59.75885145768131,59.75885145768131]
[null,null,null,null,null,null,null,null,null,null,"TRG 4 - Mid",68.389429358189815,68.25606997094134,68.122970634497989,67.990130841760745,67.857550086619298,67.725227863950394,67.616383747740457,67.535244087243171,67.454201794338474,67.373256752185284,67.292408844082658,67.211657953469754,67.171330958697681,67.131028160122455,67.100819197450392,67.070623828811549,67.050502641662902,67.03038749087041,67.010278374623155,67.000226832866943,66.990176798842,66.990176798842,66.990176798842,66.990176798842,66.990176798842,66.990176798842,66.990176798842,66.990176798842,66.990176798842,66.990176798842,66.990176798842,66.990176798842,66.990176798842,66.990176798842,66.990176798842,66.990176798842,66.990176798842]
[null,null,null,null,null,null,null,null,null,null,"TRG 4 - High",68.389429358189815,68.389429358189815,68.389429358189815,68.389429358189815,68.389429358189815,68.389429358189815,68.389429358189815,68.389429358189815,68.389429358189815,68.389429358189815,68.389429358189815,68.389429358189815,68.389429358189815,68.389429358189815,68.389429358189815,68.389429358189815,68.389429358189815,68.389429358189815,68.389429358189815,68.389429358189815,68.389429358189815,68.389429358189815,68.389429358189815,68.389429358189815,68.389429358189815,68.389429358189815,68.389429358189815,68.389429358189815,68.389429358189815,68.389429358189815,68.389429358189815,68.389429358189815,68.389429358189815,68.389429358189815,68.389429358189815,68.389429358189815,68.389429358189815]
[null,null,null,null,null,null,null,null,null,null,"TRG 5 - Low",68.389429358189815,62.283230308351428,62.040325710148856,61.798368439879276,61.557354802963765,61.317281119232199,61.078143722867203,60.881821118043689,60.735704747360387,60.589939055966724,60.444523202232396,60.299456346547039,60.154737651315315,60.082551966133742,60.010452903774393,59.956443496161,59.902482697014449,59.866541207396246,59.8306212826718,59.794722909902198,59.776784493029226,59.75885145768131,59.75885145768131,59.75885145768131,59.75885145768131,59.75885145768131,59.75885145768131,59.75885145768131,59.75885145768131,59.75885145768131,59.75885145768131,59.75885145768131,59.75885145768131,59.75885145768131,59.75885145768131,59.75885145768131,59.75885145768131]
[null,null,null,null,null,null,null,null,null,null,"TRG 5 - Mid",68.389429358189815,68.25606997094134,68.122970634497989,67.990130841760745,67.857550086619298,67.725227863950394,67.616383747740457,67.535244087243171,67.454201794338474,67.373256752185284,67.292408844082658,67.211657953469754,67.171330958697681,67.131028160122455,67.100819197450392,67.070623828811549,67.050502641662902,67.03038749087041,67.010278374623155,67.000226832866943,66.990176798842,66.990176798842,66.990176798842,66.990176798842,66.990176798842,66.990176798842,66.990176798842,66.990176798842,66.990176798842,66.990176798842,66.990176798842,66.990176798842,66.990176798842,66.990176798842,66.990176798842,66.990176798842,66.990176798842]
[null,null,null,null,null,null,null,null,null,null,"TRG 5 - High",68.389429358189815,68.389429358189815,68.389429358189815,68.389429358189815,68.389429358189815,68.389429358189815,68.389429358189815,68.389429358189815,68.389429358189815,68.389429358189815,68.389429358189815,68.389429358189815,68.389429358189815,68.389429358189815,68.389429358189815,68.389429358189815,68.389429358189815,68.389429358189815,68.389429358189815,68.389429358189815,68.389429358189815,68.389429358189815,{"$f":"(AH178+AH246)*($S$37-1)","v":68.389429358189815},68.389429358189815,68.389429358189815,68.389429358189815,68.389429358189815,68.389429358189815,68.389429358189815,68.389429358189815,68.389429358189815,68.389429358189815,68.389429358189815,68.389429358189815,68.389429358189815,68.389429358189815,68.389429358189815]
[]
[null,null,null,null,null,null,null,null,null,"Overnight Capital Cost (OCC) ($/kW)","TRG 1 - Low",1640.7815575496497,1494.2832041970025,1472.9530439488572,1451.6228837007118,1430.2927234525664,1408.9625632044208,1387.6324029562752,1370.0526005539577,1356.9263480935606,1343.800095633163,1330.6738431727661,1317.5475907123689,1304.4213382519715,1297.8582120217729,1291.2950857915744,1286.3727411189254,1281.4503964462765,1278.1688333311772,1274.8872702160777,1271.6057071009784,1269.964925543429,1268.3241439858793,1268.3241439858793,1268.3241439858793,1268.3241439858793,1268.3241439858793,1268.3241439858793,1268.3241439858793,1268.3241439858793,1268.3241439858793,1268.3241439858793,1268.3241439858793,1268.3241439858793,1268.3241439858793,1268.3241439858793,1268.3241439858793,1268.3241439858793]
[null,null,null,null,null,null,null,null,null,null,"TRG 1 - Mid",1640.7815575496497,1629.070881334982,1617.2754126684094,1605.3932826383088,1593.42255265469,1581.3612107572039,1571.344142276901,1563.8167451881491,1556.2529398909876,1548.652192931813,1541.0139577015698,1533.3376739770288,1529.480220709162,1525.6130140828432,1522.7052383253792,1519.7918992214402,1517.8459428844089,1515.8974885289733,1513.9465265102745,1512.9697868157516,1511.9924161524339,1511.9924161524339,1511.9924161524339,1511.9924161524339,1511.9924161524339,1511.9924161524339,1511.9924161524339,1511.9924161524339,1511.9924161524339,1511.9924161524339,1511.9924161524339,1511.9924161524339,1511.9924161524339,1511.9924161524339,1511.9924161524339,1511.9924161524339,1511.9924161524339]
[null,null,null,null,null,null,null,null,null,null,"TRG 1 - High",1640.7815575496497,1640.7815575496497,1640.7815575496497,1640.7815575496497,1640.7815575496497,1640.7815575496497,1640.7815575496497,1640.7815575496497,1640.7815575496497,1640.7815575496497,1640.7815575496497,1640.7815575496497,1640.7815575496497,1640.7815575496497,1640.7815575496497,1640.7815575496497,1640.7815575496497,1640.7815575496497,1640.7815575496497,1640.7815575496497,1640.7815575496497,1640.7815575496497,1640.7815575496497,1640.7815575496497,1640.7815575496497,1640.7815575496497,1640.7815575496497,1640.7815575496497,1640.7815575496497,1640.7815575496497,1640.7815575496497,1640.7815575496497,1640.7815575496497,1640.7815575496497,1640.7815575496497,1640.7815575496497,1640.7815575496497]
[null,null,null,null,null,null,null,null,null,null,"TRG 2 - Low",1640.7815575496497,1494.2832041970025,1472.9530439488572,1451.6228837007118,1430.2927234525664,1408.9625632044208,1387.6324029562752,1370.0526005539577,1356.9263480935606,1343.800095633163,1330.6738431727661,1317.5475907123689,1304.4213382519715,1297.8582120217729,1291.2950857915744,1286.3727411189254,1281.4503964462765,1278.1688333311772,1274.8872702160777,1271.6057071009784,1269.964925543429,1268.3241439858793,1268.3241439858793,1268.3241439858793,1268.3241439858793,1268.3241439858793,1268.3241439858793,1268.3241439858793,1268.3241439858793,1268.3241439858793,1268.3241439858793,1268.3241439858793,1268.3241439858793,1268.3241439858793,1268.3241439858793,1268.3241439858793,1268.3241439858793]
[null,null,null,null,null,null,null,null,null,null,"TRG 2 - Mid",1640.7815575496497,1629.070881334982,1617.2754126684094,1605.3932826383088,1593.42255265469,1581.3612107572039,1571.344142276901,1563.8167451881491,1556.2529398909876,1548.652192931813,1541.0139577015698,1533.3376739770288,1529.480220709162,1525.6130140828432,1522.7052383253792,1519.7918992214402,1517.8459428844089,1515.8974885289733,1513.9465265102745,1512.9697868157516,1511.9924161524339,1511.9924161524339,1511.9924161524339,1511.9924161524339,1511.9924161524339,1511.9924161524339,1511.9924161524339,1511.9924161524339,1511.9924161524339,1511.9924161524339,1511.9924161524339,1511.9924161524339,1511.9924161524339,1511.9924161524339,1511.9924161524339,1511.9924161524339,1511.9924161524339]
[null,null,null,null,null,null,null,null,null,null,"TRG 2 - High",1640.7815575496497,1640.7815575496497,1640.7815575496497,1640.7815575496497,1640.7815575496497,1640.7815575496497,1640.7815575496497,1640.7815575496497,1640.7815575496497,1640.7815575496497,1640.7815575496497,1640.7815575496497,1640.7815575496497,1640.7815575496497,1640.7815575496497,1640.7815575496497,1640.7815575496497,1640.7815575496497,1640.7815575496497,1640.7815575496497,1640.7815575496497,1640.7815575496497,1640.7815575496497,1640.7815575496497,1640.7815575496497,1640.7815575496497,1640.7815575496497,1640.7815575496497,1640.7815575496497,1640.7815575496497,1640.7815575496497,1640.7815575496497,1640.7815575496497,1640.7815575496497,1640.7815575496497,1640.7815575496497,1640.7815575496497]
[null,null,null,null,null,null,null,null,null,null,"TRG 3 - Low",1728.6805695612381,1574.334090136128,1556.7611260676613,1539.1953456856481,1521.6367209737109,1504.0852240247366,1486.5408270404496,1472.0869879941899,1461.2983611364414,1450.5123935162965,1439.7290787515849,1428.9484104754538,1418.1703823363307,1412.7826851671084,1407.3956448677754,1403.3558567045102,1399.3164371443152,1396.6237362850704,1393.9311989546627,1391.2388250549752,1389.8927197714615,1388.5466552966138,1388.5466552966138,1388.5466552966138,1388.5466552966138,1388.5466552966138,1388.5466552966138,1388.5466552966138,1388.5466552966138,1388.5466552966138,1388.5466552966138,1388.5466552966138,1388.5466552966138,1388.5466552966138,1388.5466552966138,1388.5466552966138,1388.5466552966138]
[null,null,null,null,null,null,null,null,null,null,"TRG 3 - Mid",1728.6805695612381,1720.8260890714032,1711.1175818861611,1701.3576539008823,1691.5453993528824,1681.6798865717053,1673.5042852139438,1667.371898532564,1661.2183915600642,1655.0435250476539,1648.8470553474071,1642.6287342976877,1639.5085217012015,1636.3827407264516,1634.0342043889034,1631.6825023257013,1630.1125811987142,1628.5412420958432,1626.9684808512166,1626.1813870651818,1625.3939360037978,1625.3939360037978,1625.3939360037978,1625.3939360037978,1625.3939360037978,1625.3939360037978,1625.3939360037978,1625.3939360037978,1625.3939360037978,1625.3939360037978,1625.3939360037978,1625.3939360037978,1625.3939360037978,1625.3939360037978,1625.3939360037978,1625.3939360037978,1625.3939360037978]
[null,null,null,null,null,null,null,null,null,null,"TRG 3 - High",1728.6805695612381,1728.6805695612381,1728.6805695612381,1728.6805695612381,1728.6805695612381,1728.6805695612381,1728.6805695612381,1728.6805695612381,1728.6805695612381,1728.6805695612381,1728.6805695612381,1728.6805695612381,1728.6805695612381,1728.6805695612381,1728.6805695612381,1728.6805695612381,1728.6805695612381,1728.6805695612381,1728.6805695612381,1728.6805695612381,1728.6805695612381,1728.6805695612381,1728.6805695612381,1728.6805695612381,1728.6805695612381,1728.6805695612381,1728.6805695612381,1728.6805695612381,1728.6805695612381,1728.6805695612381,1728.6805695612381,1728.6805695612381,1728.6805695612381,1728.6805695612381,1728.6805695612381,1728.6805695612381,1728.6805695612381]
[null,null,null,null,null,null,null,null,null,null,"TRG 4 - Low",1757.9802402317678,1601.0177187825027,1594.7737496792508,1588.5541320555019,1582.3587709404858,1576.1875717338178,1570.040440204056,1564.993881646257,1561.2378963303061,1557.4909253791134,1553.7529471582034,1550.0239400850237,1546.3038826288193,1544.4483179696649,1542.5949799881016,1541.2066445061123,1539.8195585260567,1538.8956667909413,1537.9723293908664,1537.049545993232,1536.588431129434,1536.127454600095,1536.127454600095,1536.127454600095,1536.127454600095,1536.127454600095,1536.127454600095,1536.127454600095,1536.127454600095,1536.127454600095,1536.127454600095,1536.127454600095,1536.127454600095,1536.127454600095,1536.127454600095,1536.127454600095,1536.127454600095]
[null,null,null,null,null,null,null,null,null,null,"TRG 4 - Mid",1757.9802402317678,1754.5521787633159,1751.1308020147271,1747.7160969507988,1744.3080505617445,1740.9066498631491,1738.1087641758688,1736.0230336588579,1733.9398060184672,1731.8590782512451,1729.7808473573436,1727.7051103405147,1726.6684872743106,1725.632486181946,1724.8559515631639,1724.0797663849605,1723.5625424550451,1723.0454736923089,1722.5285600502011,1722.2701807661933,1722.0118402390781,1722.0118402390781,1722.0118402390781,1722.0118402390781,1722.0118402390781,1722.0118402390781,1722.0118402390781,1722.0118402390781,1722.0118402390781,1722.0118402390781,1722.0118402390781,1722.0118402390781,1722.0118402390781,1722.0118402390781,1722.0118402390781,1722.0118402390781,1722.0118402390781]
[null,null,null,null,null,null,null,null,null,null,"TRG 4 - High",1757.9802402317678,1757.9802402317678,1757.9802402317678,1757.9802402317678,1757.9802402317678,1757.9802402317678,1757.9802402317678,1757.9802402317678,1757.9802402317678,1757.9802402317678,1757.9802402317678,1757.9802402317678,1757.9802402317678,1757.9802402317678,1757.9802402317678,1757.9802402317678,1757.9802402317678,1757.9802402317678,1757.9802402317678,1757.9802402317678,1757.9802402317678,1757.9802402317678,1757.9802402317678,1757.9802402317678,1757.9802402317678,1757.9802402317678,1757.9802402317678,1757.9802402317678,1757.9802402317678,1757.9802402317678,1757.9802402317678,1757.9802402317678,1757.9802402317678,1757.9802402317678,1757.9802402317678,1757.9802402317678,1757.9802402317678]
[null,null,null,null,null,null,null,null,null,null,"TRG 5 - Low",1757.9802402317678,1601.0177187825027,1594.7737496792508,1588.5541320555019,1582.3587709404858,1576.1875717338178,1570.040440204056,1564.993881646257,1561.2378963303061,1557.4909253791134,1553.7529471582034,1550.0239400850237,1546.3038826288193,1544.4483179696649,1542.5949799881016,1541.2066445061123,1539.8195585260567,1538.8956667909413,1537.9723293908664,1537.049545993232,1536.588431129434,1536.127454600095,1536.127454600095,1536.127454600095,1536.127454600095,1536.127454600095,1536.127454600095,1536.127454600095,1536.127454600095,1536.127454600095,1536.127454600095,1536.127454600095,1536.127454600095,1536.127454600095,1536.127454600095,1536.127454600095,1536.127454600095]
[null,null,null,null,null,null,null,null,null,null,"TRG 5 - Mid",1757.9802402317678,1754.5521787633159,1751.1308020147271,1747.7160969507988,1744.3080505617445,1740.9066498631491,1738.1087641758688,1736.0230336588579,1733.9398060184672,1731.8590782512451,1729.7808473573436,1727.7051103405147,1726.6684872743106,1725.632486181946,1724.8559515631639,1724.0797663849605,1723.5625424550451,1723.0454736923089,1722.5285600502011,1722.2701807661933,1722.0118402390781,1722.0118402390781,1722.0118402390781,1722.0118402390781,1722.0118402390781,1722.0118402390781,1722.0118402390781,1722.0118402390781,1722.0118402390781,1722.0118402390781,1722.0118402390781,1722.0118402390781,1722.0118402390781,1722.0118402390781,1722.0118402390781,1722.0118402390781,1722.0118402390781]
[null,null,null,null,null,null,null,null,null,null,"TRG 5 - High",1757.9802402317678,1757.9802402317678,1757.9802402317678,1757.9802402317678,1757.9802402317678,1757.9802402317678,1757.9802402317678,1757.9802402317678,1757.9802402317678,1757.9802402317678,1757.9802402317678,1757.9802402317678,1757.9802402317678,1757.9802402317678,1757.9802402317678,1757.9802402317678,1757.9802402317678,1757.9802402317678,1757.9802402317678,1757.9802402317678,1757.9802402317678,1757.9802402317678,1757.9802402317678,1757.9802402317678,1757.9802402317678,1757.9802402317678,1757.9802402317678,1757.9802402317678,1757.9802402317678,1757.9802402317678,1757.9802402317678,1757.9802402317678,1757.9802402317678,1757.9802402317678,1757.9802402317678,1757.9802402317678,1757.9802402317678]
[]
[null,null,null,null,null,null,null,null,null,"Fixed Operation and Maintenance Expenses ($/kW)","TRG 1 - Low",50.732379766021765,50.055948035808143,49.379516305594521,48.703084575380899,48.026652845167277,47.350221114953655,46.673789384740033,46.267930346611848,45.862071308483678,45.4562122703555,45.05035323222733,44.64449419409916,44.238635155970982,43.832776117842812,43.426917079714642,43.021058041586464,42.615199003458294,42.331097676768572,42.04699635007885,41.762895023389127,41.478793696699405,41.194692370009683,40.910591043319954,40.626489716630232,40.34238838994051,40.058287063250788,39.774185736561066,39.530670313684155,39.287154890807251,39.043639467930348,38.800124045053437,38.556608622176533,38.556608622176533,38.556608622176533,38.556608622176533,38.556608622176533,38.556608622176533]
[null,null,null,null,null,null,null,null,null,null,"TRG 1 - Mid",50.732379766021765,50.453351677308646,50.174323588595527,49.895295499882408,49.616267411169289,49.33723932245617,49.058211233743052,48.885721142538578,48.713231051334098,48.540740960129625,48.368250868925152,48.195760777720672,48.023270686516199,47.850780595311726,47.678290504107245,47.505800412902772,47.333310321698299,47.216625848236447,47.099941374774595,46.983256901312743,46.86657242785089,46.749887954389038,46.633203480927186,46.516519007465334,46.399834534003482,46.28315006054163,46.166465587079777,46.11573320731376,46.065000827547735,46.014268447781717,45.963536068015699,45.912803688249681,45.862071308483664,45.811338928717646,45.760606548951621,45.709874169185603,45.659141789419586]
[null,null,null,null,null,null,null,null,null,null,"TRG 1 - High",50.732379766021765,50.732379766021765,50.732379766021765,50.732379766021765,50.732379766021765,50.732379766021765,50.732379766021765,50.732379766021765,50.732379766021765,50.732379766021765,50.732379766021765,50.732379766021765,50.732379766021765,50.732379766021765,50.732379766021765,50.732379766021765,50.732379766021765,50.732379766021765,50.732379766021765,50.732379766021765,50.732379766021765,50.732379766021765,50.732379766021765,50.732379766021765,50.732379766021765,50.732379766021765,50.732379766021765,50.732379766021765,50.732379766021765,50.732379766021765,50.732379766021765,50.732379766021765,50.732379766021765,50.732379766021765,50.732379766021765,50.732379766021765,50.732379766021765]
[null,null,null,null,null,null,null,null,null,null,"TRG 2 - Low",50.732379766021765,50.055948035808143,49.379516305594521,48.703084575380899,48.026652845167277,47.350221114953655,46.673789384740033,46.267930346611848,45.862071308483678,45.4562122703555,45.05035323222733,44.64449419409916,44.238635155970982,43.832776117842812,43.426917079714642,43.021058041586464,42.615199003458294,42.331097676768572,42.04699635007885,41.762895023389127,41.478793696699405,41.194692370009683,40.910591043319954,40.626489716630232,40.34238838994051,40.058287063250788,39.774185736561066,39.530670313684155,39.287154890807251,39.043639467930348,38.800124045053437,38.556608622176533,38.556608622176533,38.556608622176533,38.556608622176533,38.556608622176533,38.556608622176533]
[null,null,null,null,null,null,null,null,null,null,"TRG 2 - Mid",50.732379766021765,50.453351677308646,50.174323588595527,49.895295499882408,49.616267411169289,49.33723932245617,49.058211233743052,48.885721142538578,48.713231051334098,48.540740960129625,48.368250868925152,48.195760777720672,48.023270686516199,47.850780595311726,47.678290504107245,47.505800412902772,47.333310321698299,47.216625848236447,47.099941374774595,46.983256901312743,46.86657242785089,46.749887954389038,46.633203480927186,46.516519007465334,46.399834534003482,46.28315006054163,46.166465587079777,46.11573320731376,46.065000827547735,46.014268447781717,45.963536068015699,45.912803688249681,45.862071308483664,45.811338928717646,45.760606548951621,45.709874169185603,45.659141789419586]
[null,null,null,null,null,null,null,null,null,null,"TRG 2 - High",50.732379766021765,50.732379766021765,50.732379766021765,50.732379766021765,50.732379766021765,50.732379766021765,50.732379766021765,50.732379766021765,50.732379766021765,50.732379766021765,50.732379766021765,50.732379766021765,50.732379766021765,50.732379766021765,50.732379766021765,50.732379766021765,50.732379766021765,50.732379766021765,50.732379766021765,50.732379766021765,50.732379766021765,50.732379766021765,50.732379766021765,50.732379766021765,50.732379766021765,50.732379766021765,50.732379766021765,50.732379766021765,50.732379766021765,50.732379766021765,50.732379766021765,50.732379766021765,50.732379766021765,50.732379766021765,50.732379766021765,50.732379766021765,50.732379766021765]
[null,null,null,null,null,null,null,null,null,null,"TRG 3 - Low",50.732379766021765,50.055948035808143,49.379516305594521,48.703084575380899,48.026652845167277,47.350221114953655,46.673789384740033,46.267930346611848,45.862071308483678,45.4562122703555,45.05035323222733,44.64449419409916,44.238635155970982,43.832776117842812,43.426917079714642,43.021058041586464,42.615199003458294,42.331097676768572,42.04699635007885,41.762895023389127,41.478793696699405,41.194692370009683,40.910591043319954,40.626489716630232,40.34238838994051,40.058287063250788,39.774185736561066,39.530670313684155,39.287154890807251,39.043639467930348,38.800124045053437,38.556608622176533,38.556608622176533,38.556608622176533,38.556608622176533,38.556608622176533,38.556608622176533]
[null,null,null,null,null,null,null,null,null,null,"TRG 3 - Mid",50.732379766021765,50.453351677308646,50.174323588595527,49.895295499882408,49.616267411169289,49.33723932245617,49.058211233743052,48.885721142538578,48.713231051334098,48.540740960129625,48.368250868925152,48.195760777720672,48.023270686516199,47.850780595311726,47.678290504107245,47.505800412902772,47.333310321698299,47.216625848236447,47.099941374774595,46.983256901312743,46.86657242785089,46.749887954389038,46.633203480927186,46.516519007465334,46.399834534003482,46.28315006054163,46.166465587079777,46.11573320731376,46.065000827547735,46.014268447781717,45.963536068015699,45.912803688249681,45.862071308483664,45.811338928717646,45.760606548951621,45.709874169185603,45.659141789419586]
[null,null,null,null,null,null,null,null,null,null,"TRG 3 - High",50.732379766021765,50.732379766021765,50.732379766021765,50.732379766021765,50.732379766021765,50.732379766021765,50.732379766021765,50.732379766021765,50.732379766021765,50.732379766021765,50.732379766021765,50.732379766021765,50.732379766021765,50.732379766021765,50.732379766021765,50.732379766021765,50.732379766021765,50.732379766021765,50.732379766021765,50.732379766021765,50.732379766021765,50.732379766021765,50.732379766021765,50.732379766021765,50.732379766021765,50.732379766021765,50.732379766021765,50.732379766021765,50.732379766021765,50.732379766021765,50.732379766021765,50.732379766021765,50.732379766021765,50.732379766021765,50.732379766021765,50.732379766021765,50.732379766021765]
[null,null,null,null,null,null,null,null,null,null,"TRG 4 - Low",50.732379766021765,50.055948035808143,49.379516305594521,48.703084575380899,48.026652845167277,47.350221114953655,46.673789384740033,46.267930346611848,45.862071308483678,45.4562122703555,45.05035323222733,44.64449419409916,44.238635155970982,43.832776117842812,43.426917079714642,43.021058041586464,42.615199003458294,42.331097676768572,42.04699635007885,41.762895023389127,41.478793696699405,41.194692370009683,40.910591043319954,40.626489716630232,40.34238838994051,40.058287063250788,39.774185736561066,39.530670313684155,39.287154890807251,39.043639467930348,38.800124045053437,38.556608622176533,38.556608622176533,38.556608622176533,38.556608622176533,38.556608622176533,38.556608622176533]
[null,null,null,null,null,null,null,null,null,null,"TRG 4 - Mid",50.732379766021765,50.453351677308646,50.174323588595527,49.895295499882408,49.616267411169289,49.33723932245617,49.058211233743052,48.885721142538578,48.713231051334098,48.540740960129625,48.368250868925152,48.195760777720672,48.023270686516199,47.850780595311726,47.678290504107245,47.505800412902772,47.333310321698299,47.216625848236447,47.099941374774595,46.983256901312743,46.86657242785089,46.749887954389038,46.633203480927186,46.516519007465334,46.399834534003482,46.28315006054163,46.166465587079777,46.11573320731376,46.065000827547735,46.014268447781717,45.963536068015699,45.912803688249681,45.862071308483664,45.811338928717646,45.760606548951621,45.709874169185603,45.659141789419586]
[null,null,null,null,null,null,null,null,null,null,"TRG 4 - High",50.732379766021765,50.732379766021765,50.732379766021765,50.732379766021765,50.732379766021765,50.732379766021765,50.732379766021765,50.732379766021765,50.732379766021765,50.732379766021765,50.732379766021765,50.732379766021765,50.732379766021765,50.732379766021765,50.732379766021765,50.732379766021765,50.732379766021765,50.732379766021765,50.732379766021765,50.732379766021765,50.732379766021765,50.732379766021765,50.732379766021765,50.732379766021765,50.732379766021765,50.732379766021765,50.732379766021765,50.732379766021765,50.732379766021765,50.732379766021765,50.732379766021765,50.732379766021765,50.732379766021765,50.732379766021765,50.732379766021765,50.732379766021765,50.732379766021765]
[null,null,null,null,null,null,null,null,null,null,"TRG 5 - Low",50.732379766021765,50.055948035808143,49.379516305594521,48.703084575380899,48.026652845167277,47.350221114953655,46.673789384740033,46.267930346611848,45.862071308483678,45.4562122703555,45.05035323222733,44.64449419409916,44.238635155970982,43.832776117842812,43.426917079714642,43.021058041586464,42.615199003458294,42.331097676768572,42.04699635007885,41.762895023389127,41.478793696699405,41.194692370009683,40.910591043319954,40.626489716630232,40.34238838994051,40.058287063250788,39.774185736561066,39.530670313684155,39.287154890807251,39.043639467930348,38.800124045053437,38.556608622176533,38.556608622176533,38.556608622176533,38.556608622176533,38.556608622176533,38.556608622176533]
[null,null,null,null,null,null,null,null,null,null,"TRG 5 - Mid",50.732379766021765,50.453351677308646,50.174323588595527,49.895295499882408,49.616267411169289,49.33723932245617,49.058211233743052,48.885721142538578,48.713231051334098,48.540740960129625,48.368250868925152,48.195760777720672,48.023270686516199,47.850780595311726,47.678290504107245,47.505800412902772,47.333310321698299,47.216625848236447,47.099941374774595,46.983256901312743,46.86657242785089,46.749887954389038,46.633203480927186,46.516519007465334,46.399834534003482,46.28315006054163,46.166465587079777,46.11573320731376,46.065000827547735,46.014268447781717,45.963536068015699,45.912803688249681,45.862071308483664,45.811338928717646,45.760606548951621,45.709874169185603,45.659141789419586]
[null,null,null,null,null,null,null,null,null,null,"TRG 5 - High",50.732379766021765,50.732379766021765,50.732379766021765,50.732379766021765,50.732379766021765,50.732379766021765,50.732379766021765,50.732379766021765,50.732379766021765,50.732379766021765,50.732379766021765,50.732379766021765,50.732379766021765,50.732379766021765,50.732379766021765,50.732379766021765,50.732379766021765,50.732379766021765,50.732379766021765,50.732379766021765,50.732379766021765,50.732379766021765,50.732379766021765,50.732379766021765,50.732379766021765,50.732379766021765,50.732379766021765,50.732379766021765,50.732379766021765,50.732379766021765,50.732379766021765,50.732379766021765,50.732379766021765,50.732379766021765,50.732379766021765,50.732379766021765,50.732379766021765]
[]
[null,null,null,null,null,null,null,null,null,"Variable Operation and Maintenance Expenses ($/MWh)","TRG 1 - Low",0,0,0,0,0,0,0,0,0,0,0,0,0,0,0,0,0,0,0,0,0,0,0,0,0,0,0,0,0,0,0,0,0,0,0,0,0]
[null,null,null,null,null,null,null,null,null,null,"TRG 1 - Mid",0,0,0,0,0,0,0,0,0,0,0,0,0,0,0,0,0,0,0,0,0,0,0,0,0,0,0,0,0,0,0,0,0,0,0,0,0]
[null,null,null,null,null,null,null,null,null,null,"TRG 1 - High",0,0,0,0,0,0,0,0,0,0,0,0,0,0,0,0,0,0,0,0,0,0,0,0,0,0,0,0,0,0,0,0,0,0,0,0,0]
[null,null,null,null,null,null,null,null,null,null,"TRG 2 - Low",0,0,0,0,0,0,0,0,0,0,0,0,0,0,0,0,0,0,0,0,0,0,0,0,0,0,0,0,0,0,0,0,0,0,0,0,0]
[null,null,null,null,null,null,null,null,null,null,"TRG 2 - Mid",0,0,0,0,0,0,0,0,0,0,0,0,0,0,0,0,0,0,0,0,0,0,0,0,0,0,0,0,0,0,0,0,0,0,0,0,0]
[null,null,null,null,null,null,null,null,null,null,"TRG 2 - High",0,0,0,0,0,0,0,0,0,0,0,0,0,0,0,0,0,0,0,0,0,0,0,0,0,0,0,0,0,0,0,0,0,0,0,0,0]
[null,null,null,null,null,null,null,null,null,null,"TRG 3 - Low",0,0,0,0,0,0,0,0,0,0,0,0,0,0,0,0,0,0,0,0,0,0,0,0,0,0,0,0,0,0,0,0,0,0,0,0,0]
[null,null,null,null,null,null,null,null,null,null,"TRG 3 - Mid",0,0,0,0,0,0,0,0,0,0,0,0,0,0,0,0,0,0,0,0,0,0,0,0,0,0,0,0,0,0,0,0,0,0,0,0,0]
[null,null,null,null,null,null,null,null,null,null,"TRG 3 - High",0,0,0,0,0,0,0,0,0,0,0,0,0,0,0,0,0,0,0,0,0,0,0,0,0,0,0,0,0,0,0,0,0,0,0,0,0]
[null,null,null,null,null,null,null,null,null,null,"TRG 4 - Low",0,0,0,0,0,0,0,0,0,0,0,0,0,0,0,0,0,0,0,0,0,0,0,0,0,0,0,0,0,0,0,0,0,0,0,0,0]
[null,null,null,null,null,null,null,null,null,null,"TRG 4 - Mid",0,0,0,0,0,0,0,0,0,0,0,0,0,0,0,0,0,0,0,0,0,0,0,0,0,0,0,0,0,0,0,0,0,0,0,0,0]
[null,null,null,null,null,null,null,null,null,null,"TRG 4 - High",0,0,0,0,0,0,0,0,0,0,0,0,0,0,0,0,0,0,0,0,0,0,0,0,0,0,0,0,0,0,0,0,0,0,0,0,0]
[null,null,null,null,null,null,null,null,null,null,"TRG 5 - Low",0,0,0,0,0,0,0,0,0,0,0,0,0,0,0,0,0,0,0,0,0,0,0,0,0,0,0,0,0,0,0,0,0,0,0,0,0]
[null,null,null,null,null,null,null,null,null,null,"TRG 5 - Mid",0,0,0,0,0,0,0,0,0,0,0,0,0,0,0,0,0,0,0,0,0,0,0,0,0,0,0,0,0,0,0,0,0,0,0,0,0]
[null,null,null,null,null,null,null,null,null,null,"TRG 5 - High",0,0,0,0,0,0,0,0,0,0,0,0,0,0,0,0,0,0,0,0,0,0,0,0,0,0,0,0,0,0,0,0,0,0,0,0,0]
[]
[]
[null,null,null,null,null,null,null,null,null,null,null,{"$f":"L99","v":2014},2015,2016,2017,2018,2019,2020,2021,2022,2023,2024,2025,2026,2027,2028,2029,2030,2031,2032,2033,2034,2035,2036,2037,2038,2039,2040,2041,2042,2043,2044,2045,2046,2047,2048,2049,2050]
[null,null,null,null,null,null,null,"Finance",null,"Weighted Average Cost of Capital (WACC) (Nominal) (%)","TRG 1 - Low",{"$f":"$S$34","v":8.8999999999999996E-2},8.8999999999999996E-2,8.8999999999999996E-2,8.8999999999999996E-2,8.8999999999999996E-2,8.8999999999999996E-2,8.8999999999999996E-2,8.8999999999999996E-2,8.8999999999999996E-2,8.8999999999999996E-2,8.8999999999999996E-2,8.8999999999999996E-2,8.8999999999999996E-2,8.8999999999999996E-2,8.8999999999999996E-2,8.8999999999999996E-2,{"$f":"$S$34","v":8.8999999999999996E-2},8.8999999999999996E-2,8.8999999999999996E-2,8.8999999999999996E-2,8.8999999999999996E-2,8.8999999999999996E-2,8.8999999999999996E-2,8.8999999999999996E-2,8.8999999999999996E-2,8.8999999999999996E-2,8.8999999999999996E-2,8.8999999999999996E-2,8.8999999999999996E-2,8.8999999999999996E-2,8.8999999999999996E-2,8.8999999999999996E-2,8.8999999999999996E-2,8.8999999999999996E-2,8.8999999999999996E-2,8.8999999999999996E-2,8.8999999999999996E-2]
[null,null,null,null,null,null,null,null,null,null,"TRG 1 - Mid",{"$f":"$S$34","v":8.8999999999999996E-2},8.8999999999999996E-2,8.8999999999999996E-2,8.8999999999999996E-2,8.8999999999999996E-2,8.8999999999999996E-2,8.8999999999999996E-2,8.8999999999999996E-2,8.8999999999999996E-2,8.8999999999999996E-2,8.8999999999999996E-2,8.8999999999999996E-2,8.8999999999999996E-2,8.8999999999999996E-2,8.8999999999999996E-2,8.8999999999999996E-2,8.8999999999999996E-2,8.8999999999999996E-2,8.8999999999999996E-2,8.8999999999999996E-2,8.8999999999999996E-2,8.8999999999999996E-2,8.8999999999999996E-2,8.8999999999999996E-2,8.8999999999999996E-2,8.8999999999999996E-2,8.8999999999999996E-2,8.8999999999999996E-2,8.8999999999999996E-2,8.8999999999999996E-2,8.8999999999999996E-2,8.8999999999999996E-2,8.8999999999999996E-2,8.8999999999999996E-2,8.8999999999999996E-2,8.8999999999999996E-2,8.8999999999999996E-2]
[null,null,null,null,null,null,null,null,null,null,"TRG 1 - High",8.8999999999999996E-2,8.8999999999999996E-2,8.8999999999999996E-2,8.8999999999999996E-2,8.8999999999999996E-2,8.8999999999999996E-2,8.8999999999999996E-2,8.8999999999999996E-2,8.8999999999999996E-2,8.8999999999999996E-2,8.8999999999999996E-2,8.8999999999999996E-2,8.8999999999999996E-2,8.8999999999999996E-2,8.8999999999999996E-2,8.8999999999999996E-2,8.8999999999999996E-2,8.8999999999999996E-2,8.8999999999999996E-2,8.8999999999999996E-2,8.8999999999999996E-2,8.8999999999999996E-2,8.8999999999999996E-2,8.8999999999999996E-2,8.8999999999999996E-2,8.8999999999999996E-2,8.8999999999999996E-2,8.8999999999999996E-2,8.8999999999999996E-2,8.8999999999999996E-2,8.8999999999999996E-2,8.8999999999999996E-2,8.8999999999999996E-2,8.8999999999999996E-2,8.8999999999999996E-2,8.8999999999999996E-2,8.8999999999999996E-2]
[null,null,null,null,null,null,null,null,null,null,"TRG 2 - Low",8.8999999999999996E-2,8.8999999999999996E-2,8.8999999999999996E-2,8.8999999999999996E-2,8.8999999999999996E-2,8.8999999999999996E-2,8.8999999999999996E-2,8.8999999999999996E-2,8.8999999999999996E-2,8.8999999999999996E-2,8.8999999999999996E-2,8.8999999999999996E-2,8.8999999999999996E-2,8.8999999999999996E-2,8.8999999999999996E-2,8.8999999999999996E-2,8.8999999999999996E-2,8.8999999999999996E-2,8.8999999999999996E-2,8.8999999999999996E-2,8.8999999999999996E-2,8.8999999999999996E-2,8.8999999999999996E-2,8.8999999999999996E-2,8.8999999999999996E-2,8.8999999999999996E-2,8.8999999999999996E-2,8.8999999999999996E-2,8.8999999999999996E-2,8.8999999999999996E-2,8.8999999999999996E-2,8.8999999999999996E-2,8.8999999999999996E-2,8.8999999999999996E-2,8.8999999999999996E-2,8.8999999999999996E-2,8.8999999999999996E-2]
[null,null,null,null,null,null,null,null,null,null,"TRG 2 - Mid",8.8999999999999996E-2,8.8999999999999996E-2,8.8999999999999996E-2,8.8999999999999996E-2,8.8999999999999996E-2,8.8999999999999996E-2,8.8999999999999996E-2,8.8999999999999996E-2,8.8999999999999996E-2,8.8999999999999996E-2,8.8999999999999996E-2,8.8999999999999996E-2,8.8999999999999996E-2,8.8999999999999996E-2,8.8999999999999996E-2,8.8999999999999996E-2,8.8999999999999996E-2,8.8999999999999996E-2,8.8999999999999996E-2,8.8999999999999996E-2,8.8999999999999996E-2,8.8999999999999996E-2,8.8999999999999996E-2,8.8999999999999996E-2,8.8999999999999996E-2,8.8999999999999996E-2,8.8999999999999996E-2,8.8999999999999996E-2,8.8999999999999996E-2,8.8999999999999996E-2,8.8999999999999996E-2,8.8999999999999996E-2,8.8999999999999996E-2,8.8999999999999996E-2,8.8999999999999996E-2,8.8999999999999996E-2,8.8999999999999996E-2]
[null,null,null,null,null,null,null,null,null,null,"TRG 2 - High",8.8999999999999996E-2,8.8999999999999996E-2,8.8999999999999996E-2,8.8999999999999996E-2,8.8999999999999996E-2,8.8999999999999996E-2,8.8999999999999996E-2,8.8999999999999996E-2,8.8999999999999996E-2,8.8999999999999996E-2,8.8999999999999996E-2,8.8999999999999996E-2,8.8999999999999996E-2,8.8999999999999996E-2,8.8999999999999996E-2,8.8999999999999996E-2,8.8999999999999996E-2,8.8999999999999996E-2,8.8999999999999996E-2,8.8999999999999996E-2,8.8999999999999996E-2,8.8999999999999996E-2,8.8999999999999996E-2,8.8999999999999996E-2,8.8999999999999996E-2,8.8999999999999996E-2,8.8999999999999996E-2,8.8999999999999996E-2,8.8999999999999996E-2,8.8999999999999996E-2,8.8999999999999996E-2,8.8999999999999996E-2,8.8999999999999996E-2,8.8999999999999996E-2,8.8999999999999996E-2,8.8999999999999996E-2,8.8999999999999996E-2]
[null,null,null,null,null,null,null,null,null,null,"TRG 3 - Low",8.8999999999999996E-2,8.8999999999999996E-2,8.8999999999999996E-2,8.8999999999999996E-2,8.8999999999999996E-2,8.8999999999999996E-2,8.8999999999999996E-2,8.8999999999999996E-2,8.8999999999999996E-2,8.8999999999999996E-2,8.8999999999999996E-2,8.8999999999999996E-2,8.8999999999999996E-2,8.8999999999999996E-2,8.8999999999999996E-2,8.8999999999999996E-2,8.8999999999999996E-2,8.8999999999999996E-2,8.8999999999999996E-2,8.8999999999999996E-2,8.8999999999999996E-2,8.8999999999999996E-2,8.8999999999999996E-2,8.8999999999999996E-2,8.8999999999999996E-2,8.8999999999999996E-2,8.8999999999999996E-2,8.8999999999999996E-2,8.8999999999999996E-2,8.8999999999999996E-2,8.8999999999999996E-2,8.8999999999999996E-2,8.8999999999999996E-2,8.8999999999999996E-2,8.8999999999999996E-2,8.8999999999999996E-2,8.8999999999999996E-2]
[null,null,null,null,null,null,null,null,null,null,"TRG 3 - Mid",8.8999999999999996E-2,8.8999999999999996E-2,8.8999999999999996E-2,8.8999999999999996E-2,8.8999999999999996E-2,8.8999999999999996E-2,8.8999999999999996E-2,8.8999999999999996E-2,8.8999999999999996E-2,8.8999999999999996E-2,8.8999999999999996E-2,8.8999999999999996E-2,8.8999999999999996E-2,8.8999999999999996E-2,8.8999999999999996E-2,8.8999999999999996E-2,8.8999999999999996E-2,8.8999999999999996E-2,8.8999999999999996E-2,{"$f":"$S$34","v":8.8999999999999996E-2},8.8999999999999996E-2,8.8999999999999996E-2,8.8999999999999996E-2,8.8999999999999996E-2,8.8999999999999996E-2,8.8999999999999996E-2,8.8999999999999996E-2,8.8999999999999996E-2,8.8999999999999996E-2,8.8999999999999996E-2,8.8999999999999996E-2,8.8999999999999996E-2,8.8999999999999996E-2,8.8999999999999996E-2,8.8999999999999996E-2,8.8999999999999996E-2,8.8999999999999996E-2]
[null,null,null,null,null,null,null,null,null,null,"TRG 3 - High",8.8999999999999996E-2,8.8999999999999996E-2,8.8999999999999996E-2,8.8999999999999996E-2,8.8999999999999996E-2,8.8999999999999996E-2,8.8999999999999996E-2,8.8999999999999996E-2,8.8999999999999996E-2,8.8999999999999996E-2,8.8999999999999996E-2,8.8999999999999996E-2,8.8999999999999996E-2,8.8999999999999996E-2,8.8999999999999996E-2,8.8999999999999996E-2,8.8999999999999996E-2,8.8999999999999996E-2,8.8999999999999996E-2,8.8999999999999996E-2,8.8999999999999996E-2,8.8999999999999996E-2,8.8999999999999996E-2,8.8999999999999996E-2,8.8999999999999996E-2,8.8999999999999996E-2,8.8999999999999996E-2,8.8999999999999996E-2,8.8999999999999996E-2,8.8999999999999996E-2,8.8999999999999996E-2,8.8999999999999996E-2,8.8999999999999996E-2,8.8999999999999996E-2,8.8999999999999996E-2,8.8999999999999996E-2,8.8999999999999996E-2]
[null,null,null,null,null,null,null,null,null,null,"TRG 4 - Low",8.8999999999999996E-2,8.8999999999999996E-2,8.8999999999999996E-2,8.8999999999999996E-2,8.8999999999999996E-2,8.8999999999999996E-2,8.8999999999999996E-2,8.8999999999999996E-2,8.8999999999999996E-2,8.8999999999999996E-2,8.8999999999999996E-2,8.8999999999999996E-2,8.8999999999999996E-2,8.8999999999999996E-2,8.8999999999999996E-2,8.8999999999999996E-2,8.8999999999999996E-2,8.8999999999999996E-2,8.8999999999999996E-2,8.8999999999999996E-2,8.8999999999999996E-2,8.8999999999999996E-2,8.8999999999999996E-2,8.8999999999999996E-2,8.8999999999999996E-2,8.8999999999999996E-2,8.8999999999999996E-2,8.8999999999999996E-2,8.8999999999999996E-2,8.8999999999999996E-2,8.8999999999999996E-2,8.8999999999999996E-2,8.8999999999999996E-2,8.8999999999999996E-2,8.8999999999999996E-2,8.8999999999999996E-2,8.8999999999999996E-2]
[null,null,null,null,null,null,null,null,null,null,"TRG 4 - Mid",8.8999999999999996E-2,8.8999999999999996E-2,8.8999999999999996E-2,8.8999999999999996E-2,8.8999999999999996E-2,8.8999999999999996E-2,8.8999999999999996E-2,8.8999999999999996E-2,8.8999999999999996E-2,8.8999999999999996E-2,8.8999999999999996E-2,8.8999999999999996E-2,8.8999999999999996E-2,8.8999999999999996E-2,8.8999999999999996E-2,8.8999999999999996E-2,8.8999999999999996E-2,8.8999999999999996E-2,8.8999999999999996E-2,8.8999999999999996E-2,8.8999999999999996E-2,8.8999999999999996E-2,8.8999999999999996E-2,8.8999999999999996E-2,8.8999999999999996E-2,8.8999999999999996E-2,8.8999999999999996E-2,8.8999999999999996E-2,8.8999999999999996E-2,8.8999999999999996E-2,8.8999999999999996E-2,8.8999999999999996E-2,8.8999999999999996E-2,8.8999999999999996E-2,8.8999999999999996E-2,8.8999999999999996E-2,8.8999999999999996E-2]
[null,null,null,null,null,null,null,null,null,null,"TRG 4 - High",8.8999999999999996E-2,8.8999999999999996E-2,8.8999999999999996E-2,8.8999999999999996E-2,8.8999999999999996E-2,8.8999999999999996E-2,8.8999999999999996E-2,8.8999999999999996E-2,8.8999999999999996E-2,8.8999999999999996E-2,8.8999999999999996E-2,8.8999999999999996E-2,8.8999999999999996E-2,8.8999999999999996E-2,8.8999999999999996E-2,8.8999999999999996E-2,8.8999999999999996E-2,8.8999999999999996E-2,8.8999999999999996E-2,8.8999999999999996E-2,8.8999999999999996E-2,8.8999999999999996E-2,8.8999999999999996E-2,8.8999999999999996E-2,8.8999999999999996E-2,8.8999999999999996E-2,8.8999999999999996E-2,8.8999999999999996E-2,8.8999999999999996E-2,8.8999999999999996E-2,8.8999999999999996E-2,8.8999999999999996E-2,8.8999999999999996E-2,8.8999999999999996E-2,8.8999999999999996E-2,8.8999999999999996E-2,8.8999999999999996E-2]
[null,null,null,null,null,null,null,null,null,null,"TRG 5 - Low",8.8999999999999996E-2,8.8999999999999996E-2,8.8999999999999996E-2,8.8999999999999996E-2,8.8999999999999996E-2,8.8999999999999996E-2,8.8999999999999996E-2,8.8999999999999996E-2,8.8999999999999996E-2,8.8999999999999996E-2,8.8999999999999996E-2,8.8999999999999996E-2,8.8999999999999996E-2,8.8999999999999996E-2,8.8999999999999996E-2,8.8999999999999996E-2,8.8999999999999996E-2,8.8999999999999996E-2,8.8999999999999996E-2,8.8999999999999996E-2,8.8999999999999996E-2,8.8999999999999996E-2,8.8999999999999996E-2,8.8999999999999996E-2,8.8999999999999996E-2,8.8999999999999996E-2,8.8999999999999996E-2,8.8999999999999996E-2,8.8999999999999996E-2,8.8999999999999996E-2,8.8999999999999996E-2,8.8999999999999996E-2,8.8999999999999996E-2,8.8999999999999996E-2,8.8999999999999996E-2,8.8999999999999996E-2,8.8999999999999996E-2]
[null,null,null,null,null,null,null,null,null,null,"TRG 5 - Mid",8.8999999999999996E-2,8.8999999999999996E-2,8.8999999999999996E-2,8.8999999999999996E-2,8.8999999999999996E-2,8.8999999999999996E-2,8.8999999999999996E-2,8.8999999999999996E-2,8.8999999999999996E-2,8.8999999999999996E-2,8.8999999999999996E-2,8.8999999999999996E-2,8.8999999999999996E-2,8.8999999999999996E-2,8.8999999999999996E-2,8.8999999999999996E-2,8.8999999999999996E-2,8.8999999999999996E-2,8.8999999999999996E-2,8.8999999999999996E-2,8.8999999999999996E-2,8.8999999999999996E-2,8.8999999999999996E-2,8.8999999999999996E-2,8.8999999999999996E-2,8.8999999999999996E-2,8.8999999999999996E-2,8.8999999999999996E-2,8.8999999999999996E-2,8.8999999999999996E-2,8.8999999999999996E-2,8.8999999999999996E-2,8.8999999999999996E-2,8.8999999999999996E-2,8.8999999999999996E-2,8.8999999999999996E-2,8.8999999999999996E-2]
[null,null,null,null,null,null,null,null,null,null,"TRG 5 - High",8.8999999999999996E-2,8.8999999999999996E-2,8.8999999999999996E-2,8.8999999999999996E-2,8.8999999999999996E-2,8.8999999999999996E-2,8.8999999999999996E-2,8.8999999999999996E-2,8.8999999999999996E-2,8.8999999999999996E-2,8.8999999999999996E-2,8.8999999999999996E-2,8.8999999999999996E-2,8.8999999999999996E-2,8.8999999999999996E-2,8.8999999999999996E-2,8.8999999999999996E-2,8.8999999999999996E-2,8.8999999999999996E-2,8.8999999999999996E-2,8.8999999999999996E-2,8.8999999999999996E-2,{"$f":"$S$34","v":8.8999999999999996E-2},8.8999999999999996E-2,8.8999999999999996E-2,8.8999999999999996E-2,8.8999999999999996E-2,8.8999999999999996E-2,8.8999999999999996E-2,8.8999999999999996E-2,8.8999999999999996E-2,8.8999999999999996E-2,8.8999999999999996E-2,8.8999999999999996E-2,8.8999999999999996E-2,8.8999999999999996E-2,8.8999999999999996E-2]
[]
[]
[null,null,null,null,null,null,null,null,null,null,null,{"$f":"L213","v":2014},2015,2016,2017,2018,2019,2020,2021,2022,2023,2024,2025,2026,2027,2028,2029,2030,2031,2032,2033,2034,2035,2036,2037,2038,2039,2040,2041,2042,2043,2044,2045,2046,2047,2048,2049,2050]
[null,null,null,null,null,null,null,"Grid Connection Costs",null,"Grid Connection Costs (GCC) ($/kW)","TRG 1 - Low",0,0,0,0,0,0,0,0,0,0,0,0,0,0,0,0,0,0,0,0,0,0,0,0,0,0,0,0,0,0,0,0,0,0,0,0,0]
[null,null,null,null,null,null,null,null,null,null,"TRG 1 - Mid",0,0,0,0,0,0,0,0,0,0,0,0,0,0,0,0,0,0,0,0,0,0,0,0,0,0,0,0,0,0,0,0,0,0,0,0,0]
[null,null,null,null,null,null,null,null,null,null,"TRG 1 - High",0,0,0,0,0,0,0,0,0,0,0,0,0,0,0,0,0,0,0,0,0,0,0,0,0,0,0,0,0,0,0,0,0,0,0,0,0]
[null,null,null,null,null,null,null,null,null,null,"TRG 2 - Low",0,0,0,0,0,0,0,0,0,0,0,0,0,0,0,0,0,0,0,0,0,0,0,0,0,0,0,0,0,0,0,0,0,0,0,0,0]
[null,null,null,null,null,null,null,null,null,null,"TRG 2 - Mid",0,0,0,0,0,0,0,0,0,0,0,0,0,0,0,0,0,0,0,0,0,0,0,0,0,0,0,0,0,0,0,0,0,0,0,0,0]
[null,null,null,null,null,null,null,null,null,null,"TRG 2 - High",0,0,0,0,0,0,0,0,0,0,0,0,0,0,0,0,0,0,0,0,0,0,0,0,0,0,0,0,0,0,0,0,0,0,0,0,0]
[null,null,null,null,null,null,null,null,null,null,"TRG 3 - Low",0,0,0,0,0,0,0,0,0,0,0,0,0,0,0,0,0,0,0,0,0,0,0,0,0,0,0,0,0,0,0,0,0,0,0,0,0]
[null,null,null,null,null,null,null,null,null,null,"TRG 3 - Mid",0,0,0,0,0,0,0,0,0,0,0,0,0,0,0,0,0,0,0,0,0,0,0,0,0,0,0,0,0,0,0,0,0,0,0,0,0]
[null,null,null,null,null,null,null,null,null,null,"TRG 3 - High",0,0,0,0,0,0,0,0,0,0,0,0,0,0,0,0,0,0,0,0,0,0,0,0,0,0,0,0,0,0,0,0,0,0,0,0,0]
[null,null,null,null,null,null,null,null,null,null,"TRG 4 - Low",0,0,0,0,0,0,0,0,0,0,0,0,0,0,0,0,0,0,0,0,0,0,0,0,0,0,0,0,0,0,0,0,0,0,0,0,0]
[null,null,null,null,null,null,null,null,null,null,"TRG 4 - Mid",0,0,0,0,0,0,0,0,0,0,0,0,0,0,0,0,0,0,0,0,0,0,0,0,0,0,0,0,0,0,0,0,0,0,0,0,0]
[null,null,null,null,null,null,null,null,null,null,"TRG 4 - High",0,0,0,0,0,0,0,0,0,0,0,0,0,0,0,0,0,0,0,0,0,0,0,0,0,0,0,0,0,0,0,0,0,0,0,0,0]
[null,null,null,null,null,null,null,null,null,null,"TRG 5 - Low",0,0,0,0,0,0,0,0,0,0,0,0,0,0,0,0,0,0,0,0,0,0,0,0,0,0,0,0,0,0,0,0,0,0,0,0,0]
[null,null,null,null,null,null,null,null,null,null,"TRG 5 - Mid",0,0,0,0,0,0,0,0,0,0,0,0,0,0,0,0,0,0,0,0,0,0,0,0,0,0,0,0,0,0,0,0,0,0,0,0,0]
[" ",null,null,null,null,null,null,null,null,null,"TRG 5 - High",0,0,0,0,0,0,0,0,0,0,0,0,0,0,0,0,0,0,0,0,0,0,0,0,0,0,0,0,0,0,0,0,0,0,0,0,0]
[]
[]
[null,null,null,null,null,null,null,null,null,null,null,{"$f":"L231","v":2014},2015,2016,2017,2018,2019,2020,2021,2022,2023,2024,2025,2026,2027,2028,2029,2030,2031,2032,2033,2034,2035,2036,2037,2038,2039,2040,2041,2042,2043,2044,2045,2046,2047,2048,2049,2050]
[null,null,null,null,null,null,null,"LCOE",null,"Levelized Cost of Energy ($/MWh)","TRG 1 - Low",{"$f":" (($S$41 * $S$39 * $S$37 * (L164 * 1 + L232) +L180) * 1000 / (L100 * 8760)) + L196 + 0","v":49.792829553625268},44.08322464949444,42.584238722014518,41.242404443202268,40.045264127479442,38.980892241060886,38.037896551337795,37.205423266680526,36.473135263939476,35.831244265604866,35.270489708842106,34.78214337430235,34.358010727090701,33.99042203239383,33.672255790706402,33.396913429185993,33.158333890166531,32.950987891864614,32.769876383583629,32.610534100276745,32.469027706173421,32.341959169784694,32.226461208947342,32.120201996997395,32.021381060915097,31.928731230452733,31.841517679576654,31.759539066124134,31.683126793301273,31.613143063883879,31.550986253166382,31.498584586831555,31.4584099026358,31.433448632406627,31.42723005678118,31.42723005678118,31.42723005678118]
[null,null,null,null,null,null,null,null,null,null,"TRG 1 - Mid",{"$f":" (($S$41 * $S$39 * $S$37 * (L165 * 1 + L233) +L181) * 1000 / (L101 * 8760)) + L197 + 0","v":49.792829553625268},48.917224965399811,48.108242625357619,47.361982020534619,46.674650389929361,46.042563059720315,45.462140434392246,44.929917102425684,44.442530340373239,43.996727146088865,43.589361598617629,43.217396055437746,42.877896087157353,42.568044184504103,42.285124896465916,42.026532974322713,41.789768717394907,41.572444668051034,41.372275754932318,41.187086025723914,41.014809216263785,40.853485126790453,40.701263229876794,40.556399953109675,40.41725928512669,40.282313493909143,40.150142360493248,40.019435968464656,39.888987521205664,39.757700439885255,39.624585945621881,39.488763203128912,39.349459177021721,39.206008536014458,39.057853988124151,38.904545945418846,38.745742907111406]
[null,null,null,null,null,null,null,null,null,null,"TRG 1 - High",{"$f":" (($S$41 * $S$39 * $S$37 * (L166 * 1 + L234) +L182) * 1000 / (L102 * 8760)) + L198 + 0","v":49.792829553625268},49.792829553625268,49.792829553625268,49.792829553625268,49.792829553625268,49.792829553625268,49.792829553625268,49.792829553625268,49.792829553625268,49.792829553625268,49.792829553625268,49.792829553625268,49.792829553625268,49.792829553625268,49.792829553625268,49.792829553625268,49.792829553625268,49.792829553625268,49.792829553625268,49.792829553625268,49.792829553625268,49.792829553625268,49.792829553625268,49.792829553625268,49.792829553625268,49.792829553625268,49.792829553625268,49.792829553625268,49.792829553625268,49.792829553625268,49.792829553625268,49.792829553625268,49.792829553625268,49.792829553625268,49.792829553625268,49.792829553625268,49.792829553625268]
[null,null,null,null,null,null,null,null,null,null,"TRG 2 - Low",{"$f":" (($S$41 * $S$39 * $S$37 * (L167 * 1 + L235) +L183) * 1000 / (L103 * 8760)) + L199 + 0","v":54.423332288305261},48.182760548998957,46.544375866745163,45.077757209273805,43.769288383895208,42.605934837366938,41.575244912164585,40.665355464262312,39.864968065892143,39.163384175030643,38.550482039352374,38.016721755498445,37.553146734748552,37.151373992443013,36.803619762576886,36.502671835567973,36.241905503434481,36.015277286773618,35.817323246306884,35.643162868000836,35.488497034059606,35.349611711789969,35.223372975055732,35.107232148103577,34.999221322254527,34.897955486291586,34.80263147876034,34.71302923360863,34.629510973007179,34.553019080600137,34.48508197411342,34.427807195295529,34.383896451375897,34.35661389852244,34.349817024139966,34.349817024139966,34.349817024139966]
[null,null,null,null,null,null,null,null,null,null,"TRG 2 - Mid",{"$f":" (($S$41 * $S$39 * $S$37 * (L168 * 1 + L236) +L184) * 1000 / (L104 * 8760)) + L200 + 0","v":54.423332288305261},53.466300525190888,52.582086571049736,51.766427183261527,51.015176891602415,50.324308364636167,49.689909121029011,49.108191482026186,48.575480006460531,48.088219178039495,47.642970519716947,47.236413902273135,46.865342007961644,46.526675312185681,46.217445839554685,45.93480606527325,45.676023828065809,45.438489647789034,45.219705952021833,45.017294434953165,44.828996679415489,44.652670196140235,44.486292367212741,44.327957476053804,44.175877369814806,44.028382244468879,43.883919807260554,43.741058325610538,43.598478776400071,43.45498260404122,43.309489077791952,43.161035448760025,43.008776792847215,42.851985906036887,42.690053670770467,42.522488689518809,42.34891770350184]
[null,null,null,null,null,null,null,null,null,null,"TRG 2 - High",{"$f":" (($S$41 * $S$39 * $S$37 * (L169 * 1 + L237) +L185) * 1000 / (L105 * 8760)) + L201 + 0","v":54.423332288305261},54.423332288305261,54.423332288305261,54.423332288305261,54.423332288305261,54.423332288305261,54.423332288305261,54.423332288305261,54.423332288305261,54.423332288305261,54.423332288305261,54.423332288305261,54.423332288305261,54.423332288305261,54.423332288305261,54.423332288305261,54.423332288305261,54.423332288305261,54.423332288305261,54.423332288305261,54.423332288305261,54.423332288305261,54.423332288305261,54.423332288305261,54.423332288305261,54.423332288305261,54.423332288305261,54.423332288305261,54.423332288305261,54.423332288305261,54.423332288305261,54.423332288305261,54.423332288305261,54.423332288305261,54.423332288305261,54.423332288305261,54.423332288305261]
[null,null,null,null,null,null,null,null,null,null,"TRG 3 - Low",{"$f":" (($S$41 * $S$39 * $S$37 * (L170 * 1 + L238) +L186) * 1000 / (L106 * 8760)) + L202 + 0","v":60.027583330781781},53.144382836690355,51.337278682660461,49.719628418647503,48.276413664003158,46.993257576408652,45.856426237392988,44.852835810165423,43.970025047964384,43.196192074401829,42.520172832190475,41.93144503155078,41.420129766638553,40.97698328305362,40.593417822422602,40.261479116073026,39.973859666107209,39.723894058544069,39.505555317222459,39.313460363403024,39.142867990232432,38.989681107986442,38.850443680106537,38.722343978573797,38.603211452845557,38.491518472689336,38.386379172641881,38.287550746777448,38.195432795269248,38.111064742561339,38.036132393229835,37.972960310412326,37.924527921831711,37.894435987983172,37.886939215397675,37.886939215397675,37.886939215397675]
[null,null,null,null,null,null,null,null,null,null,"TRG 3 - Mid",{"$f":" (($S$41 * $S$39 * $S$37 * (L171 * 1 + L239) +L187) * 1000 / (L107 * 8760)) + L203 + 0","v":60.027583330781781},58.971994882769636,57.996725154421021,57.097069409422488,56.268455283732585,55.506440717824255,54.80671112251364,54.165088785534195,53.577519012531354,53.040080152225784,52.548979645120106,52.100555466820865,51.691271489773087,51.31772962462302,50.976656635516235,50.664911407646272,50.379480802975934,50.117486169297372,49.876172841710265,49.65291797525262,49.445230226622805,49.250746848508513,49.067236579286018,48.892597462690595,48.724857212197151,48.562174076957938,48.402835918008563,48.245263460030287,48.088001965829818,47.929729459385207,47.769253922443482,47.605513467692973,47.437576165536129,47.264639928595294,47.086032915817903,46.901213128316108,46.709768871205029]
[null,null,null,null,null,null,null,null,null,null,"TRG 3 - High",{"$f":" (($S$41 * $S$39 * $S$37 * (L172 * 1 + L240) +L188) * 1000 / (L108 * 8760)) + L204 + 0","v":60.027583330781781},60.027583330781781,60.027583330781781,60.027583330781781,60.027583330781781,60.027583330781781,60.027583330781781,60.027583330781781,60.027583330781781,60.027583330781781,60.027583330781781,60.027583330781781,60.027583330781781,60.027583330781781,60.027583330781781,60.027583330781781,60.027583330781781,60.027583330781781,60.027583330781781,60.027583330781781,60.027583330781781,60.027583330781781,60.027583330781781,60.027583330781781,60.027583330781781,60.027583330781781,60.027583330781781,60.027583330781781,60.027583330781781,60.027583330781781,60.027583330781781,60.027583330781781,60.027583330781781,60.027583330781781,60.027583330781781,60.027583330781781,60.027583330781781]
[null,null,null,null,null,null,null,null,null,null,"TRG 4 - Low",{"$f":" (($S$41 * $S$39 * $S$37 * (L173 * 1 + L241) +L189) * 1000 / (L109 * 8760)) + L205 + 0","v":70.341055170081091},62.275234915432733,60.157630368192365,58.262031151250362,56.570838376196441,55.067204933869732,53.735037117285771,52.559005668954683,51.524509109626059,50.617714115722372,49.825538468399543,49.135651987326547,48.536478424237131,48.017191059287434,47.567721369619889,47.178749745706284,46.841711880254017,46.548798157704198,46.292945101908238,46.067844771345555,45.867942630905226,45.688436407655729,45.525277526584198,45.37516992719209,45.235570140568505,45.104688077125871,44.981485672585116,44.865678301684966,44.757734322413832,44.658871741551408,44.571065999729456,44.497041040464602,44.44028755154136,44.405025564998844,44.396240782493585,44.396240782493585,44.396240782493585]
[null,null,null,null,null,null,null,null,null,null,"TRG 4 - Mid",{"$f":" (($S$41 * $S$39 * $S$37 * (L174 * 1 + L242) +L190) * 1000 / (L110 * 8760)) + L206 + 0","v":70.341055170081091},69.104096734445733,67.961254044846285,66.907016895798051,65.936027302771535,65.043079975697154,64.223120790065778,63.471254453843173,62.782727595021939,62.152944762551698,61.577461777998529,61.051987426805105,60.572381185057012,60.134657966220118,59.734982937271596,59.369674513104265,59.035202643343062,58.728193218416287,58.445418377031217,58.183805412984889,57.940434165824023,57.712536709060714,57.497497654308262,57.292853907487427,57.096294322836933,56.905660717630624,56.71894678966828,56.534301823696445,56.350021247880022,56.164555956954707,55.976509131514341,55.784636440936978,55.587845840396476,55.385197435526401,55.175903955955661,54.959330281710272,54.734993984401306]
[null,null,null,null,null,null,null,null,null,null,"TRG 4 - High",{"$f":" (($S$41 * $S$39 * $S$37 * (L175 * 1 + L243) +L191) * 1000 / (L111 * 8760)) + L207 + 0","v":70.341055170081091},70.341055170081091,70.341055170081091,70.341055170081091,70.341055170081091,70.341055170081091,70.341055170081091,70.341055170081091,70.341055170081091,70.341055170081091,70.341055170081091,70.341055170081091,70.341055170081091,70.341055170081091,70.341055170081091,70.341055170081091,70.341055170081091,70.341055170081091,70.341055170081091,70.341055170081091,70.341055170081091,70.341055170081091,70.341055170081091,70.341055170081091,70.341055170081091,70.341055170081091,70.341055170081091,70.341055170081091,70.341055170081091,70.341055170081091,70.341055170081091,70.341055170081091,70.341055170081091,70.341055170081091,70.341055170081091,70.341055170081091,70.341055170081091]
[null,null,null,null,null,null,null,null,null,null,"TRG 5 - Low",{"$f":" (($S$41 * $S$39 * $S$37 * (L176 * 1 + L244) +L192) * 1000 / (L112 * 8760)) + L208 + 0","v":83.266012311588995},73.718121865494581,71.211413857273101,68.967503990494961,66.965559633981997,65.185638072979501,63.608688430291124,62.216564743508513,60.991982555523478,59.918566711193264,58.98083117334226,58.164180128120854,57.454910226491585,56.840205371430713,56.3081469793146,55.847702990418831,55.448735431766714,55.10199969444956,54.799134409839411,54.532672571149966,54.296039014164364,54.083549062756049,53.890410228440899,53.712720809525827,53.547469982344033,53.392538733734966,53.246698258233074,53.109611631542208,52.981833271021166,52.864804988528931,52.760865205966716,52.673238383272505,52.606056611603293,52.564315341181903,52.553916381335924,52.553916381335924,52.553916381335924]
[null,null,null,null,null,null,null,null,null,null,"TRG 5 - Mid",{"$f":" (($S$41 * $S$39 * $S$37 * (L177 * 1 + L245) +L193) * 1000 / (L113 * 8760)) + L209 + 0","v":83.266012311588995},81.801766486991994,80.448929893450611,79.200979841809598,78.051573834011208,76.994550123604867,76.023925905917238,75.133906393738954,74.318864797265235,73.57336126514879,72.892135014546625,72.27010633314427,71.702373888222155,71.184220345591697,70.711106233206081,70.27867348577719,69.882743416800054,69.519321934226085,69.184588066966839,68.87490450830424,68.586814527092216,68.317041598682891,68.062489764946605,67.820243345681604,67.587566529050207,67.361904572747022,67.140882522582061,66.922309599945223,66.704168023057946,66.484624043226802,66.262024179684659,66.034895459803451,65.801945178807671,65.562060739570356,65.314310213159658,65.05794177821825,64.792384361592923]
[null,null,null,null,null,null,null,null,null,null,"TRG 5 - High",{"$f":" (($S$41 * $S$39 * $S$37 * (L178 * 1 + L246) +L194) * 1000 / (L114 * 8760)) + L210 + 0","v":83.266012311588995},83.266012311588995,83.266012311588995,83.266012311588995,83.266012311588995,83.266012311588995,83.266012311588995,83.266012311588995,83.266012311588995,83.266012311588995,83.266012311588995,83.266012311588995,83.266012311588995,83.266012311588995,83.266012311588995,83.266012311588995,83.266012311588995,83.266012311588995,83.266012311588995,83.266012311588995,83.266012311588995,83.266012311588995,{"$f":" (($S$41 * $S$39 * $S$37 * (AH178 * 1 + AH246) +AH194) * 1000 / (AH114 * 8760)) + AH210 + 0","v":83.266012311588995},83.266012311588995,83.266012311588995,83.266012311588995,83.266012311588995,83.266012311588995,83.266012311588995,83.266012311588995,83.266012311588995,83.266012311588995,83.266012311588995,83.266012311588995,83.266012311588995,83.266012311588995,83.266012311588995]
[]
[]
[]
[]
[null,null,null,null,"X",null,"Graphics"]
[]
[]
[]
[]
[]
[]
[]
[]
[]
[]
[]
[]
[]
[]
[]
[]
[]
[]
[]
[]
[]
[]
[]
[]
[]
[]
[]
[]
[]
[]
[]
[]
[]
[]
[]
[]
[]
[]
[]
[]
[]
[]
[]
[]
[]
[]
[]
[]
[]
[]
[]
[]
[]
[]
[]
[]
[]
[]
[]
[]
[]
[]
[]
[]
[]
[]
[]
[]
[]
[]
[]
[]
[]
[]
[]
[]
[]
[]
[]
[]
[]
[]
[]
[]
[]
[]
[]
[]
[]
[]
[]
[]
[]
[]
[]
[]
[]
[]
[]
[]
[null,null,null,null,null,null,null,null,null,null,null,null,null,null,null,null,null,null,null,null,null,null,null,null,null,null,null,null,null,null," "]
[]
[]
[]
[]
[]
[]
[]
[]
[]
[]
[]
[]
[]
[]
[]
[]
[]
[]
[]
[]
[]
[]
[]
[]
[]
[]
[]
[]
[]
[]
[]
[]
[]
[]
[]
[]
[]
[]
[]
[]
[]
[]
[]
[]
[]
[]
[]
[]
[]
[]
[]
[]
[]
[]
[]
[]
[]
[]
[]
[]
[]
[]
[]
[]
[]
[]
[]
[]
[]
[]
[]
[]
[]
[]
[]
[]
[]
[]
[]
[]
[]
[]
[]
[]
[]
[]
[]
[]
[]
[]
[]
[]
[]
[]
[]
[]
[]
[]
[]
[]
[]
[]
[]
[]
[]
[]
[]
[]
[]
[null,null,"X",null,null,null,"Data Sources for Default Inputs"]
[]
[null,null,null,null,null,null,null,"Current Costs:"]
[null,null,null,null,null,null,null,"Available Capacity (GW)",null,null,null,null,"DOE Wind Vision 2015: Wind Cost Appendix: Table 6"]
[null,null,null,null,null,null,null,"Net Capacity Factor (%)",null,null,null,null,"DOE Wind Vision 2015: PHASE 4 WV Wind Inputs 091714 OCC 2013$.xlsx"]
[null,null,null,null,null,null,null,"Overnight Capital Cost ($/kW)",null,null,null,null,"DOE Wind Vision 2015: PHASE 4 WV Wind Inputs 091714 OCC 2013$.xlsx"]
[null,null,null,null,null,null,null,"Fixed Operating Expenses ($/kW)",null,null,null,null,"DOE Wind Vision 2015: PHASE 4 WV Wind Inputs 091714 OCC 2013$.xlsx"]
[null,null,null,null,null,null,null,"Variable Operating Expenses ($/MWh)",null,null,null,null,"N/A"]
[null,null,null,null,null,null,null,"Grid Feature Cost ($/kW)",null,null,null,null,"N/A"]
[null,null,null,null,null,null,null,"Spur Line Cost ($/kW)",null,null,null,null,"N/A"]
[]
[null,null,null,null,null,null,null,"Future Projections Costs:"]
[null,null,null,null,null,null,null,"Net Capacity Factor (%)",null,null,null,null,"DOE Wind Vision 2015: PHASE 4 WV Wind Inputs 091714 OCC 2013$.xlsx"]
[null,null,null,null,null,null,null,"Overnight Capital Cost ($/kW)",null,null,null,null,"DOE Wind Vision 2015: PHASE 4 WV Wind Inputs 091714 OCC 2013$.xlsx"]
[null,null,null,null,null,null,null,"Fixed Operating Expenses ($/kW)",null,null,null,null,"DOE Wind Vision 2015: PHASE 4 WV Wind Inputs 091714 OCC 2013$.xlsx"]
[null,null,null,null,null,null,null,"Variable Operating Expenses ($/MWh)",null,null,null,null,"N/A"]
[null,null,null,null,null,null,null,"Grid Connection Cost ($/kW)",null,null,null,null,"N/A"]

{"sheet":"Offshore Wind","index":3,"n_rows":753,"n_cols":48,"rows_kept":753,"cut":false,"hidden":false,"merged":[[749,7,749,11],[750,7,750,11],[43,14,43,17],[44,14,44,17],[747,12,747,26],[748,12,748,26],[749,12,749,26],[750,12,750,26],[751,12,751,26],[89,9,98,9],[101,9,110,9],[112,9,121,9],[134,9,143,9],[45,14,45,17],[61,14,61,17],[739,7,739,11],[740,7,740,11],[741,7,741,11],[742,7,742,11],[738,12,738,26],[739,12,739,26],[740,12,740,26],[741,12,741,26],[742,12,742,26],[752,12,752,26],[526,6,526,19],[176,9,205,9],[149,21,149,27],[150,21,150,22],[151,21,151,22],[428,9,457,9],[459,9,488,9],[492,7,521,7],[492,9,521,9],[428,7,488,7],[735,6,735,19],[751,7,751,11],[752,7,752,11],[746,7,746,11],[747,7,747,11],[748,7,748,11],[238,9,267,9],[300,9,329,9],[331,9,360,9],[173,6,173,19],[745,7,745,11],[737,7,737,11],[738,7,738,11],[29,14,29,17],[30,14,30,17],[31,14,31,17],[32,14,32,17],[33,14,33,17],[17,16,17,17],[18,16,18,17],[19,16,19,17],[20,16,20,17],[21,16,21,17],[22,14,22,15],[23,14,23,15],[25,14,25,15],[26,14,26,15],[14,16,14,17],[11,16,11,19],[11,14,11,15],[18,14,18,15],[19,14,19,15],[16,16,16,17],[15,16,15,17],[20,14,20,15],[21,14,21,15],[629,0,646,4],[24,14,24,15],[13,14,13,19],[11,7,86,7],[176,7,391,7],[41,14,41,17],[42,14,42,17],[28,14,28,18],[147,7,167,7],[147,9,156,9],[158,9,167,9],[66,9,75,9],[101,7,143,7],[22,16,22,17],[23,16,23,17],[24,16,24,17],[25,16,25,17],[26,16,26,17],[17,14,17,15],[60,14,60,17],[11,9,20,9],[22,9,31,9],[33,9,42,9],[44,9,53,9],[743,12,743,26],[744,12,744,26],[743,7,743,11],[744,7,744,11],[34,14,34,17],[35,14,35,17],[36,14,36,17],[37,14,37,17],[55,9,64,9],[77,9,86,9],[89,7,98,7],[123,9,132,9],[395,7,424,7],[269,9,298,9],[395,9,424,9],[38,14,38,17],[39,14,39,17],[40,14,40,17],[362,9,391,9],[47,14,47,15],[207,9,236,9]]}
["Offshore Wind Inputs"]
[]
[null,null,null,null,null,null,null,null,null,null,null,null,null,null,null,null,null,null,null,"Inputs"]
[null,null,null,null,null,null,null,null,null,"Take me to: ",null,null,null,null,null,null,null,null,null,"Calculated"]
[]
[]
[]
[]
[]
[null,"X",null,null,null,null,"Current Costs"]
[]
[null,null,null,null,null,null,null,"Techno-Economic Cost and Performance Parameters",null,"Net Capacity Factor (%)","TRG 1 - shallow",0.47425895065325047,null,null,"Basis Year:",null,2013]
[null,null,null,null,null,null,null,null,null,null,"TRG 2 - shallow",0.43480721621182061]
[null,null,null,null,null,null,null,null,null,null,"TRG 3 - shallow",0.39740244508359729,null,null,"Offshore Wind Techno-Resource Groups (TRG)"]
[null,null,null,null,null,null,null,null,null,null,"TRG 4 - shallow",0.33754788847036948,null,null,null,null,"Weighted",null,"Available","Available"]
[null,null,null,null,null,null,null,null,null,null,"TRG 5 - mid-depth",0.46954546363361682,null,null,null,null," Average ",null,"Capacity","Generation"]
[null,null,null,null,null,null,null,null,null,null,"TRG 6 - mid-depth",0.44144156480848457,null,null,null,null,"Wind Speed (m/s)",null,"(GW)","(GWh)"]
[null,null,null,null,null,null,null,null,null,null,"TRG 7 - mid-depth",0.42061484373887859,null," ","Offshore shallow TRG1",null,9.1,null,11,46000]
[null,null,null,null,null,null,null,null,null,null,"TRG 8 - deep",0.49436284990699381,null,null,"Offshore shallow TRG2",null,8.5,null,61,231000]
[null,null,null,null,null,null,null,null,null,null,"TRG 9 - deep",0.46973771367266881,null,null,"Offshore shallow TRG3",null,8,null,191,674000]
[null,null,null,null,null,null,null,null,null,null,"TRG 10 - deep",0.43587876392829994,null,null,"Offshore shallow TRG4",null,7.3,null,165,500000]
[null,null,null,null,null,null,null,null,null,null,null,null,null,null,"Offshore mid TRG5",null,9.1,null,48,197000]
[null,null,null,null,null,null,null,null,null,"Annual Energy Production (kWh/kW)","TRG 1 - shallow",{"$f":"(L12)*8760","v":4154.5084077224737},null,null,"Offshore mid TRG6",null,8.6,null,87,338000]
[null,null,null,null,null,null,null,null,null,null,"TRG 2 - shallow",{"$f":"(L13)*8760","v":3808.9112140155485},null,null,"Offshore mid TRG7",null,8.4,null,181,661000]
[null,null,null,null,null,null,null,null,null,null,"TRG 3 - shallow",3481.2454189323121,null,null,"Offshore deep TRG8",null,9.5,null,82,355000]
[null,null,null,null,null,null,null,null,null,null,"TRG 4 - shallow",2956.9195030004366,null,null,"Offshore deep TRG9",null,9,null,184,756000]
[null,null,null,null,null,null,null,null,null,null,"TRG 5 - mid-depth",4113.2182614304829,null,null,"Offshore deep TRG10",null,8.6,null,549,2078000]
[null,null,null,null,null,null,null,null,null,null,"TRG 6 - mid-depth",3867.0281077223249]
[null,null,null,null,null,null,null,null,null,null,"TRG 7 - mid-depth",3684.5860311525762,null,null,"Financial Assumptions:"]
[null,null,null,null,null,null,null,null,null,null,"TRG 8 - deep",4330.6185651852657,null,null,"Inflation Rate",null,null,null,2.5000000000000001E-2]
[null,null,null,null,null,null,null,null,null,null,"TRG 9 - deep",4114.9023717725786,null,null,"Economic Lifetime (Years)",null,null,null,20]
[null,null,null,null,null,null,null,null,null,null,"TRG 10 - deep",3818.2979720119074,null,null,"Interest Rate - Nominal",null,null,null,0.08]
[null,null,null,null,null,null,null,null,null,null,null,null,null,null,"Calculated Interest Rate - Real",null,null,null,{"$f":"(1+S32)/(1+S30)-1","v":5.3658536585366123E-2}]
[null,null,null,null,null,null,null,null,null,"CAPEX ($/kW)","TRG 1 - shallow",{"$f":" $S$42 * (L56 + L102)","v":5765.4992538129118},null,null,"Interest During Construction  - Nominal",null,null,null,0.08]
[null,null,null,null,null,null,null,null,null,null,"TRG 2 - shallow",{"$f":" $S$42 * (L57 + L103)","v":5765.4992538128554},null,null,"Rate of Return on Equity - Nominal",null,null,null,0.13]
[null,null,null,null,null,null,null,null,null,null,"TRG 3 - shallow",{"$f":" $S$42 * (L58 + L104)","v":5765.4992538128799},null,null,"Calculated Rate of Return on Equity - Real",null,null,null,{"$f":"(1+S35)/(1+S30) - 1","v":0.10243902439024399}]
[null,null,null,null,null,null,null,null,null,null,"TRG 4 - shallow",5765.4992538129618,null,null,"Debt Fraction",null,null,null,0.5]
[null,null,null,null,null,null,null,null,null,null,"TRG 5 - mid-depth",6339.9944872055039,null,null,"Tax Rate (Federal and State)",null,null,null,0.4]
[null,null,null,null,null,null,null,null,null,null,"TRG 6 - mid-depth",6339.9944872054994,null,null,"WACC - Nominal",null,null,null,{"$f":"IF(S38>0,S37*S32*(1-S38)+(1-S37)*S35,S37*S32+(1-S37)*S35)","v":8.8999999999999996E-2}]
[null,null,null,null,null,null,null,null,null,null,"TRG 7 - mid-depth",6339.9944872054957,null,null,"WACC - Real",null,null,null,{"$f":" ((1+((1-S37)*((1+S36)*(1+S30)-1)) + (S37*((1+S33)*(1+S30)-1)*(1-S38))) / (1+S30)) - 1","v":6.2439024390243958E-2}]
[null,null,null,null,null,null,null,null,null,null,"TRG 8 - deep",7378.3023860893836,null,null,"Depreciation Period",null,null,null,5]
[null,null,null,null,null,null,null,null,null,null,"TRG 9 - deep",7378.3023860894591,null,null,"Construction Finance Factor",null,null,null,{"$f":"SUMPRODUCT(P51:P53,Q51:Q53)","v":1.0389022742082548}]
[null,null,null,null,null,null,null,null,null,null,"TRG 10 - deep",7378.3023860894482,null,null,"Present Value of Depreciation",null,null,null,{"$f":"SUMPRODUCT(O56:T56,O58:T58)","v":0.79381715171662992}]
[null,null,null,null,null,null,null,null,null,null,null,null,null,null,"Project Finance Factor",null,null,null,{"$f":" (1 - S38 * S43) / (1 - S38)","v":1.1374552321889135}]
[null,null,null,null,null,null,null,null,null,"Construction Financing Cost ($/kW)","TRG 1 - shallow",{"$f":"(L56+L102)*($S$42-1)","v":215.89233028703288},null,null,"Capital Recovery Factor (CRF) - Nominal",null,null,null,{"$f":" S39 / (1 - (1 / (1 + S39)^S31))","v":0.10876693284230318}]
[null,null,null,null,null,null,null,null,null,null,"TRG 2 - shallow",{"$f":"(L57+L103)*($S$42-1)","v":215.89233028703075},null,null,"Capital Recovery Factor (CRF) - Real",null,null,null,{"$f":" S40 / (1 - (1 / (1 + S40)^S31))","v":8.8918713624039622E-2}]
[null,null,null,null,null,null,null,null,null,null,"TRG 3 - shallow",{"$f":"(L58+L104)*($S$42-1)","v":215.89233028703165}]
[null,null,null,null,null,null,null,null,null,null,"TRG 4 - shallow",215.89233028703475,null,null,"Construction Duration yrs",null,3]
[null,null,null,null,null,null,null,null,null,null,"TRG 5 - mid-depth",237.40462422998934,null,null,"Year","Capital","Accumulated"]
[null,null,null,null,null,null,null,null,null,null,"TRG 6 - mid-depth",237.40462422998914,null,null,"Index","Fraction","Interest"]
[null,null,null,null,null,null,null,null,null,null,"TRG 7 - mid-depth",237.404624229989,null,null,0,0.8,{"$f":"1+(1-S38)*((1+S34)^(O51+0.5)-1)","v":1.0235382907247959}]
[null,null,null,null,null,null,null,null,null,null,"TRG 8 - deep",276.28464172322333,null,null,1,0.1,{"$f":"1+(1-S38)*((1+S34)^(O52+0.5)-1)","v":1.0734213539827795}]
[null,null,null,null,null,null,null,null,null,null,"TRG 9 - deep",276.28464172322617,null,null,2,0.1,{"$f":"1+(1-S38)*((1+S34)^(O53+0.5)-1)","v":1.127295062301402}]
[null,null,null,null,null,null,null,null,null,null,"TRG 10 - deep",276.28464172322577]
[null,null,null,null,null,null,null,null,null,null,null,null,null,"MACRS yr",1,2,3,4,5,6]
[null,null,null,null,null,null,null,null,null,"Overnight Capital Cost (OCC) ($/kW)","TRG 1 - shallow",5306.6069235258792,null,"Depreciation",0.2,0.32,0.192,0.1152,0.1152,5.7599999999999998E-2]
[null,null,null,null,null,null,null,null,null,null,"TRG 2 - shallow",5306.6069235258246,null,"Fraction"]
[null,null,null,null,null,null,null,null,null,null,"TRG 3 - shallow",5306.6069235258483,null,"Depreciation",{"$f":"1/((1+S40)*(1+S30))^O55","v":0.91827364554637281},{"$f":"1/((1+S40)*(1+S30))^P55","v":0.84322648810502554},{"$f":"1/((1+S40)*(1+S30))^Q55","v":0.77431266125346698},{"$f":"1/((1+S40)*(1+S30))^R55","v":0.71103091024193477},{"$f":"1/((1+S40)*(1+S30))^S55","v":0.65292094604401729},{"$f":"1/((1+S40)*(1+S30))^T55","v":0.59956009737742622}]
[null,null,null,null,null,null,null,null,null,null,"TRG 4 - shallow",5306.6069235259274,null,"Factor"]
[null,null,null,null,null,null,null,null,null,null,"TRG 5 - mid-depth",5859.5898629755147]
[null,null,null,null,null,null,null,null,null,null,"TRG 6 - mid-depth",5859.5898629755102,null,null,"Investment Tax Credit (ITC)*",null,null,null,0]
[null,null,null,null,null,null,null,null,null,null,"TRG 7 - mid-depth",5859.5898629755065,null,null,"Production Tax Credit (PTC)*",null,null,null,0]
[null,null,null,null,null,null,null,null,null,null,"TRG 8 - deep",6859.0177443661605,null,null,"* not currently included in LCOE calculation"]
[null,null,null,null,null,null,null,null,null,null,"TRG 9 - deep",6859.0177443662333]
[null,null,null,null,null,null,null,null,null,null,"TRG 10 - deep",6859.0177443662224]
[]
[null,null,null,null,null,null,null,null,null,"Fixed Operation and Maintenance Expenses ($/kW)","TRG 1 - shallow",131.90418739165659]
[null,null,null,null,null,null,null,null,null,null,"TRG 2 - shallow",131.90418739165659]
[null,null,null,null,null,null,null,null,null,null,"TRG 3 - shallow",131.90418739165659]
[null,null,null,null,null,null,null,null,null,null,"TRG 4 - shallow",131.90418739165659]
[null,null,null,null,null,null,null,null,null,null,"TRG 5 - mid-depth",131.90418739165659]
[null,null,null,null,null,null,null,null,null,null,"TRG 6 - mid-depth",131.90418739165659]
[null,null,null,null,null,null,null,null,null,null,"TRG 7 - mid-depth",131.90418739165659]
[null,null,null,null,null,null,null,null,null,null,"TRG 8 - deep",162.34361525126963]
[null,null,null,null,null,null,null,null,null,null,"TRG 9 - deep",162.34361525126963]
[null,null,null,null,null,null,null,null,null,null,"TRG 10 - deep",162.34361525126963]
[]
[null,null,null,null,null,null,null,null,null,"Variable Operation and Maintenance Expenses ($/MWh)","TRG 1 - shallow",0]
[null,null,null,null,null,null,null,null,null,null,"TRG 2 - shallow",0]
[null,null,null,null,null,null,null,null,null,null,"TRG 3 - shallow",0]
[null,null,null,null,null,null,null,null,null,null,"TRG 4 - shallow",0]
[null,null,null,null,null,null,null,null,null,null,"TRG 5 - mid-depth",0]
[null,null,null,null,null,null,null,null,null,null,"TRG 6 - mid-depth",0]
[null,null,null,null,null,null,null,null,null,null,"TRG 7 - mid-depth",0]
[null,null,null,null,null,null,null,null,null,null,"TRG 8 - deep",0]
[null,null,null,null,null,null,null,null,null,null,"TRG 9 - deep",0]
[null,null,null,null,null,null,null,null,null,null,"TRG 10 - deep",0]
[]
[]
[null,null,null,null,null,null,null,"Finance",null,"Weighted Average Cost of Capital (WACC) (Nominal) (%)","TRG 1 - shallow",{"$f":"$S$39","v":8.8999999999999996E-2}]
[null,null,null,null,null,null,null,null,null,null,"TRG 2 - shallow",{"$f":"$S$39","v":8.8999999999999996E-2}]
[null,null,null,null,null,null,null,null,null,null,"TRG 3 - shallow",8.8999999999999996E-2]
[null,null,null,null,null,null,null,null,null,null,"TRG 4 - shallow",8.8999999999999996E-2]
[null,null,null,null,null,null,null,null,null,null,"TRG 5 - mid-depth",8.8999999999999996E-2]
[null,null,null,null,null,null,null,null,null,null,"TRG 6 - mid-depth",8.8999999999999996E-2]
[null,null,null,null,null,null,null,null,null,null,"TRG 7 - mid-depth",8.8999999999999996E-2]
[null,null,null,null,null,null,null,null,null,null,"TRG 8 - deep",8.8999999999999996E-2]
[null,null,null,null,null,null,null,null,null,null,"TRG 9 - deep",8.8999999999999996E-2]
[null,null,null,null,null,null,null,null,null,null,"TRG 10 - deep",8.8999999999999996E-2]
[]
[]
[null,null,null,null,null,null,null,"Grid Connection Costs",null,"Grid Connection Costs (GCC) ($/kW)","TRG 1 - shallow",{"$f":"L113+L124+L135","v":243}]
[null,null,null,null,null,null,null,null,null,null,"TRG 2 - shallow",{"$f":"L114+L125+L136","v":243}]
[null,null,null,null,null,null,null,null,null,null,"TRG 3 - shallow",243]
[null,null,null,null,null,null,null,null,null,null,"TRG 4 - shallow",243]
[null,null,null,null,null,null,null,null,null,null,"TRG 5 - mid-depth",243]
[null,null,null,null,null,null,null,null,null,null,"TRG 6 - mid-depth",243]
[null,null,null,null,null,null,null,null,null,null,"TRG 7 - mid-depth",243]
[null,null,null,null,null,null,null,null,null,null,"TRG 8 - deep",243]
[null,null,null,null,null,null,null,null,null,null,"TRG 9 - deep",243]
[null,null,null,null,null,null,null,null,null,null,"TRG 10 - deep",{"$f":"L122+L133+L144","v":243}]
[]
[null,null,null,null,null,null,null,null,null,"Grid Feature Costs ($/kW)","TRG 1 - shallow",0]
[null,null,null,null,null,null,null,null,null,null,"TRG 2 - shallow",0]
[null,null,null,null,null,null,null,null,null,null,"TRG 3 - shallow",0]
[null,null,null,null,null,null,null,null,null,null,"TRG 4 - shallow",0]
[null,null,null,null,null,null,null,null,null,null,"TRG 5 - mid-depth",0]
[null,null,null,null,null,null,null,null,null,null,"TRG 6 - mid-depth",0]
[null,null,null,null,null,null,null,null,null,null,"TRG 7 - mid-depth",0]
[null,null,null,null,null,null,null,null,null,null,"TRG 8 - deep",0]
[null,null,null,null,null,null,null,null,null,null,"TRG 9 - deep",0]
[null,null,null,null,null,null,null,null,null,null,"TRG 10 - deep",0]
[]
[null,null,null,null,null,null,null,null,null,"Onshore Spur Line Costs ($/kW)","TRG 1 - shallow",0]
[null,null,null,null,null,null,null,null,null,null,"TRG 2 - shallow",0]
[null,null,null,null,null,null,null,null,null,null,"TRG 3 - shallow",0]
[null,null,null,null,null,null,null,null,null,null,"TRG 4 - shallow",0]
[null,null,null,null,null,null,null,null,null,null,"TRG 5 - mid-depth",0]
[null,null,null,null,null,null,null,null,null,null,"TRG 6 - mid-depth",0]
[null,null,null,null,null,null,null,null,null,null,"TRG 7 - mid-depth",0]
[null,null,null,null,null,null,null,null,null,null,"TRG 8 - deep",0]
[null,null,null,null,null,null,null,null,null,null,"TRG 9 - deep",0]
[null,null,null,null,null,null,null,null,null,null,"TRG 10 - deep",0]
[]
[null,null,null,null,null,null,null,null,null,"Offshore Spur Line Costs ($/kW)","TRG 1 - shallow",243]
[null,null,null,null,null,null,null,null,null,null,"TRG 2 - shallow",243]
[null,null,null,null,null,null,null,null,null,null,"TRG 3 - shallow",243]
[null,null,null,null,null,null,null,null,null,null,"TRG 4 - shallow",243]
[null,null,null,null,null,null,null,null,null,null,"TRG 5 - mid-depth",243]
[null,null,null,null,null,null,null,null,null,null,"TRG 6 - mid-depth",243]
[null,null,null,null,null,null,null,null,null,null,"TRG 7 - mid-depth",243]
[null,null,null,null,null,null,null,null,null,null,"TRG 8 - deep",243]
[null,null,null,null,null,null,null,null,null,null,"TRG 9 - deep",243]
[null,null,null,null,null,null,null,null,null,null,"TRG 10 - deep",243]
[]
[]
[]
[null,null,null,null,null,null,null,"LCOE",null,"Levelized Cost of Energy ($/MWh)","TRG 1 - shallow",{"$f":" (($S$46 * $S$44 * $S$42 * (L56 * 1 + L102) +L67) * 1000 / (L12 * 8760)) + L78 + 0","v":172.11010314852655}]
[null,null,null,null,null,null,null,null,null,null,"TRG 2 - shallow",{"$f":" (($S$46 * $S$44 * $S$42 * (L57 * 1 + L103) +L68) * 1000 / (L13 * 8760)) + L79 + 0","v":187.72631610667182}]
[null,null,null,null,null,null,null,null,null,null,"TRG 3 - shallow",205.39570887358784]
[null,null,null,null,null,null,null,null,null,null,"TRG 4 - shallow",241.81681978795322]
[null,null,null,null,null,null,null,null,null,null,"TRG 5 - mid-depth",187.96423531323791]
[null,null,null,null,null,null,null,null,null,null,"TRG 6 - mid-depth",199.93077465413188]
[null,null,null,null,null,null,null,null,null,null,"TRG 7 - mid-depth",209.83033606746332]
[null,null,null,null,null,null,null,null,null,null,"TRG 8 - deep",209.80672778470813]
[null,null,null,null,null,null,null,null,null,null,"TRG 9 - deep",{"$f":" (($S$46 * $S$44 * $S$42 * (L64 * 1 + L110) +L75) * 1000 / (L20 * 8760)) + L86 + 0","v":220.80545985197722}]
[null,null,null,null,null,null,null,null,null,null,"TRG 10 - deep",237.95757091385042]
[]
[null,null,null,null,null,null,null,null,null,"Overnight Levelized Cost of Energy ($/MWh)","TRG 1 - shallow",{"$f":"(((L56*$S$46*(1-$S$38*$S$43))/(8760*L12*(1-$S$38))+L67/(8760*L12))*1000)+L78","v":160.93841919844945},"* this is similar to the LCOE used in the TCDB (Transparent Cost Database)"]
[null,null,null,null,null,null,null,null,null,null,"TRG 2 - shallow",{"$f":"(((L57*$S$46*(1-$S$38*$S$43))/(8760*L13*(1-$S$38))+L68/(8760*L13))*1000)+L79","v":175.54098221696887}]
[null,null,null,null,null,null,null,null,null,null,"TRG 3 - shallow",192.06345293822545]
[null,null,null,null,null,null,null,null,null,null,"TRG 4 - shallow",226.12046591294319]
[null,null,null,null,null,null,null,null,null,null,"TRG 5 - mid-depth",{"$f":"(((L60*$S$46*(1-$S$38*$S$43))/(8760*L16*(1-$S$38))+L71/(8760*L16))*1000)+L82","v":176.15143376995456}]
[null,null,null,null,null,null,null,null,null,null,"TRG 6 - mid-depth",187.36592390234725]
[null,null,null,null,null,null,null,null,null,null,"TRG 7 - mid-depth",196.64333741532755]
[null,null,null,null,null,null,null,null,null,null,"TRG 8 - deep",197.6788997932826]
[null,null,null,null,null,null,null,null,null,null,"TRG 9 - deep",208.04185276974729]
[null,null,null,null,null,null,null,null,null,null,"TRG 10 - deep",224.20249013177957]
[]
[]
[null,null,null,null,null,null,null,"***Note: For future projections, low, mid, and high refer to low, mid, and high LCOE projections."]
[]
[]
[null,null,null,"X",null,null,"Future Projections"]
[]
[null,null,null,null,null,null,null,null,null,null,null,{"$f":"Q12+1","v":2014},{"$f":"L176+1","v":2015},{"$f":"M176+1","v":2016},{"$f":"N176+1","v":2017},{"$f":"O176+1","v":2018},{"$f":"P176+1","v":2019},{"$f":"Q176+1","v":2020},2021,{"$f":"S176+1","v":2022},{"$f":"T176+1","v":2023},2024,2025,2026,{"$f":"X176+1","v":2027},2028,2029,2030,2031,2032,2033,2034,2035,2036,2037,2038,2039,2040,2041,2042,2043,2044,2045,2046,2047,2048,2049,2050]
[null,null,null,null,null,null,null,"Techno-Economic Cost and Performance Parameters",null,"Net Capacity Factor (%)","TRG 1 - Low",0.47425895065325047,0.47469205010102761,0.47510394395064776,0.47773407282088581,0.48036425366405683,0.48299449139498019,0.48562479156833782,0.50149012995454367,0.51735562757603382,0.53322130419449298,0.53363283369235825,0.53404437649457037,0.53445593315268503,0.53486750424917273,0.53527909039961585,0.53569069225509491,0.53610231050478518,0.53638019057899322,0.53665807490284345,0.53693596356937756,0.53721385667437416,0.53749175431644824,0.5377696565971587,0.53804756362111827,0.5383254754961091,0.53860339233320353,0.53888131424689112,0.53998452615289094,0.54108774297378881,0.54219096481032103,0.54329419176599636,0.54439742394719115,0.5455006614632496,0.54660390442658813,0.54770715295280437,0.54881040716078933,0.5499136671728464]
[null,null,null,null,null,null,null,null,null,null,"TRG 1 - Mid",0.47425895065325047,0.47428073106616092,0.47428116519872338,0.47696105309112152,0.4796409847514122,0.48232096409972053,0.4850009955387265,0.49549671426422492,0.50599254748051048,0.51648850875619134,0.51692872999773987,0.5173689536758439,0.5178091798341371,0.51824940851730217,0.51868963977110127,0.51912987364240848,0.51957011017924581,0.52017754991711396,0.5207849902126277,0.52139243106986477,0.52199987249294266,0.52260731448601871,0.52321475705329157,0.52382220019900083,0.52442964392742841,0.5250370882428983,0.52564453314977699,0.52622511624638968,0.52680570007428318,0.52738628463966464,0.52796686994881237,0.52854745600807529,0.52912804282387516,0.5297086304027071,0.53028921875114132,0.53086980787582294,0.53145039778347447]
[null,null,null,null,null,null,null,null,null,null,"TRG 1 - High",0.47425895065325047,0.47427996924771687,0.47427963584258387,0.47515710024524527,0.47603458257413789,0.47691208393150991,0.47778960551186678,0.49080308764836234,0.50381661766767039,0.51683019874698222,0.51698036047746498,0.51713052220794764,0.51728068393843052,0.51743084566891318,0.51758100739939605,0.51773116912987882,0.5178813308603617,0.5178813308603617,0.5178813308603617,0.5178813308603617,0.5178813308603617,0.5178813308603617,0.5178813308603617,0.5178813308603617,0.5178813308603617,0.5178813308603617,0.5178813308603617,0.5178813308603617,0.5178813308603617,0.5178813308603617,0.5178813308603617,0.5178813308603617,0.5178813308603617,0.5178813308603617,0.5178813308603617,0.5178813308603617,0.5178813308603617]
[null,null,null,null,null,null,null,null,null,null,"TRG 2 - Low",0.434807216211821,0.43520428782211534,0.43558191784445099,0.43799325665159727,0.44040464310825272,0.44281608172039233,0.44522757758062598,0.45977314094524557,0.47431885029899296,0.48886472375965645,0.48924201973922499,0.48961932791640406,0.48999664879686772,0.49037398291463313,0.49075133083407474,0.49112869315211194,0.4915060705005907,0.49176083482573574,0.49201560304701181,0.49227037524972123,0.49252515152167459,0.49277993195328401,0.49303471663765996,0.49328950567071284,0.49354429915125853,0.49379909718113019,0.49405389986529313,0.49506533991735507,0.49607678447546399,0.4970882336319763,0.49809968748179034,0.49911114612243351,0.50012260965415423,0.50113407818001698,0.50214555180600362,0.50315703064111506,0.50416851479748082]
[null,null,null,null,null,null,null,null,null,null,"TRG 2 - Mid",0.43480721621182061,0.43482718479795751,0.43482758281674161,0.43728454138894862,0.43974154008816962,0.4421985825084298,0.44465567268616751,0.45427829390373303,0.46390102008804796,0.47352386367900123,0.47392746464908603,0.47433106785303875,0.47473467333086367,0.47513828112352624,0.4755418912729818,0.47594550382220541,0.47634911881522407,0.47690602803343712,0.47746293776290749,0.47801984800737379,0.47857675877061079,0.47913367005642998,0.47969058186868074,0.48024749421125007,0.48080440708806377,0.481361320503086,0.48191823446032012,0.48245052113550052,0.48298280848112951,0.48351509650289765,0.4840473852065611,0.48457967459794049,0.48511196468292367,0.48564425546746537,0.48617654695758905,0.48670883915938706,0.48724113207902287]
[null,null,null,null,null,null,null,null,null,null,"TRG 2 - High",0.43480721621182061,0.43482648635218979,0.43482618068171669,0.4356306522762341,0.43643514030577013,0.43723964578088131,0.43804416979670679,0.44997511160222914,0.46190609730738108,0.47383712982505632,0.47397480019252702,0.47411247055999783,0.47425014092746881,0.47438781129493951,0.47452548166241049,0.4746631520298813,0.47480082239735222,0.47480082239735222,0.47480082239735222,0.47480082239735222,0.47480082239735222,0.47480082239735222,0.47480082239735222,0.47480082239735222,0.47480082239735222,0.47480082239735222,0.47480082239735222,0.47480082239735222,0.47480082239735222,0.47480082239735222,0.47480082239735222,0.47480082239735222,0.47480082239735222,0.47480082239735222,0.47480082239735222,0.47480082239735222,0.47480082239735222]
[null,null,null,null,null,null,null,null,null,null,"TRG 3 - Low",0.39740244508359729,0.39776535816994985,0.3981105021524271,0.40031440287476011,0.40251834714750079,0.40472233908899247,0.40692638335374764,0.42022064856070351,0.43351504719791129,0.44680959582455654,0.44715443450066467,0.44749928432507036,0.44784414575994674,0.44818901929337113,0.44853390544116734,0.44887880474890418,0.449223717794072,0.4494565657366954,0.44968941724028089,0.44992227238279225,0.45015513124448675,0.450387993907998,0.45062086045842698,0.45085373098343307,0.45108660557333147,0.45131948432119517,0.4515523673229595,0.45247679712715372,0.4534012310497571,0.4543256691751813,0.45525011159016066,0.45617455838383281,0.45709900964782202,0.45802346547632689,0.4589479259662117,0.45987239121710072,0.46079686133147718]
[null,null,null,null,null,null,null,null,null,null,"TRG 3 - Mid",0.39740244508359729,0.39742069585005002,0.39742105962882851,0.39966665562553461,0.40191228829728393,0.4041579609289217,0.40640367720964737,0.41519850180637369,0.42399342233996884,0.43278845018016654,0.43315733093092129,0.43352621372337308,0.43389509859408465,0.43426398558049734,0.43463287472095735,0.43500176605474272,0.43537065962209315,0.43587966010956353,0.43638866106430974,0.43689766248974876,0.43740666438933068,0.43791566676653909,0.43842466962489224,0.43893367296794278,0.43944267679927856,0.43995168112252303,0.44046068594133492,0.44094718206723882,0.44143367880591522,0.44192017616256518,0.44240667414244966,0.44289317275088858,0.44337967199326306,0.44386617187501598,0.44435267240165227,0.44483917357874048,0.44532567541191365]
[null,null,null,null,null,null,null,null,null,null,"TRG 3 - High",0.39740244508359729,0.39742005748885095,0.39741977811401824,0.39815504415087649,0.39889032520891304,0.3996256222117498,0.40036093616031532,0.41126550551630048,0.42217011499540125,0.43307476725992622,0.4332005943819438,0.4333264215039615,0.43345224862597925,0.43357807574799684,0.43370390287001465,0.43382972999203245,0.43395555711405026,0.43395555711405026,0.43395555711405026,0.43395555711405026,0.43395555711405026,0.43395555711405026,0.43395555711405026,0.43395555711405026,0.43395555711405026,0.43395555711405026,0.43395555711405026,0.43395555711405026,0.43395555711405026,0.43395555711405026,0.43395555711405026,0.43395555711405026,0.43395555711405026,0.43395555711405026,0.43395555711405026,0.43395555711405026,0.43395555711405026]
[null,null,null,null,null,null,null,null,null,null,"TRG 4 - Low",0.33754788847036948,0.33785614159641453,0.33814930190266007,0.3400212632970227,0.34189326168247164,0.34376530055706828,0.34563738387428805,0.35692934044095947,0.36822141034135675,0.3795136076406127,0.37980650862404458,0.3800994190766791,0.38039233939107947,0.38068526998181162,0.38097821128700876,0.38127116377006898,0.38156412792150446,0.38176190559584827,0.3819596862948218,0.38215747008464646,0.38235525703349121,0.38255304721154443,0.38275084069108906,0.38294863754658215,0.38314643785473596,0.38334424169460535,0.38354204914767637,0.38432724645158123,0.38511244725360316,0.38589765162544037,0.38668285964076377,0.38746807137528544,0.38825328690682964,0.38903850631540754,0.38982372968329415,0.39060895709510873,0.39139418863789938]
[null,null,null,null,null,null,null,null,null,null,"TRG 4 - Mid",0.33754788847036948,0.33756339040739497,0.33756369939582748,0.33947107615312494,0.34137848406167359,0.34328592591157364,0.34519340483637739,0.35266360163264449,0.3601338799163003,0.36760424934463215,0.36791757131850283,0.36823089502656137,0.36854422049986374,0.36885754777021212,0.36917087687017713,0.36948420783312091,0.36979754069322257,0.37022987834464255,0.37066221639295993,0.37109455484107701,0.3715268936919241,0.37195923294846028,0.37239157261367389,0.37282391269058229,0.37325625318223327,0.37368859409170424,0.37412093542210306,0.37453415819433178,0.37494738148704038,0.37536060530464688,0.37577382965161976,0.3761870545324778,0.37660027995179146,0.37701350591418392,0.37742673242433089,0.37783995948696247,0.37825318710686295]
[null,null,null,null,null,null,null,null,null,null,"TRG 4 - High",0.33754788847036948,0.33756284819262633,0.33756261089568457,0.33818713523184785,0.33881167232678255,0.33943622296500009,0.34006078799667444,0.34932297147422481,0.35858518903176934,0.36784744293063421,0.36795431866800016,0.36806119440536622,0.36816807014273228,0.36827494588009835,0.36838182161746441,0.36848869735483047,0.36859557309219665,0.36859557309219665,0.36859557309219665,0.36859557309219665,0.36859557309219665,0.36859557309219665,0.36859557309219665,0.36859557309219665,0.36859557309219665,0.36859557309219665,0.36859557309219665,0.36859557309219665,0.36859557309219665,0.36859557309219665,0.36859557309219665,0.36859557309219665,0.36859557309219665,0.36859557309219665,0.36859557309219665,0.36859557309219665,0.36859557309219665]
[null,null,null,null,null,null,null,null,null,null,"TRG 5 - Low",0.46954546363361682,0.4697869613325239,0.4699857273557036,0.47249567174526308,0.47499901196029271,0.47749512347713363,0.47998330046510085,0.49540992608829898,0.51079976152599682,0.52614824098072011,0.5264883188182089,0.5268265076865285,0.52716272927505159,0.52749690088381596,0.52782893511162632,0.52815873951717418,0.52848621625041747,0.52871333575243207,0.52893973230277258,0.52916539007306918,0.52939029276949146,0.52961442361551159,0.52983776533389759,0.53006030012789163,0.53028200966153594,0.53050287503909499,0.53072287678353014,0.53175136589430028,0.53277883379843349,0.53380525956509683,0.53483062168751971,0.53585489806304687,0.53687806597235777,0.53790010205780758,0.53892098230085284,0.53994068199850798,0.54095917573879082]
[null,null,null,null,null,null,null,null,null,null,"TRG 5 - Mid",0.46954546363361682,0.46959096970972547,0.46961800556057925,0.47219804981520674,0.47477302656086307,0.47734248191988093,0.47990590614373108,0.49013838810485855,0.50035262985874218,0.5105464697099642,0.5109874953966641,0.51142860319674954,0.5118697945807168,0.51231107105438545,0.51275243415996397,0.51319388547715672,0.51363542662431083,0.51422182740535527,0.51480812716202085,0.51539432515562678,0.51598042064027372,0.51656641286275373,0.51715230106246279,0.51773808447130787,0.51832376231361565,0.51890933380603832,0.51949479815745814,0.52005104793293677,0.52060716064101309,0.52116313511821299,0.52171897018785751,0.52227466465987382,0.52283021733060553,0.52338562698261704,0.52394089238449648,0.52449601229065446,0.52505098544112005]
[null,null,null,null,null,null,null,null,null,null,"TRG 5 - High",0.46954546363361682,0.46954347314667066,0.46952265797445292,0.47046430237160003,0.47140917089238543,0.4723574617816601,0.47330938987726506,0.48606234593334929,0.49880185222617102,0.51152701631705677,0.51167563724157916,0.51182425816610133,0.51197287909062383,0.51212150001514622,0.51227012093966862,0.5124187418641909,0.51256736278871362,0.51256736278871362,0.51256736278871362,0.51256736278871362,0.51256736278871362,0.51256736278871362,0.51256736278871362,0.51256736278871362,0.51256736278871362,0.51256736278871362,0.51256736278871362,0.51256736278871362,0.51256736278871362,0.51256736278871362,0.51256736278871362,0.51256736278871362,0.51256736278871362,0.51256736278871362,0.51256736278871362,0.51256736278871362,0.51256736278871362]
[null,null,null,null,null,null,null,null,null,null,"TRG 6 - Low",0.44144156480848457,0.44166860804574298,0.44185547724393348,0.4442151928939051,0.44656869965173629,0.44891541037364097,0.45125466147531013,0.46575795089508193,0.48022665214754146,0.49465647271377916,0.49497619573181439,0.49529414284193335,0.49561024042066715,0.49592441071792853,0.49623657156378215,0.49654663604984728,0.49685451218274113,0.49706803780727155,0.49728088375125351,0.49749303513369914,0.49770447663601924,0.49791519248581856,0.4981251664399664,0.49833438176690176,0.4985428212281362,0.49875046705890874,0.49895730094794793,0.49992423147461801,0.50089020191735467,0.50185519259810618,0.50281918329735587,0.5037821532353679,0.50474408105265034,0.50570494478959371,0.50666472186524569,0.50762338905517901,0.50858092246840558]
[null,null,null,null,null,null,null,null,null,null,"TRG 6 - Mid",0.44144156480848457,0.44148434719060031,0.44150976485349169,0.44393538465231613,0.44635624024987963,0.4487719049346427,0.45118189946826537,0.46080193245471823,0.47040481697259517,0.47998852071132792,0.48040314950520646,0.48081785549770406,0.48123264007130306,0.48164750464169409,0.48206245065877945,0.48247747960771292,0.482892593009978,0.48344389570255641,0.48399510341740987,0.48454621546007004,0.48509723112928238,0.48564814971692116,0.48619897050790689,0.48674969278011943,0.48730031580431232,0.48785083884402369,0.48840126115548693,0.48892421748310538,0.48944704494727326,0.48996974245415453,0.49049230889749845,0.49101474315846227,0.49153704410543231,0.49205921059384061,0.49258124146597987,0.49310313555081325,0.49362489166378354]
[null,null,null,null,null,null,null,null,null,null,"TRG 6 - High",0.44144156480848457,0.44143969345897721,0.44142012414587067,0.44230540791147877,0.44319372282591962,0.44408525526841319,0.44498020721802228,0.45696985532103213,0.4689468586750225,0.48091037825682081,0.48105010371168239,0.4811898291665439,0.48132955462140581,0.48146928007626733,0.48160900553112912,0.4817487309859908,0.48188845644085254,0.48188845644085254,0.48188845644085254,0.48188845644085254,0.48188845644085254,0.48188845644085254,0.48188845644085254,0.48188845644085254,0.48188845644085254,0.48188845644085254,0.48188845644085254,0.48188845644085254,0.48188845644085254,0.48188845644085254,0.48188845644085254,0.48188845644085254,0.48188845644085254,0.48188845644085254,0.48188845644085254,0.48188845644085254,0.48188845644085254]
[null,null,null,null,null,null,null,null,null,null,"TRG 7 - Low",0.42061484373887859,0.42083117532922831,0.42100922824690185,0.42325761514225818,0.42550008607408585,0.42773608159938842,0.42996496944102469,0.44378400982894928,0.45757009388074904,0.47131913159377287,0.47162377043612785,0.47192671715592299,0.47222790160316236,0.47252724969592147,0.47282468314095077,0.47312011913011021,0.47341347001016204,0.47361692173368758,0.47381972584323556,0.47402186815988634,0.4742233340877649,0.47442410859859996,0.47462417621559339,0.47482352099656083,0.47502212651630654,0.47521997584819109,0.47541705154484848,0.47633836336685165,0.47725876040061155,0.47817822389646492,0.47909673458882918,0.48001427267833352,0.48093081781320296,0.48184634906985768,0.48276084493269,0.48367428327297479,0.48458664132687435]
[null,null,null,null,null,null,null,null,null,null,"TRG 7 - Mid",0.42061484373887859,0.42065560769588445,0.42067982618176702,0.42299100794167926,0.42529765027003658,0.42759934658707444,0.42989564026438393,0.43906181081544016,0.44821164194355695,0.45734319722031408,0.45773826428977443,0.45813340491570881,0.45852862041537606,0.45892391213767575,0.45931928146410544,0.45971472980975125,0.46011025862431443,0.46063555147024821,0.46116075381940014,0.46168586501006631,0.46221088437407654,0.46273581123671365,0.46326064491663482,0.46378538472578867,0.4643100299693339,0.46483457994555399,0.46535903394577244,0.46585731777665473,0.46635547882372069,0.46685351604473979,0.46735142838565319,0.46784921478040392,0.46834687415076648,0.46884440540617273,0.46934180744353404,0.46983907914706202,0.47033621938808573]
[null,null,null,null,null,null,null,null,null,null,"TRG 7 - High",0.42061484373887859,0.42061306067755572,0.42059441462283287,0.42143793168697102,0.42228433689371797,0.42313380782913007,0.42398653694312249,0.43541052681031939,0.44682246849366358,0.45822156255416113,0.45835469591777722,0.45848782928139353,0.4586209626450099,0.45875409600862604,0.45888722937224247,0.45902036273585872,0.45915349609947509,0.45915349609947509,0.45915349609947509,0.45915349609947509,0.45915349609947509,0.45915349609947509,0.45915349609947509,0.45915349609947509,0.45915349609947509,0.45915349609947509,0.45915349609947509,0.45915349609947509,0.45915349609947509,0.45915349609947509,0.45915349609947509,0.45915349609947509,0.45915349609947509,0.45915349609947509,0.45915349609947509,0.45915349609947509,0.45915349609947509]
[null,null,null,null,null,null,null,null,null,null,"TRG 8 - Low",0.49436284990699381,0.49461916291285474,0.49483429141394525,0.49747278062661415,0.50010401519055159,0.50272730907001639,0.50534188691395454,0.52163244124948582,0.53789136432113049,0.55411473057258043,0.55447356441922646,0.55483042848461739,0.55518524110791434,0.5555379160511642,0.5558883621740569,0.55623648308054707,0.55658217673446564,0.55682550876794468,0.55706814369306801,0.55731006624728185,0.55755126071921046,0.55779171093203561,0.55803140022613362,0.5582703114409272,0.55850842689591218,0.55874572837081871,0.55898219708485275,0.56007473598983826,0.56116636352726867,0.56225706101759276,0.56334680926726766,0.56443558855095888,0.56552337859299306,0.56661015854803076,0.5676959069809181,0.56878060184567625,0.5698642204635892]
[null,null,null,null,null,null,null,null,null,null,"TRG 8 - Mid",0.49436284990699381,0.49445650186166629,0.49453580668312813,0.4972035827202661,0.49986260344713018,0.50251208468359809,0.50515114571953013,0.51593124977817495,0.52669327551564571,0.53743508042207255,0.53788430927241215,0.53833342052626454,0.5387824120776975,0.53923128177019231,0.539680027395116,0.54012864669013694,0.54057713733758384,0.54119587218673659,0.54181451206251763,0.54243305627049088,0.54305150410943348,0.54366985487125241,0.54428810784090076,0.54490626229629169,0.54552431750821229,0.54614227274023419,0.54676012724862422,0.5473477495907132,0.54793524478194766,0.54852261174302863,0.54910984938240714,0.54969695659611018,0.55028393226756334,0.5508707752674098,0.55145748445332787,0.5520440586698443,0.55263049674814357]
[null,null,null,null,null,null,null,null,null,null,"TRG 8 - High",0.49436284990699381,0.49431731369663828,0.49425638634157593,0.49521885553217965,0.49618345427229305,0.49715031350361427,0.49811957512759281,0.51157475507640926,0.52501906759884243,0.53845179160327261,0.53860823535018343,0.53876467909709425,0.53892112284400528,0.53907756659091621,0.53923401033782725,0.53939045408473829,0.53954689783164922,0.53954689783164922,0.53954689783164922,0.53954689783164922,0.53954689783164922,0.53954689783164922,0.53954689783164922,0.53954689783164922,0.53954689783164922,0.53954689783164922,0.53954689783164922,0.53954689783164922,0.53954689783164922,0.53954689783164922,0.53954689783164922,0.53954689783164922,0.53954689783164922,0.53954689783164922,0.53954689783164922,0.53954689783164922,0.53954689783164922]
[null,null,null,null,null,null,null,null,null,null,"TRG 9 - Low",0.46973771367266881,0.46998125924932033,0.47018567179825499,0.47269273293875574,0.47519290079811871,0.47768552351332294,0.4801698643549977,0.49564895577433155,0.5110979915420697,0.52651324164119029,0.52685420130420635,0.52719328930444764,0.52753042804875483,0.52786553559484783,0.5281985253422854,0.52852930569668932,0.52885777970450232,0.52908899091523809,0.52931953974188661,0.52954941168214975,0.5297785918072655,0.53000706474621273,0.53023481466921496,0.5304618252704949,0.53068807975024757,0.53091356079578877,0.53113825056183073,0.53217636806484059,0.53321361959721447,0.53424998740986418,0.53528545326531296,0.53631999842078215,0.53735360361056772,0.5383862490276754,0.53941791430467612,0.5404485784937425,0.54147822004582791]
[null,null,null,null,null,null,null,null,null,null,"TRG 9 - Mid",0.46973771367266881,0.46982670064868265,0.46990205514897276,0.47243694428255478,0.47496351422420868,0.47748101985528757,0.47998862433546763,0.49023175129092939,0.50045770044013616,0.51066443599563371,0.51109128791849556,0.51151802810257097,0.51194465454682769,0.51237116520216741,0.51279755796997328,0.51322383070060473,0.5136499811918378,0.51423789570334566,0.51482571997228255,0.51541345333880362,0.51600109513661541,0.51658864469289623,0.51717610132821701,0.51776346435645937,0.51835073308473389,0.51893790681329499,0.51952498483545639,0.52008333661194561,0.52064156757120184,0.52119967668768763,0.52175766292422654,0.52231552523183622,0.52287326254956079,0.5234308738042992,0.52398835791063081,0.52454571377063841,0.52510294027372784]
[null,null,null,null,null,null,null,null,null,null,"TRG 9 - High",0.46973771367266881,0.46969444570593605,0.46963655325614423,0.4705510800600084,0.47146763033654637,0.47238632850500623,0.47330730939846138,0.48609226172123471,0.49886688794441619,0.51163050289530498,0.51177915388719508,0.51192780487908518,0.5120764558709755,0.5122251068628656,0.51237375785475581,0.5125224088466459,0.51267105983853622,0.51267105983853622,0.51267105983853622,0.51267105983853622,0.51267105983853622,0.51267105983853622,0.51267105983853622,0.51267105983853622,0.51267105983853622,0.51267105983853622,0.51267105983853622,0.51267105983853622,0.51267105983853622,0.51267105983853622,0.51267105983853622,0.51267105983853622,0.51267105983853622,0.51267105983853622,0.51267105983853622,0.51267105983853622,0.51267105983853622]
[null,null,null,null,null,null,null,null,null,null,"TRG 10 - Low",0.43587876392829994,0.43610475460739889,0.43629443298869064,0.4386207837993808,0.44094073820038465,0.44325369131532227,0.44555895951867613,0.45992230961428704,0.4742577704860072,0.48856188097846909,0.48887826408363405,0.48919291043649449,0.48950574803684815,0.48981670084885887,0.49012568851429267,0.49043262604094356,0.49073742346371957,0.49095196884470238,0.49116589958660267,0.49137920223245679,0.49159186292957491,0.49180386741488824,0.49201520099963875,0.4922258485533787,0.49243579448724212,0.49264502273645228,0.49285351674201983,0.49381680617110657,0.49477929204919147,0.49574095790655026,0.49670178682027355,0.49766176139857238,0.49862086376442499,0.49957907553853581,0.50053637782157145,0.50149275117563541,0.5024481756049477]
[null,null,null,null,null,null,null,null,null,null,"TRG 10 - Mid",0.43587876392829994,0.43596133667471115,0.43603125958165873,0.43838343252856193,0.4407278859354134,0.44306392839212344,0.44539078337827331,0.454895580174765,0.46438443735061424,0.47385546585903293,0.47425155006326425,0.47464753058290149,0.47504340556114799,0.47543917309660561,0.47583483124192694,0.47623037800241863,0.47662581133459425,0.47717134864853045,0.47771680222462931,0.47826217145060795,0.47880745570819944,0.47935265437308,0.47989776681479362,0.48044279239667798,0.48098773047578741,0.48153258040281438,0.48207734152201104,0.4825954469989388,0.48311344036720516,0.48363132067519438,0.48414908696049008,0.48466673824972112,0.48518427355840588,0.4857016918907931,0.48621899223969978,0.48673617358634713,0.48725323490019329]
[null,null,null,null,null,null,null,null,null,null,"TRG 10 - High",0.43587876392829994,0.43583861474012969,0.43578489520958841,0.43663350242430604,0.43748398725868731,0.43833646516377311,0.43919106125379564,0.45105446726342258,0.4629082914843291,0.47475189813143559,0.47488983427902559,0.47502777042661565,0.47516570657420587,0.47530364272179598,0.47544157886938626,0.47557951501697632,0.47571745116456654,0.47571745116456654,0.47571745116456654,0.47571745116456654,0.47571745116456654,0.47571745116456654,0.47571745116456654,0.47571745116456654,0.47571745116456654,0.47571745116456654,0.47571745116456654,0.47571745116456654,0.47571745116456654,0.47571745116456654,0.47571745116456654,0.47571745116456654,0.47571745116456654,0.47571745116456654,0.47571745116456654,0.47571745116456654,0.47571745116456654]
[]
[null,null,null,null,null,null,null,null,null,"Annual Energy Production (kWh/kW)","TRG 1 - Low",{"$f":"(L177)*8760","v":4154.5084077224737},{"$f":"(M177)*8760","v":4158.3023588850019},4161.9105490076745,4184.9504779109593,4207.9908620971382,4231.0317446200261,4254.0731741386389,4393.0535384018021,4532.0352975660562,4671.0186247437587,4674.6236231450584,4678.2287380924363,4681.8339744175209,4685.4393372227532,4689.0448319006346,4692.6504641546317,4696.2562400219185,4698.6904694719806,4701.1247361489086,4703.5590408677472,4705.9933844675179,4708.427767812087,4710.8621917911105,4713.296657320996,4715.7311653459155,4718.1657168388629,4720.600312802766,4730.2644490993243,4739.9286284503896,4749.5928517384118,4759.257119870128,4768.9214337773947,4778.5857944180661,4788.2502027769124,4797.9146598665666,4807.5791667285148,4817.2437244341345]
[null,null,null,null,null,null,null,null,null,null,"TRG 1 - Mid",{"$f":"(L178)*8760","v":4154.5084077224737},4154.6992041395697,4154.7030071408171,4178.1788250782247,4201.6550264223706,4225.131645513552,4248.6087209192438,4340.55121695461,4432.4947159292715,4524.4393367042358,4528.2956747802009,4532.1520342003923,4536.0084153470407,4539.864818611567,4543.7212443948474,4547.5776931074979,4551.4341651701934,4556.7553372739185,4562.0765142626187,4567.3976961720155,4572.7188830381774,4578.0400748975244,4583.3612717868345,4588.6824737432471,4594.0036808042732,4599.3248930077889,4604.6461103920465,4609.7320183183738,4614.8179326507206,4619.9038534434621,4624.9897807515963,4630.0757146307396,4635.1616551371462,4640.247602327714,4645.3335562599977,4650.4195169922086,4655.5054845832365]
[null,null,null,null,null,null,null,null,null,null,"TRG 1 - High",4154.5084077224737,4154.6925306100002,4154.6896099810347,4162.3761981483485,4170.0629433494478,4177.7498552400266,4185.4369442839534,4299.4350477996541,4413.4335707687924,4527.4325410235642,4528.7479577825934,4530.0633745416217,4531.3787913006518,4532.6942080596791,4534.0096248187092,4535.3250415777384,4536.6404583367685,4536.6404583367685,4536.6404583367685,4536.6404583367685,4536.6404583367685,4536.6404583367685,4536.6404583367685,4536.6404583367685,4536.6404583367685,4536.6404583367685,4536.6404583367685,4536.6404583367685,4536.6404583367685,4536.6404583367685,4536.6404583367685,4536.6404583367685,4536.6404583367685,4536.6404583367685,4536.6404583367685,4536.6404583367685,4536.6404583367685]
[null,null,null,null,null,null,null,null,null,null,"TRG 2 - Low",3808.9112140155521,3812.3895613217305,3815.6976003173909,3836.8209282679923,3857.9446736282939,3879.0688758706369,3900.1935796062835,4027.612714680351,4155.0331286191786,4282.4549801345902,4285.7600929156106,4289.0653125476992,4292.370643460561,4295.6760903321865,4298.9816581064952,4302.2873520125004,4305.5931775851741,4307.8249130734448,4310.0566826918239,4312.2884871875576,4314.5203273298694,4316.752203910768,4318.9841177459011,4321.2160696754445,4323.4480605650251,4325.6800913067009,4327.9121628199682,4336.7723776760304,4345.6326320050648,4354.4929266161125,4363.3532623404835,4372.213640032518,4381.0740605703913,4389.9345248569489,4398.7950338205919,4407.655588416168,4416.5161896259324]
[null,null,null,null,null,null,null,null,null,null,"TRG 2 - Mid",3808.9112140155485,3809.0861388301078,3809.0896254746567,3830.6125825671897,3852.135891172366,3873.6595827738452,3895.1836927308273,3979.4778545967015,4063.7729359713003,4148.0690458280505,4151.6045903259937,4155.1401543926195,4158.6757383783661,4162.2113426420901,4165.7469675513203,4169.2826134825191,4172.8182808213633,4177.6968055729094,4182.5753348030694,4187.4538685445941,4192.3324068305501,4197.2109496943267,4202.0894971696434,4206.9680492905509,4211.8466060914388,4216.7251676070337,4221.6037338724045,4226.2665651469842,4230.9294022946942,4235.592245365383,4240.2550944094755,4244.9179494779582,4249.5808106224113,4254.2436778949968,4258.9065513484802,4263.5694310362305,4268.2323170122399]
[null,null,null,null,null,null,null,null,null,null,"TRG 2 - High",3808.9112140155485,3809.0800204451825,3809.0773427718382,3816.1245139398106,3823.1718290785461,3830.2192970405204,3837.2669274191517,3941.7819776355273,4046.2974124126581,4150.8132572674931,4152.0192496865366,4153.2252421055809,4154.4312345246271,4155.6372269436697,4156.8432193627159,4158.0492117817603,4159.2552042008056,4159.2552042008056,4159.2552042008056,4159.2552042008056,4159.2552042008056,4159.2552042008056,4159.2552042008056,4159.2552042008056,4159.2552042008056,4159.2552042008056,4159.2552042008056,4159.2552042008056,4159.2552042008056,4159.2552042008056,4159.2552042008056,4159.2552042008056,4159.2552042008056,4159.2552042008056,4159.2552042008056,4159.2552042008056,4159.2552042008056]
[null,null,null,null,null,null,null,null,null,null,"TRG 3 - Low",3481.2454189323121,3484.4245375687606,3487.4479988552616,3506.7541691828987,3526.060721012107,3545.367690419574,3564.6751181788295,3681.1328813917626,3797.5918134537028,3914.0520594231152,3917.0728462258226,3920.0937306876162,3923.1147168571333,3926.1358090099311,3929.1570116646258,3932.1783296004005,3935.1997678760708,3937.2395158534518,3939.2792950248604,3941.3191060732602,3943.3589497017038,3945.3988266340625,3947.4387376158202,3949.4786834148736,3951.5186648223835,3953.5586826536696,3955.5987377491251,3963.6967428338667,3971.7947839958724,3979.8928619745884,3987.9909775298074,3996.0891314423752,4004.1873245149209,4012.2855575726235,4020.3838314640143,4028.4821470618022,4036.5805052637402]
[null,null,null,null,null,null,null,null,null,null,"TRG 3 - Mid",3481.2454189323121,3481.4052956464384,3481.4084823485377,3501.0799032796831,3520.7516454842071,3540.4237377373543,3560.0962123565109,3637.1388758238336,3714.1823796981271,3791.226823578259,3794.4582189548705,3797.6896322167481,3800.9210636841817,3804.1525136851565,3807.3839825555865,3810.6154706395464,3813.8469782895359,3818.3058225597765,3822.7646709233532,{"$f":"(AE184)*8760","v":3827.223523410199},3831.6823800505367,3836.1412408748824,3840.6001059140558,3845.0589751991788,3849.5178487616804,3853.976726633302,3858.4356088460941,3862.6973149090122,3866.9590263398172,3871.2207431840711,3875.4824654878589,3879.744193297784,3884.0059266609842,3888.2676656251401,3892.5294102384737,3896.7911605497666,3901.0529166083634]
[null,null,null,null,null,null,null,null,null,null,"TRG 3 - High",3481.2454189323121,3481.3997036023343,3481.3972562787999,3487.8381867616781,3494.2792488300784,3500.7204505749282,3507.1618007643624,3602.6858283227921,3698.2102073597148,3793.7349611969535,3794.8372067858277,3795.9394523747028,3797.0416979635784,3798.1439435524521,3799.2461891413282,3800.3484347302042,3801.4506803190802,3801.4506803190802,3801.4506803190802,3801.4506803190802,3801.4506803190802,3801.4506803190802,3801.4506803190802,3801.4506803190802,3801.4506803190802,3801.4506803190802,3801.4506803190802,3801.4506803190802,3801.4506803190802,3801.4506803190802,3801.4506803190802,3801.4506803190802,3801.4506803190802,3801.4506803190802,3801.4506803190802,3801.4506803190802,3801.4506803190802]
[null,null,null,null,null,null,null,null,null,null,"TRG 4 - Low",2956.9195030004366,2959.6198003845911,2962.1878846673021,2978.5862664819188,2994.9849723384514,3011.3840328799183,3027.7834827387633,3126.7010222628051,3225.6195545902851,3324.5392029317672,3327.1050155466305,3329.6709111117088,3332.2368930658563,3334.8029650406697,3337.3691308741968,3339.9353946258043,3342.501760592379,3344.234293019631,3345.9668519426391,3347.6994379415028,3349.432051613383,3351.1646935731292,3352.8973644539401,3354.6300649080595,3356.362795607487,3358.0955572447428,3359.8283505336449,3366.7066789158516,3373.5850379415638,3380.4634282388579,3387.3418504530905,3394.2203052475006,3401.0987933038277,3407.9773153229698,3414.8558720256569,3421.7344641531527,3428.6130924679987]
[null,null,null,null,null,null,null,null,null,null,"TRG 4 - Mid",2956.9195030004366,2957.0552999687798,2957.0580067074488,2973.7666271013745,2990.4755203802606,3007.1847109853852,3023.8942263666659,3089.3331503019658,3154.7727880667908,3220.2132242589778,3222.9579247500847,3225.7026404326775,3228.4473715788063,3231.1921184670582,3233.9368813827518,3236.6816606181392,3239.4264564726295,3243.2137342990686,3247.0010156023291,3250.7883004078344,3254.5755887412552,3258.3628806285119,3262.1501760957831,3265.9374751695009,3269.7247778763635,3273.5120842433294,3277.2993942976227,3280.9192257823465,3284.5390618264737,3288.1589024687069,3291.7787477481893,3295.3985977045054,3299.0184523776934,3302.6383118082513,3306.2581760371386,3309.8780451057914,3313.4979190561194]
[null,null,null,null,null,null,null,null,null,null,"TRG 4 - High",2956.9195030004366,2957.0505501674065,2957.0484714461968,2962.5193046309873,2967.990249582615,2973.4613131734009,2978.9325028508679,3060.0692301142094,3141.2062559182996,3222.3436000723555,3223.2798315316813,3224.2160629910081,3225.1522944503349,3226.0885259096617,3227.024757368988,3227.9609888283148,3228.8972202876425,3228.8972202876425,3228.8972202876425,3228.8972202876425,3228.8972202876425,3228.8972202876425,3228.8972202876425,3228.8972202876425,3228.8972202876425,3228.8972202876425,3228.8972202876425,3228.8972202876425,3228.8972202876425,3228.8972202876425,3228.8972202876425,3228.8972202876425,3228.8972202876425,3228.8972202876425,3228.8972202876425,3228.8972202876425,3228.8972202876425]
[null,null,null,null,null,null,null,null,null,null,"TRG 5 - Low",4113.2182614304829,4115.3337812729096,4117.0749716359633,4139.0620844885043,4160.9913447721638,4182.8572816596907,4204.6537120742832,4339.790952533499,4474.6059109677326,4609.0585909911078,4612.0376728475103,4615.0002073339892,4617.9455084494521,4620.8728517422278,4623.7814715778468,4626.6705581704455,4629.5392543536573,4631.5288211913048,4633.5120549722878,4635.4888170400864,4637.4589646607456,4639.4223508718815,4641.3788243249428,4643.3282291203304,4645.2704046350545,4647.2051853424719,4649.1324006237237,4658.1419652340701,4667.1425840742777,4676.1340737902483,4685.1162459826728,4694.088907032291,4703.0518579178542,4712.0048940263941,4720.9478049554709,4729.8803743069302,4738.8023794718074]
[null,null,null,null,null,null,null,null,null,null,"TRG 5 - Mid",4113.2182614304829,4113.6168946571952,4113.8537287106747,4136.4549163812108,4159.0117126731602,4181.5201416181571,4203.9757378190843,4293.6122797985608,4383.0890375625813,4472.3870746592866,4476.2504596747776,4480.1145640035256,4483.9794005270787,4487.8449824364161,4491.7113232412839,4495.5784367798933,4499.4463372289629,4504.5832080709124,4509.7191939393024,4514.8542883632908,4519.9884848087977,4525.1217766777227,4530.254157307174,4535.385619968657,4540.5161578672733,4545.6457641408961,4550.7744318593332,4555.6471798925259,4560.5187272152743,4565.3890636355454,4570.2581788456318,4575.1260624204942,4579.992703816104,4584.8580923677255,4589.7222172881893,4594.585067666133,4599.4466324642117]
[null,null,null,null,null,null,null,null,null,null,"TRG 5 - High",4113.2182614304829,4113.2008247648346,4113.0184838562072,4121.267288775216,4129.5443370172961,4137.8513652073425,4146.1902553248419,4257.9061503761395,4369.5042255012577,4480.9766629374171,4482.2785822362339,4483.5805015350479,4484.8824208338647,4486.1843401326805,4487.4862594314973,4488.7881787303122,4490.0900980291317,4490.0900980291317,4490.0900980291317,4490.0900980291317,4490.0900980291317,4490.0900980291317,{"$f":"(AH191)*8760","v":4490.0900980291317},4490.0900980291317,4490.0900980291317,4490.0900980291317,4490.0900980291317,4490.0900980291317,4490.0900980291317,4490.0900980291317,4490.0900980291317,4490.0900980291317,4490.0900980291317,4490.0900980291317,4490.0900980291317,4490.0900980291317,4490.0900980291317]
[null,null,null,null,null,null,null,null,null,null,"TRG 6 - Low",3867.0281077223249,3869.0170064807085,3870.6539806568571,3891.3250897506086,3911.9418089492101,3932.4989948730949,3952.9908345237168,4080.0396498409177,4206.785472812463,4333.1907009727056,4335.9914746106942,4338.7766912953357,4341.545706085044,4344.2978378890539,4347.0323668987312,4349.7485317966621,4352.4455267208123,4354.3160111916986,4356.1805416609805,4358.0389877712041,4359.8912153315287,4361.7370861757709,4363.5764580141058,4365.409184278059,4367.2351139584734,4369.0540914360408,4370.8659563040237,4379.3362677176538,4387.7981687960273,4396.2514871594103,4404.6960456848374,4413.1316623418224,4421.5581500212165,4429.9753163568412,4438.3829635395523,4446.7808881233677,4455.1688808232329]
[null,null,null,null,null,null,null,null,null,null,"TRG 6 - Mid",3867.0281077223249,3867.4028813896589,3867.6255401165872,3888.8739695542895,3910.0806645889456,3931.2418872274702,3952.3534393420045,4036.6249283033317,4120.7461966799337,4204.6994414312321,4208.3315896656086,4211.9644141598874,4215.5979270246153,4219.23214066124,4222.8670677709079,4226.5027213635649,4230.1391147674076,4234.9685263543943,4239.79710593651,4244.6248474302138,4249.4517446925138,4254.2777915202296,4259.1029816492646,4263.9273087538459,4268.7507664457762,4273.5733482736478,4278.3950477220651,4282.9761451520035,4287.5561137381137,4292.1349438983934,4296.7126259420866,4301.2891500681299,4305.8645063635868,4310.438684802044,4315.0116752419835,4319.5834674251237,4324.1540509747438]
[null,null,null,null,null,null,null,null,null,null,"TRG 6 - High",3867.0281077223249,3867.0117147006404,3866.8402875178272,3874.595373304554,3882.3770119550559,3890.1868361512998,3898.026615229875,4003.0559326122416,4107.9744819931975,4212.7749135297499,4213.9989085143379,4215.222903498925,4216.4468984835148,4217.6708934681019,4218.8948884526908,4220.1188834372797,4221.3428784218686,4221.3428784218686,4221.3428784218686,4221.3428784218686,4221.3428784218686,4221.3428784218686,4221.3428784218686,4221.3428784218686,4221.3428784218686,4221.3428784218686,4221.3428784218686,4221.3428784218686,4221.3428784218686,4221.3428784218686,4221.3428784218686,4221.3428784218686,4221.3428784218686,4221.3428784218686,4221.3428784218686,4221.3428784218686,4221.3428784218686]
[null,null,null,null,null,null,null,null,null,null,"TRG 7 - Low",3684.5860311525762,3686.4810958840399,3688.04083944286,3707.7367086461818,3727.380754008992,3746.9680748106425,3766.4931323033761,3887.5479261015957,4008.3140223953615,4128.7555927614503,4131.4242290204802,4134.0780422858852,4136.7164180437021,4139.3387073362719,4141.9442243147287,4144.5322435797652,4147.1019972890199,4148.8842343871029,4150.6607983867434,4152.4315650806047,4154.1964066088203,4155.9551913237356,4157.7077836485978,4159.4540439298726,4161.1938282828451,4162.9269884301539,4164.6533715328724,4172.7240630936203,4180.7867411093575,4188.8412413330325,4196.8873949981435,4204.9250286622018,4212.9539640436578,4220.9740178519532,4228.9850016103646,4236.9867214712594,4244.9789780234196]
[null,null,null,null,null,null,null,null,null,null,"TRG 7 - Mid",3684.5860311525762,3684.9431234159479,3685.155277352279,3705.4012295691105,3725.6074163655203,3745.7702761027722,3765.8858087160033,3846.1814627432559,3926.3339834255589,4006.3264076499513,4009.7871951784241,4013.2486270616091,4016.7107148386945,4020.1734703260395,4023.6369056255635,4027.101033133421,4030.5658655489942,4035.1674308793745,4039.7682034579452,4044.3681774881807,4048.9673471169103,4053.5657064336115,4058.163249469721,4062.7599701979088,4067.3558625313649,4071.9509203230532,4076.5451373649666,4080.9101037234955,4085.2739944957934,4089.6368005519207,4093.9985126583219,4098.3591214763383,4102.7186175607139,4107.0769913580734,4111.4342332053584,4115.7903333282629,4120.145281839631]
[null,null,null,null,null,null,null,null,null,null,"TRG 7 - High",3684.5860311525762,3684.5704115353883,3684.4070720960158,3691.796281577866,3699.2107911889693,3706.6521565831795,3714.1220636217531,3814.196214858398,3914.1648240044929,4014.0208879744514,4015.1871362397283,4016.3533845050074,4017.5196327702865,4018.6858810355643,4019.8521293008439,4021.0183775661226,4022.1846258314017,4022.1846258314017,4022.1846258314017,4022.1846258314017,4022.1846258314017,4022.1846258314017,4022.1846258314017,4022.1846258314017,4022.1846258314017,4022.1846258314017,4022.1846258314017,4022.1846258314017,4022.1846258314017,4022.1846258314017,4022.1846258314017,4022.1846258314017,4022.1846258314017,4022.1846258314017,4022.1846258314017,4022.1846258314017,4022.1846258314017]
[null,null,null,null,null,null,null,null,null,null,"TRG 8 - Low",4330.6185651852657,4332.8638671166073,4334.7483927861604,4357.8615582891398,4380.9111730692321,4403.8912274533432,4426.7949293662414,4569.500185345496,4711.9283514531035,4854.0450398158046,4857.1884243124241,4860.3145535252479,4863.42271210533,4866.5121446081985,4869.5820526447387,4872.6315917855927,4875.6598681939186,4877.7914568071956,4879.9169387512757,4882.0361803261894,4884.1490439002837,4886.2553877646324,4888.3550659809307,4890.447928222522,4892.5338196081902,{"$f":"(AK198)*8760","v":4894.6125805283718},4896.6840464633096,4906.2546872709827,4915.8173444988734,4925.3718545141128,4934.9180491812649,4944.4557557063999,4953.9847964746195,4963.5049888807498,4973.0161451528429,4982.5180721681236,4992.0105712610412]
[null,null,null,null,null,null,null,null,null,null,"TRG 8 - Mid",4330.6185651852657,4331.4389563081968,4332.1336665442022,4355.503384629531,4378.7964061968605,4402.0058618283192,4425.1240365030835,4519.5577480568127,4613.8330935170561,4707.931304497356,4711.8665492263308,4715.8007638100771,4719.73392980063,4723.666028306885,4727.5970399812159,4731.5269450055994,4735.4557230772343,4740.8758403558122,4746.2951256676542,4751.7135729295005,4757.1311759986374,4762.5479286721711,4767.9638246862905,4773.3788577155156,4778.7930213719392,4784.2063092044518,4789.6187146979482,4794.7662864146478,4799.9127442898616,4805.0580788689313,4810.2022805898869,4815.3453397819248,4820.4872466638544,4825.6279913425096,4830.7675638111523,4835.9059539478358,4841.0431515137379]
[null,null,null,null,null,null,null,null,null,null,"TRG 8 - High",4330.6185651852657,4330.2196679825511,4329.6859443522053,4338.1171744618941,4346.567059425287,4355.0367462916611,4363.5274781177131,4481.3948544693449,4599.1670321658594,4716.8376944446682,4718.2081416676065,4719.5785888905457,4720.9490361134867,4722.3194833364259,4723.689930559367,4725.0603777823071,4726.4308250052472,4726.4308250052472,4726.4308250052472,4726.4308250052472,4726.4308250052472,4726.4308250052472,4726.4308250052472,4726.4308250052472,4726.4308250052472,4726.4308250052472,4726.4308250052472,4726.4308250052472,4726.4308250052472,4726.4308250052472,4726.4308250052472,4726.4308250052472,4726.4308250052472,4726.4308250052472,4726.4308250052472,4726.4308250052472,4726.4308250052472]
[null,null,null,null,null,null,null,null,null,null,"TRG 9 - Low",4114.9023717725786,4117.0358310240463,4118.8264849527141,4140.7883405435005,4162.6898109915201,4184.5251859767086,4206.2880117497798,4341.8848525831445,4477.2184059085303,4612.2559967768266,4615.2428034248478,4618.2132143069612,4621.1665497070926,4624.102091810867,4627.01908199842,4629.9167179029982,4632.79415021144,4634.8195604174853,4636.8391681389267,4638.8528463356315,4640.8604642316459,4642.8618871768231,4644.8569765023231,4646.8455893695354,4648.8275786121685,4650.8027925711094,4652.7710749216376,4661.8649842480036,4670.9513076715984,4680.0298897104103,4689.1005706041415,4698.1631861660517,4707.2175676285733,4716.2635414824363,4725.3009293089626,4734.3295476051844,4743.3492076014527]
[null,null,null,null,null,null,null,null,null,null,"TRG 9 - Mid",4114.9023717725786,4115.6818976824597,4116.3420031050018,4138.5476319151803,4160.6803846040684,4182.7337339323194,4204.7003491786963,4294.4301413085414,4384.0094558555929,4473.420459321751,4477.1596821660214,4480.8979261785216,4484.635173830211,4488.3714071709865,4492.1066078169661,4495.8407569372976,4499.5738352404987,4504.7239663613082,4509.8733069571954,4515.0218512479196,4520.1695933967512,4525.3165275097708,4530.4626476351814,4535.6079477625844,4540.7524218222688,4545.896063684464,4551.0388671585979,4555.9300287206433,4560.8201319237278,4565.7091677841436,4570.5971272162242,4575.4840010308853,4580.3697799341526,4585.2544545256615,4590.138015297126,4595.0204526307925,4599.9017567978563]
[null,null,null,null,null,null,null,null,null,null,"TRG 9 - High",4114.9023717725786,4114.5233443839998,4114.0162065238237,4122.0274613256734,4130.0564417481464,4138.1042377038548,4146.1720303305219,4258.1682126780161,4370.0739383930859,4481.8832053628721,4483.1853880518292,4484.4875707407864,4485.7897534297454,4487.0919361187025,4488.3941188076606,4489.6963014966177,4490.9984841855776,4490.9984841855776,4490.9984841855776,4490.9984841855776,4490.9984841855776,4490.9984841855776,4490.9984841855776,4490.9984841855776,4490.9984841855776,4490.9984841855776,4490.9984841855776,4490.9984841855776,4490.9984841855776,4490.9984841855776,4490.9984841855776,4490.9984841855776,4490.9984841855776,4490.9984841855776,4490.9984841855776,4490.9984841855776,4490.9984841855776]
[null,null,null,null,null,null,null,null,null,null,"TRG 10 - Low",3818.2979720119074,3820.2776503608143,3821.9392329809298,3842.3180660825756,3862.6408666353695,3882.9023359222233,3903.0964853836031,4028.9194322211542,4154.4980694574233,4279.8020773713888,4282.5735933726346,4285.3298954236916,4288.0703528027898,4290.7942994360037,4293.5010313852035,4296.189804118666,4298.8598295421834,4300.739247079593,4302.6132803786395,4304.4818115563212,4306.3447192630765,4308.2018785544205,4310.0531607568355,4311.8984333275976,4313.737559708241,4315.5703991713217,4317.3968066600937,4325.8352220588931,4334.2665983509169,4342.6907912613806,4351.1076525455965,4359.517029851494,4367.9187665763629,4376.3127017175739,4384.6986697169659,4393.0765002985663,4401.4460182993416]
[null,null,null,null,null,null,null,null,null,null,"TRG 10 - Mid",3818.2979720119074,3819.0213092704698,3819.6338339353306,3840.2388689502027,3860.7762807942213,3881.2400127150013,3901.6232623936744,3984.8852823309412,4068.0076711913807,4150.9738809251285,4154.4435785541946,4157.9123679062168,4161.3802327156563,4164.8471563262647,4168.3131216792799,4171.778111301187,4175.2421072910456,4180.0210141611269,4184.7991874877525,4189.5766219073257,4194.3533120038273,4199.1292523081811,4203.9044372975923,4208.6788613948993,4213.452518967898,4218.2254043286539,4222.9975117328167,4227.5361157107036,{"$f":"(AN205)*8760","v":4232.0737376167172},4236.6103691147027,4241.1460017738927,4245.680627067557,4250.2142363716357,4254.7468209633471,4259.2783720197704,4263.8088806164005,4268.3383377256932]
[null,null,null,null,null,null,null,null,null,null,"TRG 10 - High",3818.2979720119074,3817.9462651235363,3817.4756820359944,3824.9094812369208,3832.3597283861009,3839.8274348346526,3847.31369658325,3951.2371332275816,4055.076633402723,4158.8266276313761,4160.0349482842639,4161.2432689371535,4162.4515895900431,4163.6599102429327,4164.8682308958232,4166.0765515487128,4167.2848722016033,4167.2848722016033,4167.2848722016033,4167.2848722016033,4167.2848722016033,4167.2848722016033,4167.2848722016033,4167.2848722016033,4167.2848722016033,4167.2848722016033,4167.2848722016033,4167.2848722016033,4167.2848722016033,4167.2848722016033,4167.2848722016033,4167.2848722016033,4167.2848722016033,4167.2848722016033,4167.2848722016033,4167.2848722016033,4167.2848722016033]
[]
[null,null,null,null,null,null,null,null,null,"CAPEX ($/kW)","TRG 1 - Low",{"$f":" $S$42*(L301 + L429)","v":5765.4992538129118},{"$f":" $S$42*(M301 + M429)","v":5441.6645142714933},5117.5227082747542,4968.9577138595832,4820.3927194444104,4671.8277250292394,4523.2627306140666,4343.183949504768,4163.1051683954674,3983.0263872861688,3929.0027529533791,3874.9791186205894,3820.9554842877997,3766.93184995501,3712.9082156222203,3658.8845812894301,3604.8609469566404,3577.8491297902456,3550.8373126238507,3523.8254954574559,3496.813678291061,3469.8018611246662,3442.7900439582713,3415.7782267918765,3388.7664096254816,3361.7545924590868,3334.7427752926924,3310.4321398429365,3286.1215043931811,3261.8108689434257,3237.5002334936703,3213.1895980439149,3188.8789625941595,3164.5683271444045,3140.2576916946487,3115.9470562448932,3091.6364207951374]
[null,null,null,null,null,null,null,null,null,null,"TRG 1 - Mid",{"$f":" $S$42*(L302 + L430)","v":5765.4992538129118},5648.1776638139754,5530.5490073597202,5386.7747068388871,5243.0004063180531,5099.226105797221,4955.4518052763851,4775.3730241670855,4595.2942430577868,4415.2154619484872,4392.0624758058621,4368.9094896632387,4345.7565035206144,4322.6035173779892,4299.4505312353667,4276.2975450927415,4253.1445589501182,4242.3398320835604,4231.5351052170017,4220.730378350444,4209.9256514838853,4199.1209246173275,4188.3161977507698,4177.511470884212,4166.7067440176543,4155.9020171510956,4145.0972902845378,4132.8162851489169,4120.535280013296,4108.2542748776759,4095.973269742055,4083.6922646064345,4071.411259470814,4059.1302543351931,4046.8492491995726,4034.5682440639521,4022.2872389283293]
[null,null,null,null,null,null,null,null,null,null,"TRG 1 - High",5765.4992538129118,5877.4815931112225,5989.1568659542118,5879.2955951999274,5769.4343244456422,5659.573053691357,5549.7117829370727,5423.6566361605637,5297.6014893840547,5171.5463426075439,5171.5463426075439,5171.5463426075439,5171.5463426075439,5171.5463426075439,5171.5463426075439,5171.5463426075439,5171.5463426075439,5171.5463426075439,5171.5463426075439,5171.5463426075439,5171.5463426075439,5171.5463426075439,5171.5463426075439,5171.5463426075439,5171.5463426075439,5171.5463426075439,5171.5463426075439,5171.5463426075439,5171.5463426075439,5171.5463426075439,5171.5463426075439,5171.5463426075439,5171.5463426075439,5171.5463426075439,5171.5463426075439,5171.5463426075439,5171.5463426075439]
[null,null,null,null,null,null,null,null,null,null,"TRG 2 - Low",5765.4992538128554,5441.6645142714933,5117.5227082747542,4968.9577138595832,4820.3927194444104,4671.8277250292394,4523.2627306140666,4343.183949504768,4163.1051683954674,3983.0263872861688,3929.0027529533791,3874.9791186205894,3820.9554842877997,3766.93184995501,3712.9082156222203,3658.8845812894301,3604.8609469566404,3577.8491297902456,3550.8373126238507,3523.8254954574559,3496.813678291061,3469.8018611246662,3442.7900439582713,3415.7782267918765,3388.7664096254816,3361.7545924590868,3334.7427752926924,3310.4321398429365,3286.1215043931811,3261.8108689434257,3237.5002334936703,3213.1895980439149,3188.8789625941595,3164.5683271444045,3140.2576916946487,3115.9470562448932,3091.6364207951374]
[null,null,null,null,null,null,null,null,null,null,"TRG 2 - Mid",5765.4992538128554,5648.1776638139745,5530.5490073597193,5386.7747068388862,5243.0004063180522,5099.22610579722,4955.4518052763851,4775.3730241670855,4595.2942430577868,4415.2154619484872,4392.0624758058621,4368.9094896632387,4345.7565035206144,4322.6035173779892,4299.4505312353667,4276.2975450927415,4253.1445589501182,4242.3398320835604,4231.5351052170017,4220.730378350444,4209.9256514838853,4199.1209246173275,4188.3161977507698,4177.511470884212,4166.7067440176543,4155.9020171510956,4145.0972902845378,4132.8162851489169,4120.535280013296,4108.2542748776759,4095.973269742055,4083.6922646064345,4071.411259470814,4059.1302543351931,4046.8492491995726,4034.5682440639521,4022.2872389283293]
[null,null,null,null,null,null,null,null,null,null,"TRG 2 - High",5765.4992538128554,5877.4815931112225,5989.1568659542118,5879.2955951999274,5769.4343244456422,5659.573053691357,5549.7117829370727,5423.6566361605637,5297.6014893840547,5171.5463426075439,5171.5463426075439,5171.5463426075439,5171.5463426075439,5171.5463426075439,5171.5463426075439,5171.5463426075439,5171.5463426075439,5171.5463426075439,5171.5463426075439,5171.5463426075439,5171.5463426075439,5171.5463426075439,5171.5463426075439,5171.5463426075439,5171.5463426075439,5171.5463426075439,5171.5463426075439,5171.5463426075439,5171.5463426075439,5171.5463426075439,5171.5463426075439,5171.5463426075439,5171.5463426075439,5171.5463426075439,5171.5463426075439,5171.5463426075439,5171.5463426075439]
[null,null,null,null,null,null,null,null,null,null,"TRG 3 - Low",5765.4992538128554,5441.6645142714933,5117.5227082747542,4968.9577138595832,4820.3927194444104,4671.8277250292394,4523.2627306140666,4343.183949504768,4163.1051683954674,3983.0263872861688,3929.0027529533791,3874.9791186205894,3820.9554842877997,3766.93184995501,3712.9082156222203,3658.8845812894301,3604.8609469566404,3577.8491297902456,3550.8373126238507,3523.8254954574559,3496.813678291061,3469.8018611246662,3442.7900439582713,3415.7782267918765,3388.7664096254816,3361.7545924590868,3334.7427752926924,3310.4321398429365,3286.1215043931811,3261.8108689434257,3237.5002334936703,3213.1895980439149,3188.8789625941595,3164.5683271444045,3140.2576916946487,3115.9470562448932,3091.6364207951374]
[null,null,null,null,null,null,null,null,null,null,"TRG 3 - Mid",5765.4992538128554,5648.1776638139745,5530.5490073597193,5386.7747068388862,5243.0004063180522,5099.22610579722,4955.4518052763851,4775.3730241670855,4595.2942430577868,4415.2154619484872,4392.0624758058621,4368.9094896632387,4345.7565035206144,4322.6035173779892,4299.4505312353667,4276.2975450927415,4253.1445589501182,4242.3398320835604,4231.5351052170017,{"$f":" $S$42*(AE308 + AE436)","v":4220.730378350444},4209.9256514838853,4199.1209246173275,4188.3161977507698,4177.511470884212,4166.7067440176543,4155.9020171510956,4145.0972902845378,4132.8162851489169,4120.535280013296,4108.2542748776759,4095.973269742055,4083.6922646064345,4071.411259470814,4059.1302543351931,4046.8492491995726,4034.5682440639521,4022.2872389283293]
[null,null,null,null,null,null,null,null,null,null,"TRG 3 - High",5765.4992538128554,5877.4815931112225,5989.1568659542118,5879.2955951999274,5769.4343244456422,5659.573053691357,5549.7117829370727,5423.6566361605637,5297.6014893840547,5171.5463426075439,5171.5463426075439,5171.5463426075439,5171.5463426075439,5171.5463426075439,5171.5463426075439,5171.5463426075439,5171.5463426075439,5171.5463426075439,5171.5463426075439,5171.5463426075439,5171.5463426075439,5171.5463426075439,5171.5463426075439,5171.5463426075439,5171.5463426075439,5171.5463426075439,5171.5463426075439,5171.5463426075439,5171.5463426075439,5171.5463426075439,5171.5463426075439,5171.5463426075439,5171.5463426075439,5171.5463426075439,5171.5463426075439,5171.5463426075439,5171.5463426075439]
[null,null,null,null,null,null,null,null,null,null,"TRG 4 - Low",5765.4992538128799,5441.6645142714933,5117.5227082747542,4968.9577138595832,4820.3927194444104,4671.8277250292394,4523.2627306140666,4343.183949504768,4163.1051683954674,3983.0263872861688,3929.0027529533791,3874.9791186205894,3820.9554842877997,3766.93184995501,3712.9082156222203,3658.8845812894301,3604.8609469566404,3577.8491297902456,3550.8373126238507,3523.8254954574559,3496.813678291061,3469.8018611246662,3442.7900439582713,3415.7782267918765,3388.7664096254816,3361.7545924590868,3334.7427752926924,3310.4321398429365,3286.1215043931811,3261.8108689434257,3237.5002334936703,3213.1895980439149,3188.8789625941595,3164.5683271444045,3140.2576916946487,3115.9470562448932,3091.6364207951374]
[null,null,null,null,null,null,null,null,null,null,"TRG 4 - Mid",5765.4992538128799,5648.1776638139754,5530.5490073597202,5386.7747068388871,5243.0004063180531,5099.226105797221,4955.4518052763851,4775.3730241670855,4595.2942430577868,4415.2154619484872,4392.0624758058621,4368.9094896632387,4345.7565035206144,4322.6035173779892,4299.4505312353667,4276.2975450927415,4253.1445589501182,4242.3398320835604,4231.5351052170017,4220.730378350444,4209.9256514838853,4199.1209246173275,4188.3161977507698,4177.511470884212,4166.7067440176543,4155.9020171510956,4145.0972902845378,4132.8162851489169,4120.535280013296,4108.2542748776759,4095.973269742055,4083.6922646064345,4071.411259470814,4059.1302543351931,4046.8492491995726,4034.5682440639521,4022.2872389283293]
[null,null,null,null,null,null,null,null,null,null,"TRG 4 - High",5765.4992538128799,5877.4815931112225,5989.1568659542127,5879.2955951999284,5769.4343244456431,5659.5730536913579,5549.7117829370727,5423.6566361605637,5297.6014893840547,5171.5463426075439,5171.5463426075439,5171.5463426075439,5171.5463426075439,5171.5463426075439,5171.5463426075439,5171.5463426075439,5171.5463426075439,5171.5463426075439,5171.5463426075439,5171.5463426075439,5171.5463426075439,5171.5463426075439,5171.5463426075439,5171.5463426075439,5171.5463426075439,5171.5463426075439,5171.5463426075439,5171.5463426075439,5171.5463426075439,5171.5463426075439,5171.5463426075439,5171.5463426075439,5171.5463426075439,5171.5463426075439,5171.5463426075439,5171.5463426075439,5171.5463426075439]
[null,null,null,null,null,null,null,null,null,null,"TRG 5 - Low",6339.9944872055039,5981.6900336605322,5623.0785136602371,5458.7149003267687,5294.3512869933002,5129.9876736598326,4965.624060326365,4766.3954381039784,4567.1668158815937,4367.9381936592063,4308.169606992491,4248.4010203257758,4188.6324336590606,4128.8638469923444,4069.0952603256287,4009.3266736589135,3949.5580869921964,3919.6737936588388,3889.7895003254812,3859.9052069921236,3830.0209136587655,3800.1366203254079,3770.2523269920503,3740.3680336586922,3710.4837403253346,3680.5994469919765,3650.7151536586184,3623.8192896585965,3596.9234256585746,3570.0275616585527,3543.1316976585308,3516.2358336585089,3489.3399696584866,3462.4441056584651,3435.5482416584432,3408.6523776584208,3381.7565136583971]
[null,null,null,null,null,null,null,null,null,null,"TRG 5 - Mid",6339.9944872055039,6212.0564454737187,6083.8113372866137,5923.8016913799838,5763.7920454733521,5603.7823995667222,5443.7727536600905,5244.544131437704,5045.3155092153193,4846.0868869929327,4820.4717784214827,4794.8566698500326,4769.2415612785835,4743.6264527071335,4718.0113441356834,4692.3962355642334,4666.7811269927852,4654.8274096594423,4642.8736923260985,4630.9199749927557,4618.9662576594119,4607.0125403260681,4595.0588229927253,4583.1051056593815,4571.1513883260386,4559.1976709926957,4547.2439536593538,4533.6569684654078,4520.0699832714627,4506.4829980775175,4492.8960128835715,4479.3090276896255,4465.7220424956804,4452.1350573017344,4438.5480721077893,4424.9610869138442,4411.374101719899]
[null,null,null,null,null,null,null,null,null,null,"TRG 5 - High",6339.9944872055039,6461.0493564139233,6581.7971591670203,6461.654671123757,6341.5121830804928,6221.3696950372278,6101.2272069939627,5961.7671714382923,5822.3071358826228,5682.8471003269524,5682.8471003269524,5682.8471003269524,5682.8471003269524,5682.8471003269524,5682.8471003269524,5682.8471003269524,5682.8471003269524,5682.8471003269524,5682.8471003269524,5682.8471003269524,5682.8471003269524,5682.8471003269524,{"$f":" $S$42*(AH315 + AH443)","v":5682.8471003269524},5682.8471003269524,5682.8471003269524,5682.8471003269524,5682.8471003269524,5682.8471003269524,5682.8471003269524,5682.8471003269524,5682.8471003269524,5682.8471003269524,5682.8471003269524,5682.8471003269524,5682.8471003269524,5682.8471003269524,5682.8471003269524]
[null,null,null,null,null,null,null,null,null,null,"TRG 6 - Low",6339.9944872055039,5981.6900336605322,5623.0785136602371,5458.7149003267687,5294.3512869933002,5129.9876736598326,4965.624060326365,4766.3954381039784,4567.1668158815937,4367.9381936592063,4308.169606992491,4248.4010203257758,4188.6324336590606,4128.8638469923444,4069.0952603256287,4009.3266736589135,3949.5580869921964,3919.6737936588388,3889.7895003254812,3859.9052069921236,3830.0209136587655,3800.1366203254079,3770.2523269920503,3740.3680336586922,3710.4837403253346,3680.5994469919765,3650.7151536586184,3623.8192896585965,3596.9234256585746,3570.0275616585527,3543.1316976585308,3516.2358336585089,3489.3399696584866,3462.4441056584651,3435.5482416584432,3408.6523776584208,3381.7565136583971]
[null,null,null,null,null,null,null,null,null,null,"TRG 6 - Mid",6339.9944872055039,6212.0564454737187,6083.8113372866137,5923.8016913799838,5763.7920454733521,5603.7823995667222,5443.7727536600905,5244.544131437704,5045.3155092153193,4846.0868869929327,4820.4717784214827,4794.8566698500326,4769.2415612785835,4743.6264527071335,4718.0113441356834,4692.3962355642334,4666.7811269927852,4654.8274096594423,4642.8736923260985,4630.9199749927557,4618.9662576594119,4607.0125403260681,4595.0588229927253,4583.1051056593815,4571.1513883260386,4559.1976709926957,4547.2439536593538,4533.6569684654078,4520.0699832714627,4506.4829980775175,4492.8960128835715,4479.3090276896255,4465.7220424956804,4452.1350573017344,4438.5480721077893,4424.9610869138442,4411.374101719899]
[null,null,null,null,null,null,null,null,null,null,"TRG 6 - High",6339.9944872055039,6461.0493564139233,6581.7971591670203,6461.654671123757,6341.5121830804928,6221.3696950372278,6101.2272069939627,5961.7671714382923,5822.3071358826228,5682.8471003269524,5682.8471003269524,5682.8471003269524,5682.8471003269524,5682.8471003269524,5682.8471003269524,5682.8471003269524,5682.8471003269524,5682.8471003269524,5682.8471003269524,5682.8471003269524,5682.8471003269524,5682.8471003269524,5682.8471003269524,5682.8471003269524,5682.8471003269524,5682.8471003269524,5682.8471003269524,5682.8471003269524,5682.8471003269524,5682.8471003269524,5682.8471003269524,5682.8471003269524,5682.8471003269524,5682.8471003269524,5682.8471003269524,5682.8471003269524,5682.8471003269524]
[null,null,null,null,null,null,null,null,null,null,"TRG 7 - Low",6339.9944872054994,5981.6900336605322,5623.0785136602371,5458.7149003267687,5294.3512869933002,5129.9876736598326,4965.624060326365,4766.3954381039784,4567.1668158815937,4367.9381936592063,4308.169606992491,4248.4010203257758,4188.6324336590606,4128.8638469923444,4069.0952603256287,4009.3266736589135,3949.5580869921964,3919.6737936588388,3889.7895003254812,3859.9052069921236,3830.0209136587655,3800.1366203254079,3770.2523269920503,3740.3680336586922,3710.4837403253346,3680.5994469919765,3650.7151536586184,3623.8192896585965,3596.9234256585746,3570.0275616585527,3543.1316976585308,3516.2358336585089,3489.3399696584866,3462.4441056584651,3435.5482416584432,3408.6523776584208,3381.7565136583971]
[null,null,null,null,null,null,null,null,null,null,"TRG 7 - Mid",6339.9944872054994,6212.0564454737187,6083.8113372866137,5923.8016913799838,5763.7920454733521,5603.7823995667222,5443.7727536600905,5244.544131437704,5045.3155092153193,4846.0868869929327,4820.4717784214827,4794.8566698500326,4769.2415612785835,4743.6264527071335,4718.0113441356834,4692.3962355642334,4666.7811269927852,4654.8274096594423,4642.8736923260985,4630.9199749927557,4618.9662576594119,4607.0125403260681,4595.0588229927253,4583.1051056593815,4571.1513883260386,4559.1976709926957,4547.2439536593538,4533.6569684654078,4520.0699832714627,4506.4829980775175,4492.8960128835715,4479.3090276896255,4465.7220424956804,4452.1350573017344,4438.5480721077893,4424.9610869138442,4411.374101719899]
[null,null,null,null,null,null,null,null,null,null,"TRG 7 - High",6339.9944872054994,6461.0493564139233,6581.7971591670193,6461.6546711237552,6341.5121830804919,6221.3696950372268,6101.2272069939627,5961.7671714382923,5822.3071358826228,5682.8471003269524,5682.8471003269524,5682.8471003269524,5682.8471003269524,5682.8471003269524,5682.8471003269524,5682.8471003269524,5682.8471003269524,5682.8471003269524,5682.8471003269524,5682.8471003269524,5682.8471003269524,5682.8471003269524,5682.8471003269524,5682.8471003269524,5682.8471003269524,5682.8471003269524,5682.8471003269524,5682.8471003269524,5682.8471003269524,5682.8471003269524,5682.8471003269524,5682.8471003269524,5682.8471003269524,5682.8471003269524,5682.8471003269524,5682.8471003269524,5682.8471003269524]
[null,null,null,null,null,null,null,null,null,null,"TRG 8 - Low",7378.3023860893836,6957.6994586113615,6536.7894646780351,6343.8723841252613,6150.9553035724875,5958.0382230197129,5765.1211424669382,5531.2822569484242,5297.4433714299103,5063.6044859113954,4993.4528202558404,4923.3011546002863,4853.1494889447313,4782.9978232891763,4712.8461576336231,4642.6944919780681,4572.542826322514,4537.4669934947369,4502.3911606669599,4467.3153278391819,4432.2394950114049,4397.1636621836278,4362.0878293558499,4327.0119965280737,4291.9361637002958,{"$f":" $S$42*(AK322 + AK450)","v":4256.8603308725187},4221.7844980447426,4190.2162484997425,4158.6479989547433,4127.0797494097433,4095.5114998647441,4063.9432503197445,4032.3750007747444,4000.8067512297448,3969.2385016847452,3937.6702521397456,3906.1020025947478]
[null,null,null,null,null,null,null,null,null,null,"TRG 8 - Mid",7378.3023860893836,7228.6229463245963,7078.636440104503,6890.56094700622,6702.4854539079379,6514.4099608096549,6326.3344677113728,6092.4955821928579,5858.6566966743439,5624.8178111558291,5594.7528115891637,5564.6878120224983,5534.622812455832,5504.5578128891657,5474.4928133225003,5444.427813755834,5414.362814189165,5400.3324810580552,5386.3021479269446,5372.271814795834,5358.2414816647242,5344.2111485336136,5330.180815402503,5316.1504822713923,5302.1201491402826,5288.089816009172,5274.0594828780577,5258.1121484043888,5242.164813930719,5226.2174794570492,5210.2701449833803,5194.3228105097105,5178.3754760360416,5162.4281415623727,5146.4808070887038,5130.533472615034,5114.5861381413615]
[null,null,null,null,null,null,null,null,null,null,"TRG 8 - High",7378.3023860893836,7520.51063761768,7662.4118226906721,7521.3095644986224,7380.2073063065718,7239.1050481145221,7098.0027899224706,6934.3155700595098,6770.628350196549,6606.9411303335901,6606.9411303335901,6606.9411303335901,6606.9411303335901,6606.9411303335901,6606.9411303335901,6606.9411303335901,6606.9411303335901,6606.9411303335901,6606.9411303335901,6606.9411303335901,6606.9411303335901,6606.9411303335901,6606.9411303335901,6606.9411303335901,6606.9411303335901,6606.9411303335901,6606.9411303335901,6606.9411303335901,6606.9411303335901,6606.9411303335901,6606.9411303335901,6606.9411303335901,6606.9411303335901,6606.9411303335901,6606.9411303335901,6606.9411303335901,6606.9411303335901]
[null,null,null,null,null,null,null,null,null,null,"TRG 9 - Low",7378.3023860893836,6957.6994586113615,6536.7894646780351,6343.8723841252613,6150.9553035724875,5958.0382230197129,5765.1211424669382,5531.2822569484242,5297.4433714299103,5063.6044859113954,4993.4528202558404,4923.3011546002863,4853.1494889447313,4782.9978232891763,4712.8461576336231,4642.6944919780681,4572.542826322514,4537.4669934947369,4502.3911606669599,4467.3153278391819,4432.2394950114049,4397.1636621836278,4362.0878293558499,4327.0119965280737,4291.9361637002958,4256.8603308725187,4221.7844980447426,4190.2162484997425,4158.6479989547433,4127.0797494097433,4095.5114998647441,4063.9432503197445,4032.3750007747444,4000.8067512297448,3969.2385016847452,3937.6702521397456,3906.1020025947478]
[null,null,null,null,null,null,null,null,null,null,"TRG 9 - Mid",7378.3023860893836,7228.6229463245963,7078.636440104503,6890.56094700622,6702.4854539079379,6514.4099608096549,6326.3344677113728,6092.4955821928579,5858.6566966743439,5624.8178111558291,5594.7528115891637,5564.6878120224983,5534.622812455832,5504.5578128891657,5474.4928133225003,5444.427813755834,5414.362814189165,5400.3324810580552,5386.3021479269446,5372.271814795834,5358.2414816647242,5344.2111485336136,5330.180815402503,5316.1504822713923,5302.1201491402826,5288.089816009172,5274.0594828780577,5258.1121484043888,5242.164813930719,5226.2174794570492,5210.2701449833803,5194.3228105097105,5178.3754760360416,5162.4281415623727,5146.4808070887038,5130.533472615034,5114.5861381413615]
[null,null,null,null,null,null,null,null,null,null,"TRG 9 - High",7378.3023860893836,7520.51063761768,7662.4118226906721,7521.3095644986224,7380.2073063065718,7239.1050481145221,7098.0027899224706,6934.3155700595098,6770.628350196549,6606.9411303335901,6606.9411303335901,6606.9411303335901,6606.9411303335901,6606.9411303335901,6606.9411303335901,6606.9411303335901,6606.9411303335901,6606.9411303335901,6606.9411303335901,6606.9411303335901,6606.9411303335901,6606.9411303335901,6606.9411303335901,6606.9411303335901,6606.9411303335901,6606.9411303335901,6606.9411303335901,6606.9411303335901,6606.9411303335901,6606.9411303335901,6606.9411303335901,6606.9411303335901,6606.9411303335901,6606.9411303335901,6606.9411303335901,6606.9411303335901,6606.9411303335901]
[null,null,null,null,null,null,null,null,null,null,"TRG 10 - Low",7378.3023860894591,6957.6994586113615,6536.7894646780351,6343.8723841252613,6150.9553035724875,5958.0382230197129,5765.1211424669382,5531.2822569484242,5297.4433714299103,5063.6044859113954,4993.4528202558404,4923.3011546002863,4853.1494889447313,4782.9978232891763,4712.8461576336231,4642.6944919780681,4572.542826322514,4537.4669934947369,4502.3911606669599,4467.3153278391819,4432.2394950114049,4397.1636621836278,4362.0878293558499,4327.0119965280737,4291.9361637002958,4256.8603308725187,4221.7844980447426,4190.2162484997425,4158.6479989547433,4127.0797494097433,4095.5114998647441,4063.9432503197445,4032.3750007747444,4000.8067512297448,3969.2385016847452,3937.6702521397456,3906.1020025947478]
[null,null,null,null,null,null,null,null,null,null,"TRG 10 - Mid",7378.3023860894591,7228.6229463245963,7078.636440104503,6890.56094700622,6702.4854539079379,6514.4099608096549,6326.3344677113728,6092.4955821928579,5858.6566966743439,5624.8178111558291,5594.7528115891637,5564.6878120224983,5534.622812455832,5504.5578128891657,5474.4928133225003,5444.427813755834,5414.362814189165,5400.3324810580552,5386.3021479269446,5372.271814795834,5358.2414816647242,5344.2111485336136,5330.180815402503,5316.1504822713923,5302.1201491402826,5288.089816009172,5274.0594828780577,5258.1121484043888,{"$f":" $S$42*(AN329 + AN457)","v":5242.164813930719},5226.2174794570492,5210.2701449833803,5194.3228105097105,5178.3754760360416,5162.4281415623727,5146.4808070887038,5130.533472615034,5114.5861381413615]
[null,null,null,null,null,null,null,null,null,null,"TRG 10 - High",7378.3023860894591,7520.51063761768,7662.4118226906721,7521.3095644986224,7380.2073063065718,7239.1050481145221,7098.0027899224706,6934.3155700595098,6770.628350196549,6606.9411303335901,6606.9411303335901,6606.9411303335901,6606.9411303335901,6606.9411303335901,6606.9411303335901,6606.9411303335901,6606.9411303335901,6606.9411303335901,6606.9411303335901,6606.9411303335901,6606.9411303335901,6606.9411303335901,6606.9411303335901,6606.9411303335901,6606.9411303335901,6606.9411303335901,6606.9411303335901,6606.9411303335901,6606.9411303335901,6606.9411303335901,6606.9411303335901,6606.9411303335901,6606.9411303335901,6606.9411303335901,6606.9411303335901,6606.9411303335901,6606.9411303335901]
[]
[null,null,null,null,null,null,null,null,null,"Construction Financing Cost ($/kW)","TRG 1 - Low",{"$f":"(L301+L429)*($S$42-1)","v":215.89233028703288},{"$f":"(M301+M429)*($S$42-1)","v":203.7661581257486},191.62848769004378,186.06538874034575,180.50228979064769,174.93919084094966,169.3760918912516,162.63294164919336,155.88979140713508,149.14664116507686,147.1236960924594,145.10075101984194,143.07780594722445,141.05486087460699,139.03191580198953,137.00897072937204,134.98602565675458,133.97455312044585,132.96308058413709,131.95160804782836,130.94013551151963,129.9286629752109,128.91719043890217,127.90571790259342,126.89424536628469,125.88277282997595,124.87130029366723,123.96097501098936,123.05064972831151,122.14032444563364,121.22999916295578,120.3196738802779,119.40934859760006,118.4990233149222,117.58869803224432,116.67837274956648,115.76804746688858]
[null,null,null,null,null,null,null,null,null,null,"TRG 1 - Mid",{"$f":"(L302+L430)*($S$42-1)","v":215.89233028703288},211.49915801472713,207.09448746800086,201.71077871904851,196.32706997009615,190.94336122114382,185.55965247219137,178.81650223013312,172.0733519880749,165.33020174601666,164.46322528632342,163.59624882663022,162.72927236693704,161.86229590724381,160.99531944755063,160.12834298785739,159.26136652816422,158.85677751364074,158.45218849911723,158.04759948459375,157.64301047007024,157.23842145554676,156.83383244102328,156.42924342649977,156.02465441197629,155.62006539745278,155.21547638292927,154.75560730650147,154.29573823007365,153.83586915364583,153.37600007721804,152.91613100079022,152.45626192436242,151.9963928479346,151.53652377150681,151.07665469507901,150.61678561865111]
[null,null,null,null,null,null,null,null,null,null,"TRG 1 - High",215.89233028703288,220.08557134349766,224.26731412554182,220.15349766190226,216.03968119826268,211.9258647346231,207.81204827098355,203.09184310154282,198.37163793210206,193.65143276266124,193.65143276266124,193.65143276266124,193.65143276266124,193.65143276266124,193.65143276266124,193.65143276266124,193.65143276266124,193.65143276266124,193.65143276266124,193.65143276266124,193.65143276266124,193.65143276266124,193.65143276266124,193.65143276266124,193.65143276266124,193.65143276266124,193.65143276266124,193.65143276266124,193.65143276266124,193.65143276266124,193.65143276266124,193.65143276266124,193.65143276266124,193.65143276266124,193.65143276266124,193.65143276266124,193.65143276266124]
[null,null,null,null,null,null,null,null,null,null,"TRG 2 - Low",215.89233028703075,203.7661581257486,191.62848769004378,186.06538874034575,180.50228979064769,174.93919084094966,169.3760918912516,162.63294164919336,155.88979140713508,149.14664116507686,147.1236960924594,145.10075101984194,143.07780594722445,141.05486087460699,139.03191580198953,137.00897072937204,134.98602565675458,133.97455312044585,132.96308058413709,131.95160804782836,130.94013551151963,129.9286629752109,128.91719043890217,127.90571790259342,126.89424536628469,125.88277282997595,124.87130029366723,123.96097501098936,123.05064972831151,122.14032444563364,121.22999916295578,120.3196738802779,119.40934859760006,118.4990233149222,117.58869803224432,116.67837274956648,115.76804746688858]
[null,null,null,null,null,null,null,null,null,null,"TRG 2 - Mid",215.89233028703075,211.4991580147271,207.09448746800084,201.71077871904848,196.32706997009609,190.94336122114376,185.55965247219137,178.81650223013312,172.0733519880749,165.33020174601666,164.46322528632342,163.59624882663022,162.72927236693704,161.86229590724381,160.99531944755063,160.12834298785739,159.26136652816422,158.85677751364074,158.45218849911723,158.04759948459375,157.64301047007024,157.23842145554676,156.83383244102328,156.42924342649977,156.02465441197629,155.62006539745278,155.21547638292927,154.75560730650147,154.29573823007365,153.83586915364583,153.37600007721804,152.91613100079022,152.45626192436242,151.9963928479346,151.53652377150681,151.07665469507901,150.61678561865111]
[null,null,null,null,null,null,null,null,null,null,"TRG 2 - High",215.89233028703075,220.08557134349766,224.26731412554182,220.15349766190226,216.03968119826268,211.9258647346231,207.81204827098355,203.09184310154282,198.37163793210206,193.65143276266124,193.65143276266124,193.65143276266124,193.65143276266124,193.65143276266124,193.65143276266124,193.65143276266124,193.65143276266124,193.65143276266124,193.65143276266124,193.65143276266124,193.65143276266124,193.65143276266124,193.65143276266124,193.65143276266124,193.65143276266124,193.65143276266124,193.65143276266124,193.65143276266124,193.65143276266124,193.65143276266124,193.65143276266124,193.65143276266124,193.65143276266124,193.65143276266124,193.65143276266124,193.65143276266124,193.65143276266124]
[null,null,null,null,null,null,null,null,null,null,"TRG 3 - Low",215.89233028703075,203.7661581257486,191.62848769004378,186.06538874034575,180.50228979064769,174.93919084094966,169.3760918912516,162.63294164919336,155.88979140713508,149.14664116507686,147.1236960924594,145.10075101984194,143.07780594722445,141.05486087460699,139.03191580198953,137.00897072937204,134.98602565675458,133.97455312044585,132.96308058413709,131.95160804782836,130.94013551151963,129.9286629752109,128.91719043890217,127.90571790259342,126.89424536628469,125.88277282997595,124.87130029366723,123.96097501098936,123.05064972831151,122.14032444563364,121.22999916295578,120.3196738802779,119.40934859760006,118.4990233149222,117.58869803224432,116.67837274956648,115.76804746688858]
[null,null,null,null,null,null,null,null,null,null,"TRG 3 - Mid",215.89233028703075,211.4991580147271,207.09448746800084,201.71077871904848,196.32706997009609,190.94336122114376,185.55965247219137,178.81650223013312,172.0733519880749,165.33020174601666,164.46322528632342,163.59624882663022,162.72927236693704,161.86229590724381,160.99531944755063,160.12834298785739,159.26136652816422,158.85677751364074,158.45218849911723,{"$f":"(AE308+AE436)*($S$42-1)","v":158.04759948459375},157.64301047007024,157.23842145554676,156.83383244102328,156.42924342649977,156.02465441197629,155.62006539745278,155.21547638292927,154.75560730650147,154.29573823007365,153.83586915364583,153.37600007721804,152.91613100079022,152.45626192436242,151.9963928479346,151.53652377150681,151.07665469507901,150.61678561865111]
[null,null,null,null,null,null,null,null,null,null,"TRG 3 - High",215.89233028703075,220.08557134349766,224.26731412554182,220.15349766190226,216.03968119826268,211.9258647346231,207.81204827098355,203.09184310154282,198.37163793210206,193.65143276266124,193.65143276266124,193.65143276266124,193.65143276266124,193.65143276266124,193.65143276266124,193.65143276266124,193.65143276266124,193.65143276266124,193.65143276266124,193.65143276266124,193.65143276266124,193.65143276266124,193.65143276266124,193.65143276266124,193.65143276266124,193.65143276266124,193.65143276266124,193.65143276266124,193.65143276266124,193.65143276266124,193.65143276266124,193.65143276266124,193.65143276266124,193.65143276266124,193.65143276266124,193.65143276266124,193.65143276266124]
[null,null,null,null,null,null,null,null,null,null,"TRG 4 - Low",215.89233028703165,203.7661581257486,191.62848769004378,186.06538874034575,180.50228979064769,174.93919084094966,169.3760918912516,162.63294164919336,155.88979140713508,149.14664116507686,147.1236960924594,145.10075101984194,143.07780594722445,141.05486087460699,139.03191580198953,137.00897072937204,134.98602565675458,133.97455312044585,132.96308058413709,131.95160804782836,130.94013551151963,129.9286629752109,128.91719043890217,127.90571790259342,126.89424536628469,125.88277282997595,124.87130029366723,123.96097501098936,123.05064972831151,122.14032444563364,121.22999916295578,120.3196738802779,119.40934859760006,118.4990233149222,117.58869803224432,116.67837274956648,115.76804746688858]
[null,null,null,null,null,null,null,null,null,null,"TRG 4 - Mid",215.89233028703165,211.49915801472713,207.09448746800086,201.71077871904851,196.32706997009615,190.94336122114382,185.55965247219137,178.81650223013312,172.0733519880749,165.33020174601666,164.46322528632342,163.59624882663022,162.72927236693704,161.86229590724381,160.99531944755063,160.12834298785739,159.26136652816422,158.85677751364074,158.45218849911723,158.04759948459375,157.64301047007024,157.23842145554676,156.83383244102328,156.42924342649977,156.02465441197629,155.62006539745278,155.21547638292927,154.75560730650147,154.29573823007365,153.83586915364583,153.37600007721804,152.91613100079022,152.45626192436242,151.9963928479346,151.53652377150681,151.07665469507901,150.61678561865111]
[null,null,null,null,null,null,null,null,null,null,"TRG 4 - High",215.89233028703165,220.08557134349766,224.26731412554184,220.15349766190229,216.03968119826271,211.92586473462313,207.81204827098355,203.09184310154282,198.37163793210206,193.65143276266124,193.65143276266124,193.65143276266124,193.65143276266124,193.65143276266124,193.65143276266124,193.65143276266124,193.65143276266124,193.65143276266124,193.65143276266124,193.65143276266124,193.65143276266124,193.65143276266124,193.65143276266124,193.65143276266124,193.65143276266124,193.65143276266124,193.65143276266124,193.65143276266124,193.65143276266124,193.65143276266124,193.65143276266124,193.65143276266124,193.65143276266124,193.65143276266124,193.65143276266124,193.65143276266124,193.65143276266124]
[null,null,null,null,null,null,null,null,null,null,"TRG 5 - Low",237.40462422998934,223.98771443212777,210.55930635984555,204.40461932671619,198.24993229358682,192.09524526045746,185.94055822732815,178.48033152050468,171.02010481368123,163.55987810685772,161.3218100948107,159.08374208276368,156.84567407071665,154.60760605866963,152.36953804662258,150.13147003457556,147.89340202252848,146.77436801650498,145.65533401048145,144.53630000445793,143.41726599843443,142.2982319924109,141.17919798638741,140.06016398036388,138.94112997434036,137.82209596831683,136.7030619622933,135.69593135687214,134.688800751451,133.68167014602983,132.67453954060866,131.6674089351875,130.66027832976633,129.65314772434519,128.64601711892402,127.63888651350285,126.63175590808163]
[null,null,null,null,null,null,null,null,null,null,"TRG 5 - Mid",237.40462422998934,232.61391301038972,227.8117035163695,221.82005321820324,215.82840292003698,209.83675262187074,203.84510232370442,196.38487561688095,188.92464891005753,181.46442220323405,180.50525019807102,179.546078192908,178.586906187745,177.62773418258197,176.66856217741892,175.70939017225589,174.75021816709295,174.30260456468352,173.85499096227409,173.40737735986468,172.95976375745528,172.51215015504584,172.06453655263644,171.61692295022704,171.1693093478176,170.7216957454082,170.27408214299885,169.76530991600455,169.25653768901026,168.74776546201599,168.2389932350217,167.7302210080274,167.2214487810331,166.71267655403878,166.20390432704454,165.69513210005022,165.18635987305598]
[null,null,null,null,null,null,null,null,null,null,"TRG 5 - High",237.40462422998934,241.93759122130649,246.45905993820298,241.96025756770771,237.46145519721244,232.96265282671712,228.46385045622182,223.24169176144537,218.01953306666897,212.79737437189257,212.79737437189257,212.79737437189257,212.79737437189257,212.79737437189257,212.79737437189257,212.79737437189257,212.79737437189257,212.79737437189257,212.79737437189257,212.79737437189257,212.79737437189257,212.79737437189257,{"$f":"(AH315+AH443)*($S$42-1)","v":212.79737437189257},212.79737437189257,212.79737437189257,212.79737437189257,212.79737437189257,212.79737437189257,212.79737437189257,212.79737437189257,212.79737437189257,212.79737437189257,212.79737437189257,212.79737437189257,212.79737437189257,212.79737437189257,212.79737437189257]
[null,null,null,null,null,null,null,null,null,null,"TRG 6 - Low",237.40462422998934,223.98771443212777,210.55930635984555,204.40461932671619,198.24993229358682,192.09524526045746,185.94055822732815,178.48033152050468,171.02010481368123,163.55987810685772,161.3218100948107,159.08374208276368,156.84567407071665,154.60760605866963,152.36953804662258,150.13147003457556,147.89340202252848,146.77436801650498,145.65533401048145,144.53630000445793,143.41726599843443,142.2982319924109,141.17919798638741,140.06016398036388,138.94112997434036,137.82209596831683,136.7030619622933,135.69593135687214,134.688800751451,133.68167014602983,132.67453954060866,131.6674089351875,130.66027832976633,129.65314772434519,128.64601711892402,127.63888651350285,126.63175590808163]
[null,null,null,null,null,null,null,null,null,null,"TRG 6 - Mid",237.40462422998934,232.61391301038972,227.8117035163695,221.82005321820324,215.82840292003698,209.83675262187074,203.84510232370442,196.38487561688095,188.92464891005753,181.46442220323405,180.50525019807102,179.546078192908,178.586906187745,177.62773418258197,176.66856217741892,175.70939017225589,174.75021816709295,174.30260456468352,173.85499096227409,173.40737735986468,172.95976375745528,172.51215015504584,172.06453655263644,171.61692295022704,171.1693093478176,170.7216957454082,170.27408214299885,169.76530991600455,169.25653768901026,168.74776546201599,168.2389932350217,167.7302210080274,167.2214487810331,166.71267655403878,166.20390432704454,165.69513210005022,165.18635987305598]
[null,null,null,null,null,null,null,null,null,null,"TRG 6 - High",237.40462422998934,241.93759122130649,246.45905993820298,241.96025756770771,237.46145519721244,232.96265282671712,228.46385045622182,223.24169176144537,218.01953306666897,212.79737437189257,212.79737437189257,212.79737437189257,212.79737437189257,212.79737437189257,212.79737437189257,212.79737437189257,212.79737437189257,212.79737437189257,212.79737437189257,212.79737437189257,212.79737437189257,212.79737437189257,212.79737437189257,212.79737437189257,212.79737437189257,212.79737437189257,212.79737437189257,212.79737437189257,212.79737437189257,212.79737437189257,212.79737437189257,212.79737437189257,212.79737437189257,212.79737437189257,212.79737437189257,212.79737437189257,212.79737437189257]
[null,null,null,null,null,null,null,null,null,null,"TRG 7 - Low",237.40462422998914,223.98771443212777,210.55930635984555,204.40461932671619,198.24993229358682,192.09524526045746,185.94055822732815,178.48033152050468,171.02010481368123,163.55987810685772,161.3218100948107,159.08374208276368,156.84567407071665,154.60760605866963,152.36953804662258,150.13147003457556,147.89340202252848,146.77436801650498,145.65533401048145,144.53630000445793,143.41726599843443,142.2982319924109,141.17919798638741,140.06016398036388,138.94112997434036,137.82209596831683,136.7030619622933,135.69593135687214,134.688800751451,133.68167014602983,132.67453954060866,131.6674089351875,130.66027832976633,129.65314772434519,128.64601711892402,127.63888651350285,126.63175590808163]
[null,null,null,null,null,null,null,null,null,null,"TRG 7 - Mid",237.40462422998914,232.61391301038972,227.8117035163695,221.82005321820324,215.82840292003698,209.83675262187074,203.84510232370442,196.38487561688095,188.92464891005753,181.46442220323405,180.50525019807102,179.546078192908,178.586906187745,177.62773418258197,176.66856217741892,175.70939017225589,174.75021816709295,174.30260456468352,173.85499096227409,173.40737735986468,172.95976375745528,172.51215015504584,172.06453655263644,171.61692295022704,171.1693093478176,170.7216957454082,170.27408214299885,169.76530991600455,169.25653768901026,168.74776546201599,168.2389932350217,167.7302210080274,167.2214487810331,166.71267655403878,166.20390432704454,165.69513210005022,165.18635987305598]
[null,null,null,null,null,null,null,null,null,null,"TRG 7 - High",237.40462422998914,241.93759122130649,246.45905993820293,241.96025756770766,237.46145519721239,232.96265282671709,228.46385045622182,223.24169176144537,218.01953306666897,212.79737437189257,212.79737437189257,212.79737437189257,212.79737437189257,212.79737437189257,212.79737437189257,212.79737437189257,212.79737437189257,212.79737437189257,212.79737437189257,212.79737437189257,212.79737437189257,212.79737437189257,212.79737437189257,212.79737437189257,212.79737437189257,212.79737437189257,212.79737437189257,212.79737437189257,212.79737437189257,212.79737437189257,212.79737437189257,212.79737437189257,212.79737437189257,212.79737437189257,212.79737437189257,212.79737437189257,212.79737437189257]
[null,null,null,null,null,null,null,null,null,null,"TRG 8 - Low",276.28464172322333,260.53493087576709,244.77372175389087,237.54983423969762,230.32594672550437,223.10205921131109,215.87817169711781,207.12194440718659,198.36571711725537,189.60948982732413,186.98262164034475,184.35575345336537,181.72888526638599,179.10201707940661,176.47514889242726,173.84828070544785,171.2214125184685,169.90797842497881,168.59454433148912,167.28111023799943,165.96767614450974,164.65424205102005,163.34080795753036,162.0273738640407,160.71393977055098,{"$f":"(AK322+AK450)*($S$42-1)","v":159.40050567706132},158.08707158357166,156.90498089943094,155.72289021529022,154.54079953114947,153.35870884700876,152.17661816286804,150.99452747872729,149.81243679458657,148.63034611044586,147.44825542630514,146.26616474216448]
[null,null,null,null,null,null,null,null,null,null,"TRG 8 - Mid",276.28464172322333,270.67981174678948,265.0634834959356,258.02089192018991,250.97830034444416,243.93570876869845,236.89311719295279,228.13688990302154,219.38066261309032,210.62443532315908,209.49863467159648,208.37283402003393,207.24703336847134,206.12123271690876,204.99543206534619,203.86963141378362,202.74383076222091,202.21845712482505,201.69308348742919,201.16770985003336,200.6423362126375,200.11696257524164,199.59158893784578,199.06621530044993,198.54084166305407,198.01546802565821,197.49009438826221,196.8929375680423,196.29578074782239,195.69862392760248,195.10146710738255,194.50431028716264,193.90715346694273,193.30999664672285,192.71283982650291,192.11568300628301,191.51852618606296]
[null,null,null,null,null,null,null,null,null,null,"TRG 8 - High",276.28464172322333,281.6097088955388,286.92327779343429,281.63962515750717,276.35597252158004,271.07231988565297,265.78866724972585,259.65930814677398,253.52994904382209,247.40058994087025,247.40058994087025,247.40058994087025,247.40058994087025,247.40058994087025,247.40058994087025,247.40058994087025,247.40058994087025,247.40058994087025,247.40058994087025,247.40058994087025,247.40058994087025,247.40058994087025,247.40058994087025,247.40058994087025,247.40058994087025,247.40058994087025,247.40058994087025,247.40058994087025,247.40058994087025,247.40058994087025,247.40058994087025,247.40058994087025,247.40058994087025,247.40058994087025,247.40058994087025,247.40058994087025,247.40058994087025]
[null,null,null,null,null,null,null,null,null,null,"TRG 9 - Low",276.28464172322333,260.53493087576709,244.77372175389087,237.54983423969762,230.32594672550437,223.10205921131109,215.87817169711781,207.12194440718659,198.36571711725537,189.60948982732413,186.98262164034475,184.35575345336537,181.72888526638599,179.10201707940661,176.47514889242726,173.84828070544785,171.2214125184685,169.90797842497881,168.59454433148912,167.28111023799943,165.96767614450974,164.65424205102005,163.34080795753036,162.0273738640407,160.71393977055098,159.40050567706132,158.08707158357166,156.90498089943094,155.72289021529022,154.54079953114947,153.35870884700876,152.17661816286804,150.99452747872729,149.81243679458657,148.63034611044586,147.44825542630514,146.26616474216448]
[null,null,null,null,null,null,null,null,null,null,"TRG 9 - Mid",276.28464172322333,270.67981174678948,265.0634834959356,258.02089192018991,250.97830034444416,243.93570876869845,236.89311719295279,228.13688990302154,219.38066261309032,210.62443532315908,209.49863467159648,208.37283402003393,207.24703336847134,206.12123271690876,204.99543206534619,203.86963141378362,202.74383076222091,202.21845712482505,201.69308348742919,201.16770985003336,200.6423362126375,200.11696257524164,199.59158893784578,199.06621530044993,198.54084166305407,198.01546802565821,197.49009438826221,196.8929375680423,196.29578074782239,195.69862392760248,195.10146710738255,194.50431028716264,193.90715346694273,193.30999664672285,192.71283982650291,192.11568300628301,191.51852618606296]
[null,null,null,null,null,null,null,null,null,null,"TRG 9 - High",276.28464172322333,281.6097088955388,286.92327779343429,281.63962515750717,276.35597252158004,271.07231988565297,265.78866724972585,259.65930814677398,253.52994904382209,247.40058994087025,247.40058994087025,247.40058994087025,247.40058994087025,247.40058994087025,247.40058994087025,247.40058994087025,247.40058994087025,247.40058994087025,247.40058994087025,247.40058994087025,247.40058994087025,247.40058994087025,247.40058994087025,247.40058994087025,247.40058994087025,247.40058994087025,247.40058994087025,247.40058994087025,247.40058994087025,247.40058994087025,247.40058994087025,247.40058994087025,247.40058994087025,247.40058994087025,247.40058994087025,247.40058994087025,247.40058994087025]
[null,null,null,null,null,null,null,null,null,null,"TRG 10 - Low",276.28464172322617,260.53493087576709,244.77372175389087,237.54983423969762,230.32594672550437,223.10205921131109,215.87817169711781,207.12194440718659,198.36571711725537,189.60948982732413,186.98262164034475,184.35575345336537,181.72888526638599,179.10201707940661,176.47514889242726,173.84828070544785,171.2214125184685,169.90797842497881,168.59454433148912,167.28111023799943,165.96767614450974,164.65424205102005,163.34080795753036,162.0273738640407,160.71393977055098,159.40050567706132,158.08707158357166,156.90498089943094,155.72289021529022,154.54079953114947,153.35870884700876,152.17661816286804,150.99452747872729,149.81243679458657,148.63034611044586,147.44825542630514,146.26616474216448]
[null,null,null,null,null,null,null,null,null,null,"TRG 10 - Mid",276.28464172322617,270.67981174678948,265.0634834959356,258.02089192018991,250.97830034444416,243.93570876869845,236.89311719295279,228.13688990302154,219.38066261309032,210.62443532315908,209.49863467159648,208.37283402003393,207.24703336847134,206.12123271690876,204.99543206534619,203.86963141378362,202.74383076222091,202.21845712482505,201.69308348742919,201.16770985003336,200.6423362126375,200.11696257524164,199.59158893784578,199.06621530044993,198.54084166305407,198.01546802565821,197.49009438826221,196.8929375680423,{"$f":"(AN329+AN457)*($S$42-1)","v":196.29578074782239},195.69862392760248,195.10146710738255,194.50431028716264,193.90715346694273,193.30999664672285,192.71283982650291,192.11568300628301,191.51852618606296]
[null,null,null,null,null,null,null,null,null,null,"TRG 10 - High",276.28464172322617,281.6097088955388,286.92327779343429,281.63962515750717,276.35597252158004,271.07231988565297,265.78866724972585,259.65930814677398,253.52994904382209,247.40058994087025,247.40058994087025,247.40058994087025,247.40058994087025,247.40058994087025,247.40058994087025,247.40058994087025,247.40058994087025,247.40058994087025,247.40058994087025,247.40058994087025,247.40058994087025,247.40058994087025,247.40058994087025,247.40058994087025,247.40058994087025,247.40058994087025,247.40058994087025,247.40058994087025,247.40058994087025,247.40058994087025,247.40058994087025,247.40058994087025,247.40058994087025,247.40058994087025,247.40058994087025,247.40058994087025,247.40058994087025]
[]
[null,null,null,null,null,null,null,null,null,"Overnight Capital Cost (OCC) ($/kW)","TRG 1 - Low",5306.6069235258792,4994.8983561457444,4682.8942205847106,4539.8923251192373,4396.890429653763,4253.8885341882897,4110.8866387228154,3937.551007855574,3764.2153769883325,3590.879746121092,3538.8790568609197,3486.8783676007474,3434.8776783405751,3382.8769890804028,3330.8762998202305,3278.8756105600582,3226.874921299886,3200.8745766697998,3174.8742320397137,3148.8738874096275,3122.8735427795414,3096.8731981494552,3070.8728535193691,3044.8725088892829,3018.8721642591968,2992.8718196291106,2966.8714749990249,2943.4711648319471,2920.0708546648698,2896.670544497792,2873.2702343307146,2849.8699241636368,2826.4696139965595,2803.0693038294821,2779.6689936624043,2756.268683495327,2732.8683733282487]
[null,null,null,null,null,null,null,null,null,null,"TRG 1 - Mid",5306.6069235258792,5193.6785057992483,5080.4545198917194,4942.0639281198382,4803.673336347957,4665.2827445760768,4526.8921528041938,4353.5565219369528,4180.2208910697118,4006.8852602024704,3984.5992505195395,3962.3132408366082,3940.0272311536773,3917.741221470746,3895.4552117878152,3873.1692021048839,3850.8831924219535,3840.4830545699192,3830.0829167178845,3819.6827788658502,3809.2826410138155,3798.8825031617812,3788.4823653097469,3778.0822274577122,3767.6820896056779,3757.2819517536432,3746.8818139016084,3735.0606778424158,3723.2395417832226,3711.41840572403,3699.5972696648369,3687.7761336056442,3675.9549975464515,3664.1338614872584,3652.3127254280657,3640.4915893688731,3628.6704533096781]
[null,null,null,null,null,null,null,null,null,null,"TRG 1 - High",5306.6069235258792,5414.396021767725,5521.8895518286699,5416.1420975380252,5310.3946432473795,5204.6471889567338,5098.899734666089,4977.5647930590212,4856.2298514519525,4734.8949098448829,4734.8949098448829,4734.8949098448829,4734.8949098448829,4734.8949098448829,4734.8949098448829,4734.8949098448829,4734.8949098448829,4734.8949098448829,4734.8949098448829,4734.8949098448829,4734.8949098448829,4734.8949098448829,4734.8949098448829,4734.8949098448829,4734.8949098448829,4734.8949098448829,4734.8949098448829,4734.8949098448829,4734.8949098448829,4734.8949098448829,4734.8949098448829,4734.8949098448829,4734.8949098448829,4734.8949098448829,4734.8949098448829,4734.8949098448829,4734.8949098448829]
[null,null,null,null,null,null,null,null,null,null,"TRG 2 - Low",5306.6069235258246,4994.8983561457444,4682.8942205847106,4539.8923251192373,4396.890429653763,4253.8885341882897,4110.8866387228154,3937.551007855574,3764.2153769883325,3590.879746121092,3538.8790568609197,3486.8783676007474,3434.8776783405751,3382.8769890804028,3330.8762998202305,3278.8756105600582,3226.874921299886,3200.8745766697998,3174.8742320397137,3148.8738874096275,3122.8735427795414,3096.8731981494552,3070.8728535193691,3044.8725088892829,3018.8721642591968,2992.8718196291106,2966.8714749990249,2943.4711648319471,2920.0708546648698,2896.670544497792,2873.2702343307146,2849.8699241636368,2826.4696139965595,2803.0693038294821,2779.6689936624043,2756.268683495327,2732.8683733282487]
[null,null,null,null,null,null,null,null,null,null,"TRG 2 - Mid",5306.6069235258246,5193.6785057992474,5080.4545198917185,4942.0639281198373,4803.6733363479561,4665.2827445760759,4526.8921528041938,4353.5565219369528,4180.2208910697118,4006.8852602024704,3984.5992505195395,3962.3132408366082,3940.0272311536773,3917.741221470746,3895.4552117878152,3873.1692021048839,3850.8831924219535,3840.4830545699192,3830.0829167178845,3819.6827788658502,3809.2826410138155,3798.8825031617812,3788.4823653097469,3778.0822274577122,3767.6820896056779,3757.2819517536432,3746.8818139016084,3735.0606778424158,3723.2395417832226,3711.41840572403,3699.5972696648369,3687.7761336056442,3675.9549975464515,3664.1338614872584,3652.3127254280657,3640.4915893688731,3628.6704533096781]
[null,null,null,null,null,null,null,null,null,null,"TRG 2 - High",5306.6069235258246,5414.396021767725,5521.8895518286699,5416.1420975380252,5310.3946432473795,5204.6471889567338,5098.899734666089,4977.5647930590212,4856.2298514519525,4734.8949098448829,4734.8949098448829,4734.8949098448829,4734.8949098448829,4734.8949098448829,4734.8949098448829,4734.8949098448829,4734.8949098448829,4734.8949098448829,4734.8949098448829,4734.8949098448829,4734.8949098448829,4734.8949098448829,4734.8949098448829,4734.8949098448829,4734.8949098448829,4734.8949098448829,4734.8949098448829,4734.8949098448829,4734.8949098448829,4734.8949098448829,4734.8949098448829,4734.8949098448829,4734.8949098448829,4734.8949098448829,4734.8949098448829,4734.8949098448829,4734.8949098448829]
[null,null,null,null,null,null,null,null,null,null,"TRG 3 - Low",5306.6069235258246,4994.8983561457444,4682.8942205847106,4539.8923251192373,4396.890429653763,4253.8885341882897,4110.8866387228154,3937.551007855574,3764.2153769883325,3590.879746121092,3538.8790568609197,3486.8783676007474,3434.8776783405751,3382.8769890804028,3330.8762998202305,3278.8756105600582,3226.874921299886,3200.8745766697998,3174.8742320397137,3148.8738874096275,3122.8735427795414,3096.8731981494552,3070.8728535193691,3044.8725088892829,3018.8721642591968,2992.8718196291106,2966.8714749990249,2943.4711648319471,2920.0708546648698,2896.670544497792,2873.2702343307146,2849.8699241636368,2826.4696139965595,2803.0693038294821,2779.6689936624043,2756.268683495327,2732.8683733282487]
[null,null,null,null,null,null,null,null,null,null,"TRG 3 - Mid",5306.6069235258246,5193.6785057992474,5080.4545198917185,4942.0639281198373,4803.6733363479561,4665.2827445760759,4526.8921528041938,4353.5565219369528,4180.2208910697118,4006.8852602024704,3984.5992505195395,3962.3132408366082,3940.0272311536773,3917.741221470746,3895.4552117878152,3873.1692021048839,3850.8831924219535,3840.4830545699192,3830.0829167178845,3819.6827788658502,3809.2826410138155,3798.8825031617812,3788.4823653097469,3778.0822274577122,3767.6820896056779,3757.2819517536432,3746.8818139016084,3735.0606778424158,3723.2395417832226,3711.41840572403,3699.5972696648369,3687.7761336056442,3675.9549975464515,3664.1338614872584,3652.3127254280657,3640.4915893688731,3628.6704533096781]
[null,null,null,null,null,null,null,null,null,null,"TRG 3 - High",5306.6069235258246,5414.396021767725,5521.8895518286699,5416.1420975380252,5310.3946432473795,5204.6471889567338,5098.899734666089,4977.5647930590212,4856.2298514519525,4734.8949098448829,4734.8949098448829,4734.8949098448829,4734.8949098448829,4734.8949098448829,4734.8949098448829,4734.8949098448829,4734.8949098448829,4734.8949098448829,4734.8949098448829,4734.8949098448829,4734.8949098448829,4734.8949098448829,4734.8949098448829,4734.8949098448829,4734.8949098448829,4734.8949098448829,4734.8949098448829,4734.8949098448829,4734.8949098448829,4734.8949098448829,4734.8949098448829,4734.8949098448829,4734.8949098448829,4734.8949098448829,4734.8949098448829,4734.8949098448829,4734.8949098448829]
[null,null,null,null,null,null,null,null,null,null,"TRG 4 - Low",5306.6069235258483,4994.8983561457444,4682.8942205847106,4539.8923251192373,4396.890429653763,4253.8885341882897,4110.8866387228154,3937.551007855574,3764.2153769883325,3590.879746121092,3538.8790568609197,3486.8783676007474,3434.8776783405751,3382.8769890804028,3330.8762998202305,3278.8756105600582,3226.874921299886,3200.8745766697998,3174.8742320397137,3148.8738874096275,3122.8735427795414,3096.8731981494552,3070.8728535193691,3044.8725088892829,3018.8721642591968,2992.8718196291106,2966.8714749990249,2943.4711648319471,2920.0708546648698,2896.670544497792,2873.2702343307146,2849.8699241636368,2826.4696139965595,2803.0693038294821,2779.6689936624043,2756.268683495327,2732.8683733282487]
[null,null,null,null,null,null,null,null,null,null,"TRG 4 - Mid",5306.6069235258483,5193.6785057992483,5080.4545198917194,4942.0639281198382,4803.673336347957,4665.2827445760768,4526.8921528041938,4353.5565219369528,4180.2208910697118,4006.8852602024704,3984.5992505195395,3962.3132408366082,3940.0272311536773,3917.741221470746,3895.4552117878152,3873.1692021048839,3850.8831924219535,3840.4830545699192,3830.0829167178845,3819.6827788658502,3809.2826410138155,3798.8825031617812,3788.4823653097469,3778.0822274577122,3767.6820896056779,3757.2819517536432,3746.8818139016084,3735.0606778424158,3723.2395417832226,3711.41840572403,3699.5972696648369,3687.7761336056442,3675.9549975464515,3664.1338614872584,3652.3127254280657,3640.4915893688731,3628.6704533096781]
[null,null,null,null,null,null,null,null,null,null,"TRG 4 - High",5306.6069235258483,5414.396021767725,5521.8895518286708,5416.1420975380261,5310.3946432473804,5204.6471889567347,5098.899734666089,4977.5647930590212,4856.2298514519525,4734.8949098448829,4734.8949098448829,4734.8949098448829,4734.8949098448829,4734.8949098448829,4734.8949098448829,4734.8949098448829,4734.8949098448829,4734.8949098448829,4734.8949098448829,4734.8949098448829,4734.8949098448829,4734.8949098448829,4734.8949098448829,4734.8949098448829,4734.8949098448829,4734.8949098448829,4734.8949098448829,4734.8949098448829,4734.8949098448829,4734.8949098448829,4734.8949098448829,4734.8949098448829,4734.8949098448829,4734.8949098448829,4734.8949098448829,4734.8949098448829,4734.8949098448829]
[null,null,null,null,null,null,null,null,null,null,"TRG 5 - Low",5859.5898629755147,5514.7023192284041,5169.5192073003918,5011.3102810000528,4853.1013546997137,4694.8924283993747,4536.6835020990366,4344.915106583474,4153.1467110679123,3961.3783155523488,3903.8477968976804,3846.317278243012,3788.7867595883436,3731.2562409336751,3673.7257222790063,3616.1952036243379,3558.6646849696681,3529.8994256423339,3501.1341663149997,3472.3689069876655,3443.6036476603313,3414.8383883329971,3386.0731290056628,3357.3078696783282,3328.542610350994,3299.7773510236598,3271.0120916963251,3245.1233583017242,3219.2346249071238,3193.3458915125229,3167.4571581179221,3141.5684247233212,3115.6796913287203,3089.7909579341199,3063.902224539519,3038.0134911449181,3012.1247577503154]
[null,null,null,null,null,null,null,null,null,null,"TRG 5 - Mid",5859.5898629755147,5736.4425324633294,5612.9996337702441,5458.9816381617802,5304.9636425533154,5150.9456469448514,4996.9276513363857,4805.1592558208231,4613.3908603052614,4421.6224647896988,4396.9665282234118,4372.3105916571249,4347.6546550908388,4322.9987185245518,4298.3427819582648,4273.6868453919778,4249.0309088256927,4237.5248050947584,4226.0187013638242,4214.5125976328909,4203.0064939019567,4191.5003901710224,4179.9942864400891,4168.4881827091549,4156.9820789782207,4145.4759752472874,4133.9698715163549,4120.8916585494035,4107.813445582452,4094.735232615501,4081.6570196485495,4068.5788066815985,4055.5005937146475,4042.422380747696,4029.344167780745,4016.2659548137935,4003.1877418468434]
[null,null,null,null,null,null,null,null,null,null,"TRG 5 - High",5859.5898629755147,5976.111765192617,6092.3380992288176,5976.6944135560489,5861.0507278832802,5745.4070422105106,5629.7633565377409,5495.5254796768468,5361.2876028159535,5227.0497259550602,5227.0497259550602,5227.0497259550602,5227.0497259550602,5227.0497259550602,5227.0497259550602,5227.0497259550602,5227.0497259550602,5227.0497259550602,5227.0497259550602,5227.0497259550602,5227.0497259550602,5227.0497259550602,5227.0497259550602,5227.0497259550602,5227.0497259550602,5227.0497259550602,5227.0497259550602,5227.0497259550602,5227.0497259550602,5227.0497259550602,5227.0497259550602,5227.0497259550602,5227.0497259550602,5227.0497259550602,5227.0497259550602,5227.0497259550602,5227.0497259550602]
[null,null,null,null,null,null,null,null,null,null,"TRG 6 - Low",5859.5898629755147,5514.7023192284041,5169.5192073003918,5011.3102810000528,4853.1013546997137,4694.8924283993747,4536.6835020990366,4344.915106583474,4153.1467110679123,3961.3783155523488,3903.8477968976804,3846.317278243012,3788.7867595883436,3731.2562409336751,3673.7257222790063,3616.1952036243379,3558.6646849696681,3529.8994256423339,3501.1341663149997,3472.3689069876655,3443.6036476603313,3414.8383883329971,3386.0731290056628,3357.3078696783282,3328.542610350994,3299.7773510236598,3271.0120916963251,3245.1233583017242,3219.2346249071238,3193.3458915125229,3167.4571581179221,3141.5684247233212,3115.6796913287203,3089.7909579341199,3063.902224539519,3038.0134911449181,3012.1247577503154]
[null,null,null,null,null,null,null,null,null,null,"TRG 6 - Mid",5859.5898629755147,5736.4425324633294,5612.9996337702441,5458.9816381617802,5304.9636425533154,5150.9456469448514,4996.9276513363857,4805.1592558208231,4613.3908603052614,4421.6224647896988,4396.9665282234118,4372.3105916571249,4347.6546550908388,4322.9987185245518,4298.3427819582648,4273.6868453919778,4249.0309088256927,4237.5248050947584,4226.0187013638242,4214.5125976328909,4203.0064939019567,4191.5003901710224,4179.9942864400891,4168.4881827091549,4156.9820789782207,4145.4759752472874,4133.9698715163549,4120.8916585494035,4107.813445582452,4094.735232615501,4081.6570196485495,4068.5788066815985,4055.5005937146475,4042.422380747696,4029.344167780745,4016.2659548137935,4003.1877418468434]
[null,null,null,null,null,null,null,null,null,null,"TRG 6 - High",5859.5898629755147,5976.111765192617,6092.3380992288176,5976.6944135560489,5861.0507278832802,5745.4070422105106,5629.7633565377409,5495.5254796768468,5361.2876028159535,5227.0497259550602,5227.0497259550602,5227.0497259550602,5227.0497259550602,5227.0497259550602,5227.0497259550602,5227.0497259550602,5227.0497259550602,5227.0497259550602,5227.0497259550602,5227.0497259550602,5227.0497259550602,5227.0497259550602,5227.0497259550602,5227.0497259550602,5227.0497259550602,5227.0497259550602,5227.0497259550602,5227.0497259550602,5227.0497259550602,5227.0497259550602,5227.0497259550602,5227.0497259550602,5227.0497259550602,5227.0497259550602,5227.0497259550602,5227.0497259550602,5227.0497259550602]
[null,null,null,null,null,null,null,null,null,null,"TRG 7 - Low",5859.5898629755102,5514.7023192284041,5169.5192073003918,5011.3102810000528,4853.1013546997137,4694.8924283993747,4536.6835020990366,4344.915106583474,4153.1467110679123,3961.3783155523488,3903.8477968976804,3846.317278243012,3788.7867595883436,3731.2562409336751,3673.7257222790063,3616.1952036243379,3558.6646849696681,3529.8994256423339,3501.1341663149997,3472.3689069876655,3443.6036476603313,3414.8383883329971,3386.0731290056628,3357.3078696783282,3328.542610350994,3299.7773510236598,3271.0120916963251,3245.1233583017242,3219.2346249071238,3193.3458915125229,3167.4571581179221,3141.5684247233212,3115.6796913287203,3089.7909579341199,3063.902224539519,3038.0134911449181,3012.1247577503154]
[null,null,null,null,null,null,null,null,null,null,"TRG 7 - Mid",5859.5898629755102,5736.4425324633294,5612.9996337702441,5458.9816381617802,5304.9636425533154,5150.9456469448514,4996.9276513363857,4805.1592558208231,4613.3908603052614,4421.6224647896988,4396.9665282234118,4372.3105916571249,4347.6546550908388,4322.9987185245518,4298.3427819582648,4273.6868453919778,4249.0309088256927,4237.5248050947584,4226.0187013638242,4214.5125976328909,4203.0064939019567,4191.5003901710224,4179.9942864400891,4168.4881827091549,4156.9820789782207,4145.4759752472874,4133.9698715163549,4120.8916585494035,4107.813445582452,4094.735232615501,4081.6570196485495,4068.5788066815985,4055.5005937146475,4042.422380747696,4029.344167780745,4016.2659548137935,4003.1877418468434]
[null,null,null,null,null,null,null,null,null,null,"TRG 7 - High",5859.5898629755102,5976.111765192617,6092.3380992288166,5976.6944135560479,5861.0507278832793,5745.4070422105096,5629.7633565377409,5495.5254796768468,5361.2876028159535,5227.0497259550602,5227.0497259550602,5227.0497259550602,5227.0497259550602,5227.0497259550602,5227.0497259550602,5227.0497259550602,5227.0497259550602,5227.0497259550602,5227.0497259550602,5227.0497259550602,5227.0497259550602,5227.0497259550602,5227.0497259550602,5227.0497259550602,5227.0497259550602,5227.0497259550602,5227.0497259550602,5227.0497259550602,5227.0497259550602,5227.0497259550602,5227.0497259550602,5227.0497259550602,5227.0497259550602,5227.0497259550602,5227.0497259550602,5227.0497259550602,5227.0497259550602]
[null,null,null,null,null,null,null,null,null,null,"TRG 8 - Low",6859.0177443661605,6454.1645277355947,6049.0157429241444,5863.3225498855636,5677.6293568469828,5491.9361638084019,5306.2429707698202,5081.1603125412375,4856.0776543126549,4630.9949960840713,4563.470198615496,4495.9454011469206,4428.4206036783453,4360.8958062097699,4293.3710087411955,4225.8462112726202,4158.3214138040457,4124.5590150697581,4090.7966163354704,4057.0342176011827,4023.271818866895,3989.5094201326074,3955.7470213983197,3921.9846226640325,3888.2222239297448,3854.4598251954571,3820.6974264611708,3790.311267600312,3759.9251087394532,3729.5389498785939,3699.1527910177351,3668.7666321568763,3638.380473296017,3607.9943144351582,3577.6081555742994,3547.2219967134406,3516.8358378525832]
[null,null,null,null,null,null,null,null,null,null,"TRG 8 - Mid",6859.0177443661605,6714.9431345778066,6570.5729566085674,6389.5400550860304,6208.5071535634934,6027.4742520409563,5846.4413505184202,5621.3586922898367,5396.276034061254,5171.1933758326704,5142.2541769175668,5113.3149780024642,5084.3757790873606,5055.436580172257,5026.4973812571543,4997.5581823420507,4968.6189834269444,4955.1140239332299,4941.6090644395154,4928.1041049458008,4914.5991454520863,4901.0941859583718,4887.5892264646573,4874.0842669709427,4860.5793074772282,4847.0743479835137,4833.5693884897955,4818.2192108363461,4802.8690331828966,4787.5188555294471,4772.1686778759977,4756.8185002225482,4741.4683225690987,4726.1181449156502,4710.7679672622007,4695.4177896087513,4680.0676119552982]
[null,null,null,null,null,null,null,null,null,null,"TRG 8 - High",6859.0177443661605,6995.9009287221415,7132.4885448972382,6996.6699393411154,6860.8513337849918,6725.032728228869,6589.2141226727445,6431.6562619127362,6274.0984011527271,6116.5405403927198,6116.5405403927198,6116.5405403927198,6116.5405403927198,6116.5405403927198,6116.5405403927198,6116.5405403927198,6116.5405403927198,6116.5405403927198,6116.5405403927198,6116.5405403927198,6116.5405403927198,6116.5405403927198,6116.5405403927198,6116.5405403927198,6116.5405403927198,6116.5405403927198,6116.5405403927198,6116.5405403927198,6116.5405403927198,6116.5405403927198,6116.5405403927198,6116.5405403927198,6116.5405403927198,6116.5405403927198,6116.5405403927198,6116.5405403927198,6116.5405403927198]
[null,null,null,null,null,null,null,null,null,null,"TRG 9 - Low",6859.0177443661605,6454.1645277355947,6049.0157429241444,5863.3225498855636,5677.6293568469828,5491.9361638084019,5306.2429707698202,5081.1603125412375,4856.0776543126549,4630.9949960840713,4563.470198615496,4495.9454011469206,4428.4206036783453,4360.8958062097699,4293.3710087411955,4225.8462112726202,4158.3214138040457,4124.5590150697581,4090.7966163354704,4057.0342176011827,4023.271818866895,3989.5094201326074,3955.7470213983197,3921.9846226640325,3888.2222239297448,3854.4598251954571,3820.6974264611708,3790.311267600312,3759.9251087394532,3729.5389498785939,3699.1527910177351,3668.7666321568763,3638.380473296017,3607.9943144351582,3577.6081555742994,3547.2219967134406,3516.8358378525832]
[null,null,null,null,null,null,null,null,null,null,"TRG 9 - Mid",6859.0177443661605,6714.9431345778066,6570.5729566085674,6389.5400550860304,6208.5071535634934,6027.4742520409563,5846.4413505184202,5621.3586922898367,5396.276034061254,5171.1933758326704,5142.2541769175668,5113.3149780024642,5084.3757790873606,5055.436580172257,5026.4973812571543,4997.5581823420507,4968.6189834269444,4955.1140239332299,4941.6090644395154,4928.1041049458008,4914.5991454520863,4901.0941859583718,4887.5892264646573,4874.0842669709427,4860.5793074772282,4847.0743479835137,4833.5693884897955,4818.2192108363461,4802.8690331828966,4787.5188555294471,4772.1686778759977,4756.8185002225482,4741.4683225690987,4726.1181449156502,4710.7679672622007,4695.4177896087513,4680.0676119552982]
[null,null,null,null,null,null,null,null,null,null,"TRG 9 - High",6859.0177443661605,6995.9009287221415,7132.4885448972382,6996.6699393411154,6860.8513337849918,6725.032728228869,6589.2141226727445,6431.6562619127362,6274.0984011527271,6116.5405403927198,6116.5405403927198,6116.5405403927198,6116.5405403927198,6116.5405403927198,6116.5405403927198,6116.5405403927198,6116.5405403927198,6116.5405403927198,6116.5405403927198,6116.5405403927198,6116.5405403927198,6116.5405403927198,6116.5405403927198,6116.5405403927198,6116.5405403927198,6116.5405403927198,6116.5405403927198,6116.5405403927198,6116.5405403927198,6116.5405403927198,6116.5405403927198,6116.5405403927198,6116.5405403927198,6116.5405403927198,6116.5405403927198,6116.5405403927198,6116.5405403927198]
[null,null,null,null,null,null,null,null,null,null,"TRG 10 - Low",6859.0177443662333,6454.1645277355947,6049.0157429241444,5863.3225498855636,5677.6293568469828,5491.9361638084019,5306.2429707698202,5081.1603125412375,4856.0776543126549,4630.9949960840713,4563.470198615496,4495.9454011469206,4428.4206036783453,4360.8958062097699,4293.3710087411955,4225.8462112726202,4158.3214138040457,4124.5590150697581,4090.7966163354704,4057.0342176011827,4023.271818866895,3989.5094201326074,3955.7470213983197,3921.9846226640325,3888.2222239297448,3854.4598251954571,3820.6974264611708,3790.311267600312,3759.9251087394532,3729.5389498785939,3699.1527910177351,3668.7666321568763,3638.380473296017,3607.9943144351582,3577.6081555742994,3547.2219967134406,3516.8358378525832]
[null,null,null,null,null,null,null,null,null,null,"TRG 10 - Mid",6859.0177443662333,6714.9431345778066,6570.5729566085674,6389.5400550860304,6208.5071535634934,6027.4742520409563,5846.4413505184202,5621.3586922898367,5396.276034061254,5171.1933758326704,5142.2541769175668,5113.3149780024642,5084.3757790873606,5055.436580172257,5026.4973812571543,4997.5581823420507,4968.6189834269444,4955.1140239332299,4941.6090644395154,4928.1041049458008,4914.5991454520863,4901.0941859583718,4887.5892264646573,4874.0842669709427,4860.5793074772282,4847.0743479835137,4833.5693884897955,4818.2192108363461,4802.8690331828966,4787.5188555294471,4772.1686778759977,4756.8185002225482,4741.4683225690987,4726.1181449156502,4710.7679672622007,4695.4177896087513,4680.0676119552982]
[null,null,null,null,null,null,null,null,null,null,"TRG 10 - High",6859.0177443662333,6995.9009287221415,7132.4885448972382,6996.6699393411154,6860.8513337849918,6725.032728228869,6589.2141226727445,6431.6562619127362,6274.0984011527271,6116.5405403927198,6116.5405403927198,6116.5405403927198,6116.5405403927198,6116.5405403927198,6116.5405403927198,6116.5405403927198,6116.5405403927198,6116.5405403927198,6116.5405403927198,6116.5405403927198,6116.5405403927198,6116.5405403927198,6116.5405403927198,6116.5405403927198,6116.5405403927198,6116.5405403927198,6116.5405403927198,6116.5405403927198,6116.5405403927198,6116.5405403927198,6116.5405403927198,6116.5405403927198,6116.5405403927198,6116.5405403927198,6116.5405403927198,6116.5405403927198,6116.5405403927198]
[]
[null,null,null,null,null,null,null,null,null,"Fixed Operation and Maintenance Expenses ($/kW)","TRG 1 - Low",131.90418739165659,126.62801989599033,121.35185240032406,118.71376865249093,116.07568490465779,113.43760115682467,110.79951740899153,109.04079491043611,107.28207241188069,105.52334991332526,104.581177146242,103.63900437915873,102.69683161207547,101.75465884499221,100.81248607790894,99.870313310825679,98.92814054374243,98.532427981567466,98.136715419392502,97.741002857217524,97.34529029504256,96.949577732867581,96.553865170692617,96.158152608517639,95.762440046342675,95.366727484167697,94.971014921992733,94.70720654720941,94.4433981724261,94.179589797642777,93.915781422859453,93.651973048076144,93.38816467329282,93.124356298509511,92.860547923726187,92.596739548942864,92.332931174159611]
[null,null,null,null,null,null,null,null,null,null,"TRG 1 - Mid",131.90418739165659,130.58514551774002,129.26610364382344,125.63873849055288,122.01137333728232,118.38400818401176,114.75664303074122,112.11855928290809,109.48047553507497,106.84239178724184,106.08865357357523,105.33491535990862,104.581177146242,103.82743893257539,103.07370071890878,102.31996250524216,101.56622429157558,101.43432010418393,101.30241591679227,101.17051172940062,101.03860754200898,100.90670335461732,100.77479916722567,100.64289497983401,100.51099079244236,100.37908660505072,100.247182417659,100.10356513842697,99.959947859194941,99.816330579962909,99.672713300730877,99.529096021498844,99.385478742266812,99.24186146303478,99.098244183802748,98.954626904570716,98.811009625338642]
[null,null,null,null,null,null,null,null,null,null,"TRG 1 - High",131.90418739165659,131.90418739165659,131.90418739165659,129.26610364382347,126.62801989599033,123.9899361481572,121.35185240032406,120.47249115104634,119.59312990176863,118.71376865249093,118.71376865249093,118.71376865249093,118.71376865249093,118.71376865249093,118.71376865249093,118.71376865249093,118.71376865249093,118.71376865249093,118.71376865249093,118.71376865249093,118.71376865249093,118.71376865249093,118.71376865249093,118.71376865249093,118.71376865249093,118.71376865249093,118.71376865249093,118.71376865249093,118.71376865249093,118.71376865249093,118.71376865249093,118.71376865249093,118.71376865249093,118.71376865249093,118.71376865249093,118.71376865249093,118.71376865249093]
[null,null,null,null,null,null,null,null,null,null,"TRG 2 - Low",131.90418739165659,126.62801989599033,121.35185240032406,118.71376865249093,116.07568490465779,113.43760115682467,110.79951740899153,109.04079491043611,107.28207241188069,105.52334991332526,104.581177146242,103.63900437915873,102.69683161207547,101.75465884499221,100.81248607790894,99.870313310825679,98.92814054374243,98.532427981567466,98.136715419392502,97.741002857217524,97.34529029504256,96.949577732867581,96.553865170692617,96.158152608517639,95.762440046342675,95.366727484167697,94.971014921992733,94.70720654720941,94.4433981724261,94.179589797642777,93.915781422859453,93.651973048076144,93.38816467329282,93.124356298509511,92.860547923726187,92.596739548942864,92.332931174159611]
[null,null,null,null,null,null,null,null,null,null,"TRG 2 - Mid",131.90418739165659,130.58514551774002,129.26610364382344,125.63873849055288,122.01137333728232,118.38400818401176,114.75664303074122,112.11855928290809,109.48047553507497,106.84239178724184,106.08865357357523,105.33491535990862,104.581177146242,103.82743893257539,103.07370071890878,102.31996250524216,101.56622429157558,101.43432010418393,101.30241591679227,101.17051172940062,101.03860754200898,100.90670335461732,100.77479916722567,100.64289497983401,100.51099079244236,100.37908660505072,100.247182417659,100.10356513842697,99.959947859194941,99.816330579962909,99.672713300730877,99.529096021498844,99.385478742266812,99.24186146303478,99.098244183802748,98.954626904570716,98.811009625338642]
[null,null,null,null,null,null,null,null,null,null,"TRG 2 - High",131.90418739165659,131.90418739165659,131.90418739165659,129.26610364382347,126.62801989599033,123.9899361481572,121.35185240032406,120.47249115104634,119.59312990176863,118.71376865249093,118.71376865249093,118.71376865249093,118.71376865249093,118.71376865249093,118.71376865249093,118.71376865249093,118.71376865249093,118.71376865249093,118.71376865249093,118.71376865249093,118.71376865249093,118.71376865249093,118.71376865249093,118.71376865249093,118.71376865249093,118.71376865249093,118.71376865249093,118.71376865249093,118.71376865249093,118.71376865249093,118.71376865249093,118.71376865249093,118.71376865249093,118.71376865249093,118.71376865249093,118.71376865249093,118.71376865249093]
[null,null,null,null,null,null,null,null,null,null,"TRG 3 - Low",131.90418739165659,126.62801989599033,121.35185240032406,118.71376865249093,116.07568490465779,113.43760115682467,110.79951740899153,109.04079491043611,107.28207241188069,105.52334991332526,104.581177146242,103.63900437915873,102.69683161207547,101.75465884499221,100.81248607790894,99.870313310825679,98.92814054374243,98.532427981567466,98.136715419392502,97.741002857217524,97.34529029504256,96.949577732867581,96.553865170692617,96.158152608517639,95.762440046342675,95.366727484167697,94.971014921992733,94.70720654720941,94.4433981724261,94.179589797642777,93.915781422859453,93.651973048076144,93.38816467329282,93.124356298509511,92.860547923726187,92.596739548942864,92.332931174159611]
[null,null,null,null,null,null,null,null,null,null,"TRG 3 - Mid",131.90418739165659,130.58514551774002,129.26610364382344,125.63873849055288,122.01137333728232,118.38400818401176,114.75664303074122,112.11855928290809,109.48047553507497,106.84239178724184,106.08865357357523,105.33491535990862,104.581177146242,103.82743893257539,103.07370071890878,102.31996250524216,101.56622429157558,101.43432010418393,101.30241591679227,101.17051172940062,101.03860754200898,100.90670335461732,100.77479916722567,100.64289497983401,100.51099079244236,100.37908660505072,100.247182417659,100.10356513842697,99.959947859194941,99.816330579962909,99.672713300730877,99.529096021498844,99.385478742266812,99.24186146303478,99.098244183802748,98.954626904570716,98.811009625338642]
[null,null,null,null,null,null,null,null,null,null,"TRG 3 - High",131.90418739165659,131.90418739165659,131.90418739165659,129.26610364382347,126.62801989599033,123.9899361481572,121.35185240032406,120.47249115104634,119.59312990176863,118.71376865249093,118.71376865249093,118.71376865249093,118.71376865249093,118.71376865249093,118.71376865249093,118.71376865249093,118.71376865249093,118.71376865249093,118.71376865249093,118.71376865249093,118.71376865249093,118.71376865249093,118.71376865249093,118.71376865249093,118.71376865249093,118.71376865249093,118.71376865249093,118.71376865249093,118.71376865249093,118.71376865249093,118.71376865249093,118.71376865249093,118.71376865249093,118.71376865249093,118.71376865249093,118.71376865249093,118.71376865249093]
[null,null,null,null,null,null,null,null,null,null,"TRG 4 - Low",131.90418739165659,126.62801989599033,121.35185240032406,118.71376865249093,116.07568490465779,113.43760115682467,110.79951740899153,109.04079491043611,107.28207241188069,105.52334991332526,104.581177146242,103.63900437915873,102.69683161207547,101.75465884499221,100.81248607790894,99.870313310825679,98.92814054374243,98.532427981567466,98.136715419392502,97.741002857217524,97.34529029504256,96.949577732867581,96.553865170692617,96.158152608517639,95.762440046342675,95.366727484167697,94.971014921992733,94.70720654720941,94.4433981724261,94.179589797642777,93.915781422859453,93.651973048076144,93.38816467329282,93.124356298509511,92.860547923726187,92.596739548942864,92.332931174159611]
[null,null,null,null,null,null,null,null,null,null,"TRG 4 - Mid",131.90418739165659,130.58514551774002,129.26610364382344,125.63873849055288,122.01137333728232,118.38400818401176,114.75664303074122,112.11855928290809,109.48047553507497,106.84239178724184,106.08865357357523,105.33491535990862,104.581177146242,103.82743893257539,103.07370071890878,102.31996250524216,101.56622429157558,101.43432010418393,101.30241591679227,101.17051172940062,101.03860754200898,100.90670335461732,100.77479916722567,100.64289497983401,100.51099079244236,100.37908660505072,100.247182417659,100.10356513842697,99.959947859194941,99.816330579962909,99.672713300730877,99.529096021498844,99.385478742266812,99.24186146303478,99.098244183802748,98.954626904570716,98.811009625338642]
[null,null,null,null,null,null,null,null,null,null,"TRG 4 - High",131.90418739165659,131.90418739165659,131.90418739165659,129.26610364382347,126.62801989599033,123.9899361481572,121.35185240032406,120.47249115104634,119.59312990176863,118.71376865249093,118.71376865249093,118.71376865249093,118.71376865249093,118.71376865249093,118.71376865249093,118.71376865249093,118.71376865249093,118.71376865249093,118.71376865249093,118.71376865249093,118.71376865249093,118.71376865249093,118.71376865249093,118.71376865249093,118.71376865249093,118.71376865249093,118.71376865249093,118.71376865249093,118.71376865249093,118.71376865249093,118.71376865249093,118.71376865249093,118.71376865249093,118.71376865249093,118.71376865249093,118.71376865249093,118.71376865249093]
[null,null,null,null,null,null,null,null,null,null,"TRG 5 - Low",131.90418739165659,126.62801989599033,121.35185240032406,118.71376865249093,116.07568490465779,113.43760115682467,110.79951740899153,109.04079491043611,107.28207241188069,105.52334991332526,104.581177146242,103.63900437915873,102.69683161207547,101.75465884499221,100.81248607790894,99.870313310825679,98.92814054374243,98.532427981567466,98.136715419392502,97.741002857217524,97.34529029504256,96.949577732867581,96.553865170692617,96.158152608517639,95.762440046342675,95.366727484167697,94.971014921992733,94.70720654720941,94.4433981724261,94.179589797642777,93.915781422859453,93.651973048076144,93.38816467329282,93.124356298509511,92.860547923726187,92.596739548942864,92.332931174159611]
[null,null,null,null,null,null,null,null,null,null,"TRG 5 - Mid",131.90418739165659,130.58514551774002,129.26610364382344,125.63873849055288,122.01137333728232,118.38400818401176,114.75664303074122,112.11855928290809,109.48047553507497,106.84239178724184,106.08865357357523,105.33491535990862,104.581177146242,103.82743893257539,103.07370071890878,102.31996250524216,101.56622429157558,101.43432010418393,101.30241591679227,101.17051172940062,101.03860754200898,100.90670335461732,100.77479916722567,100.64289497983401,100.51099079244236,100.37908660505072,100.247182417659,100.10356513842697,99.959947859194941,99.816330579962909,99.672713300730877,99.529096021498844,99.385478742266812,99.24186146303478,99.098244183802748,98.954626904570716,98.811009625338642]
[null,null,null,null,null,null,null,null,null,null,"TRG 5 - High",131.90418739165659,131.90418739165659,131.90418739165659,129.26610364382347,126.62801989599033,123.9899361481572,121.35185240032406,120.47249115104634,119.59312990176863,118.71376865249093,118.71376865249093,118.71376865249093,118.71376865249093,118.71376865249093,118.71376865249093,118.71376865249093,118.71376865249093,118.71376865249093,118.71376865249093,118.71376865249093,118.71376865249093,118.71376865249093,118.71376865249093,118.71376865249093,118.71376865249093,118.71376865249093,118.71376865249093,118.71376865249093,118.71376865249093,118.71376865249093,118.71376865249093,118.71376865249093,118.71376865249093,118.71376865249093,118.71376865249093,118.71376865249093,118.71376865249093]
[null,null,null,null,null,null,null,null,null,null,"TRG 6 - Low",131.90418739165659,126.62801989599033,121.35185240032406,118.71376865249093,116.07568490465779,113.43760115682467,110.79951740899153,109.04079491043611,107.28207241188069,105.52334991332526,104.581177146242,103.63900437915873,102.69683161207547,101.75465884499221,100.81248607790894,99.870313310825679,98.92814054374243,98.532427981567466,98.136715419392502,97.741002857217524,97.34529029504256,96.949577732867581,96.553865170692617,96.158152608517639,95.762440046342675,95.366727484167697,94.971014921992733,94.70720654720941,94.4433981724261,94.179589797642777,93.915781422859453,93.651973048076144,93.38816467329282,93.124356298509511,92.860547923726187,92.596739548942864,92.332931174159611]
[null,null,null,null,null,null,null,null,null,null,"TRG 6 - Mid",131.90418739165659,130.58514551774002,129.26610364382344,125.63873849055288,122.01137333728232,118.38400818401176,114.75664303074122,112.11855928290809,109.48047553507497,106.84239178724184,106.08865357357523,105.33491535990862,104.581177146242,103.82743893257539,103.07370071890878,102.31996250524216,101.56622429157558,101.43432010418393,101.30241591679227,101.17051172940062,101.03860754200898,100.90670335461732,100.77479916722567,100.64289497983401,100.51099079244236,100.37908660505072,100.247182417659,100.10356513842697,99.959947859194941,99.816330579962909,99.672713300730877,99.529096021498844,99.385478742266812,99.24186146303478,99.098244183802748,98.954626904570716,98.811009625338642]
[null,null,null,null,null,null,null,null,null,null,"TRG 6 - High",131.90418739165659,131.90418739165659,131.90418739165659,129.26610364382347,126.62801989599033,123.9899361481572,121.35185240032406,120.47249115104634,119.59312990176863,118.71376865249093,118.71376865249093,118.71376865249093,118.71376865249093,118.71376865249093,118.71376865249093,118.71376865249093,118.71376865249093,118.71376865249093,118.71376865249093,118.71376865249093,118.71376865249093,118.71376865249093,118.71376865249093,118.71376865249093,118.71376865249093,118.71376865249093,118.71376865249093,118.71376865249093,118.71376865249093,118.71376865249093,118.71376865249093,118.71376865249093,118.71376865249093,118.71376865249093,118.71376865249093,118.71376865249093,118.71376865249093]
[null,null,null,null,null,null,null,null,null,null,"TRG 7 - Low",131.90418739165659,126.62801989599033,121.35185240032406,118.71376865249093,116.07568490465779,113.43760115682467,110.79951740899153,109.04079491043611,107.28207241188069,105.52334991332526,104.581177146242,103.63900437915873,102.69683161207547,101.75465884499221,100.81248607790894,99.870313310825679,98.92814054374243,98.532427981567466,98.136715419392502,97.741002857217524,97.34529029504256,96.949577732867581,96.553865170692617,96.158152608517639,95.762440046342675,95.366727484167697,94.971014921992733,94.70720654720941,94.4433981724261,94.179589797642777,93.915781422859453,93.651973048076144,93.38816467329282,93.124356298509511,92.860547923726187,92.596739548942864,92.332931174159611]
[null,null,null,null,null,null,null,null,null,null,"TRG 7 - Mid",131.90418739165659,130.58514551774002,129.26610364382344,125.63873849055288,122.01137333728232,118.38400818401176,114.75664303074122,112.11855928290809,109.48047553507497,106.84239178724184,106.08865357357523,105.33491535990862,104.581177146242,103.82743893257539,103.07370071890878,102.31996250524216,101.56622429157558,101.43432010418393,101.30241591679227,101.17051172940062,101.03860754200898,100.90670335461732,100.77479916722567,100.64289497983401,100.51099079244236,100.37908660505072,100.247182417659,100.10356513842697,99.959947859194941,99.816330579962909,99.672713300730877,99.529096021498844,99.385478742266812,99.24186146303478,99.098244183802748,98.954626904570716,98.811009625338642]
[null,null,null,null,null,null,null,null,null,null,"TRG 7 - High",131.90418739165659,131.90418739165659,131.90418739165659,129.26610364382347,126.62801989599033,123.9899361481572,121.35185240032406,120.47249115104634,119.59312990176863,118.71376865249093,118.71376865249093,118.71376865249093,118.71376865249093,118.71376865249093,118.71376865249093,118.71376865249093,118.71376865249093,118.71376865249093,118.71376865249093,118.71376865249093,118.71376865249093,118.71376865249093,118.71376865249093,118.71376865249093,118.71376865249093,118.71376865249093,118.71376865249093,118.71376865249093,118.71376865249093,118.71376865249093,118.71376865249093,118.71376865249093,118.71376865249093,118.71376865249093,118.71376865249093,118.71376865249093,118.71376865249093]
[null,null,null,null,null,null,null,null,null,null,"TRG 8 - Low",162.34361525126963,155.84987064121887,149.35612603116809,146.10925372614267,142.86238142111731,139.61550911609191,136.36863681106649,134.20405527438291,132.03947373769932,129.87489220101571,128.71529494922092,127.55569769742615,126.39610044563138,125.2365031938366,124.07690594204182,122.91730869024704,121.75771143845223,121.27068059269841,120.7836497469446,120.2966189011908,119.80958805543698,119.32255720968317,118.83552636392935,118.34849551817554,117.86146467242173,117.37443382666791,116.88740298091413,116.5627157504116,116.23802851990907,115.91334128940653,115.588654058904,115.26396682840146,114.93927959789893,114.6145923673964,114.28990513689386,113.96521790639133,113.64053067588875]
[null,null,null,null,null,null,null,null,null,null,"TRG 8 - Mid",162.34361525126963,160.72017909875694,159.09674294624426,154.63229352683433,150.16784410742443,145.7033946880145,141.23894526860457,137.9920729635792,134.74520065855381,131.49832835352842,130.57065055209262,129.64297275065678,128.71529494922095,127.78761714778514,126.85993934634932,125.93226154491349,125.00458374347762,124.84224012822636,124.67989651297509,124.51755289772383,124.35520928247256,124.1928656672213,124.03052205197002,123.86817843671876,123.70583482146749,123.54349120621623,123.38114759096491,123.20438786267934,123.02762813439377,122.85086840610819,122.67410867782262,122.49734894953704,122.32058922125147,122.14382949296589,121.96706976468032,121.79031003639474,121.61355030810911]
[null,null,null,null,null,null,null,null,null,null,"TRG 8 - High",162.34361525126963,162.34361525126963,162.34361525126963,159.09674294624426,155.84987064121887,152.60299833619351,149.35612603116809,148.27383526282628,147.1915444944845,146.10925372614267,146.10925372614267,146.10925372614267,146.10925372614267,146.10925372614267,146.10925372614267,146.10925372614267,146.10925372614267,146.10925372614267,146.10925372614267,146.10925372614267,146.10925372614267,146.10925372614267,146.10925372614267,146.10925372614267,146.10925372614267,146.10925372614267,146.10925372614267,146.10925372614267,146.10925372614267,146.10925372614267,146.10925372614267,146.10925372614267,146.10925372614267,146.10925372614267,146.10925372614267,146.10925372614267,146.10925372614267]
[null,null,null,null,null,null,null,null,null,null,"TRG 9 - Low",162.34361525126963,155.84987064121887,149.35612603116809,146.10925372614267,142.86238142111731,139.61550911609191,136.36863681106649,134.20405527438291,132.03947373769932,129.87489220101571,128.71529494922092,127.55569769742615,126.39610044563138,125.2365031938366,124.07690594204182,122.91730869024704,121.75771143845223,121.27068059269841,120.7836497469446,120.2966189011908,119.80958805543698,119.32255720968317,118.83552636392935,118.34849551817554,117.86146467242173,117.37443382666791,116.88740298091413,116.5627157504116,116.23802851990907,115.91334128940653,115.588654058904,115.26396682840146,114.93927959789893,114.6145923673964,114.28990513689386,113.96521790639133,113.64053067588875]
[null,null,null,null,null,null,null,null,null,null,"TRG 9 - Mid",162.34361525126963,160.72017909875694,159.09674294624426,154.63229352683433,150.16784410742443,145.7033946880145,141.23894526860457,137.9920729635792,134.74520065855381,131.49832835352842,130.57065055209262,129.64297275065678,128.71529494922095,127.78761714778514,126.85993934634932,125.93226154491349,125.00458374347762,124.84224012822636,124.67989651297509,124.51755289772383,124.35520928247256,124.1928656672213,124.03052205197002,123.86817843671876,123.70583482146749,123.54349120621623,123.38114759096491,123.20438786267934,123.02762813439377,122.85086840610819,122.67410867782262,122.49734894953704,122.32058922125147,122.14382949296589,121.96706976468032,121.79031003639474,121.61355030810911]
[null,null,null,null,null,null,null,null,null,null,"TRG 9 - High",162.34361525126963,162.34361525126963,162.34361525126963,159.09674294624426,155.84987064121887,152.60299833619351,149.35612603116809,148.27383526282628,147.1915444944845,146.10925372614267,146.10925372614267,146.10925372614267,146.10925372614267,146.10925372614267,146.10925372614267,146.10925372614267,146.10925372614267,146.10925372614267,146.10925372614267,146.10925372614267,146.10925372614267,146.10925372614267,146.10925372614267,146.10925372614267,146.10925372614267,146.10925372614267,146.10925372614267,146.10925372614267,146.10925372614267,146.10925372614267,146.10925372614267,146.10925372614267,146.10925372614267,146.10925372614267,146.10925372614267,146.10925372614267,146.10925372614267]
[null,null,null,null,null,null,null,null,null,null,"TRG 10 - Low",162.34361525126963,155.84987064121887,149.35612603116809,146.10925372614267,142.86238142111731,139.61550911609191,136.36863681106649,134.20405527438291,132.03947373769932,129.87489220101571,128.71529494922092,127.55569769742615,126.39610044563138,125.2365031938366,124.07690594204182,122.91730869024704,121.75771143845223,121.27068059269841,120.7836497469446,120.2966189011908,119.80958805543698,119.32255720968317,118.83552636392935,118.34849551817554,117.86146467242173,117.37443382666791,116.88740298091413,116.5627157504116,116.23802851990907,115.91334128940653,115.588654058904,115.26396682840146,114.93927959789893,114.6145923673964,114.28990513689386,113.96521790639133,113.64053067588875]
[null,null,null,null,null,null,null,null,null,null,"TRG 10 - Mid",162.34361525126963,160.72017909875694,159.09674294624426,154.63229352683433,150.16784410742443,145.7033946880145,141.23894526860457,137.9920729635792,134.74520065855381,131.49832835352842,130.57065055209262,129.64297275065678,128.71529494922095,127.78761714778514,126.85993934634932,125.93226154491349,125.00458374347762,124.84224012822636,124.67989651297509,124.51755289772383,124.35520928247256,124.1928656672213,124.03052205197002,123.86817843671876,123.70583482146749,123.54349120621623,123.38114759096491,123.20438786267934,123.02762813439377,122.85086840610819,122.67410867782262,122.49734894953704,122.32058922125147,122.14382949296589,121.96706976468032,121.79031003639474,121.61355030810911]
[null,null,null,null,null,null,null,null,null,null,"TRG 10 - High",162.34361525126963,162.34361525126963,162.34361525126963,159.09674294624426,155.84987064121887,152.60299833619351,149.35612603116809,148.27383526282628,147.1915444944845,146.10925372614267,146.10925372614267,146.10925372614267,146.10925372614267,146.10925372614267,146.10925372614267,146.10925372614267,146.10925372614267,146.10925372614267,146.10925372614267,146.10925372614267,146.10925372614267,146.10925372614267,146.10925372614267,146.10925372614267,146.10925372614267,146.10925372614267,146.10925372614267,146.10925372614267,146.10925372614267,146.10925372614267,146.10925372614267,146.10925372614267,146.10925372614267,146.10925372614267,146.10925372614267,146.10925372614267,146.10925372614267]
[]
[null,null,null,null,null,null,null,null,null,"Variable Operation and Maintenance Expenses ($/MWh)","TRG 1 - Low",0,0,0,0,0,0,0,0,0,0,0,0,0,0,0,0,0,0,0,0,0,0,0,0,0,0,0,0,0,0,0,0,0,0,0,0,0]
[null,null,null,null,null,null,null,null,null,null,"TRG 1 - Mid",0,0,0,0,0,0,0,0,0,0,0,0,0,0,0,0,0,0,0,0,0,0,0,0,0,0,0,0,0,0,0,0,0,0,0,0,0]
[null,null,null,null,null,null,null,null,null,null,"TRG 1 - High",0,0,0,0,0,0,0,0,0,0,0,0,0,0,0,0,0,0,0,0,0,0,0,0,0,0,0,0,0,0,0,0,0,0,0,0,0]
[null,null,null,null,null,null,null,null,null,null,"TRG 2 - Low",0,0,0,0,0,0,0,0,0,0,0,0,0,0,0,0,0,0,0,0,0,0,0,0,0,0,0,0,0,0,0,0,0,0,0,0,0]
[null,null,null,null,null,null,null,null,null,null,"TRG 2 - Mid",0,0,0,0,0,0,0,0,0,0,0,0,0,0,0,0,0,0,0,0,0,0,0,0,0,0,0,0,0,0,0,0,0,0,0,0,0]
[null,null,null,null,null,null,null,null,null,null,"TRG 2 - High",0,0,0,0,0,0,0,0,0,0,0,0,0,0,0,0,0,0,0,0,0,0,0,0,0,0,0,0,0,0,0,0,0,0,0,0,0]
[null,null,null,null,null,null,null,null,null,null,"TRG 3 - Low",0,0,0,0,0,0,0,0,0,0,0,0,0,0,0,0,0,0,0,0,0,0,0,0,0,0,0,0,0,0,0,0,0,0,0,0,0]
[null,null,null,null,null,null,null,null,null,null,"TRG 3 - Mid",0,0,0,0,0,0,0,0,0,0,0,0,0,0,0,0,0,0,0,0,0,0,0,0,0,0,0,0,0,0,0,0,0,0,0,0,0]
[null,null,null,null,null,null,null,null,null,null,"TRG 3 - High",0,0,0,0,0,0,0,0,0,0,0,0,0,0,0,0,0,0,0,0,0,0,0,0,0,0,0,0,0,0,0,0,0,0,0,0,0]
[null,null,null,null,null,null,null,null,null,null,"TRG 4 - Low",0,0,0,0,0,0,0,0,0,0,0,0,0,0,0,0,0,0,0,0,0,0,0,0,0,0,0,0,0,0,0,0,0,0,0,0,0]
[null,null,null,null,null,null,null,null,null,null,"TRG 4 - Mid",0,0,0,0,0,0,0,0,0,0,0,0,0,0,0,0,0,0,0,0,0,0,0,0,0,0,0,0,0,0,0,0,0,0,0,0,0]
[null,null,null,null,null,null,null,null,null,null,"TRG 4 - High",0,0,0,0,0,0,0,0,0,0,0,0,0,0,0,0,0,0,0,0,0,0,0,0,0,0,0,0,0,0,0,0,0,0,0,0,0]
[null,null,null,null,null,null,null,null,null,null,"TRG 5 - Low",0,0,0,0,0,0,0,0,0,0,0,0,0,0,0,0,0,0,0,0,0,0,0,0,0,0,0,0,0,0,0,0,0,0,0,0,0]
[null,null,null,null,null,null,null,null,null,null,"TRG 5 - Mid",0,0,0,0,0,0,0,0,0,0,0,0,0,0,0,0,0,0,0,0,0,0,0,0,0,0,0,0,0,0,0,0,0,0,0,0,0]
[null,null,null,null,null,null,null,null,null,null,"TRG 5 - High",0,0,0,0,0,0,0,0,0,0,0,0,0,0,0,0,0,0,0,0,0,0,0,0,0,0,0,0,0,0,0,0,0,0,0,0,0]
[null,null,null,null,null,null,null,null,null,null,"TRG 6 - Low",0,0,0,0,0,0,0,0,0,0,0,0,0,0,0,0,0,0,0,0,0,0,0,0,0,0,0,0,0,0,0,0,0,0,0,0,0]
[null,null,null,null,null,null,null,null,null,null,"TRG 6 - Mid",0,0,0,0,0,0,0,0,0,0,0,0,0,0,0,0,0,0,0,0,0,0,0,0,0,0,0,0,0,0,0,0,0,0,0,0,0]
[null,null,null,null,null,null,null,null,null,null,"TRG 6 - High",0,0,0,0,0,0,0,0,0,0,0,0,0,0,0,0,0,0,0,0,0,0,0,0,0,0,0,0,0,0,0,0,0,0,0,0,0]
[null,null,null,null,null,null,null,null,null,null,"TRG 7 - Low",0,0,0,0,0,0,0,0,0,0,0,0,0,0,0,0,0,0,0,0,0,0,0,0,0,0,0,0,0,0,0,0,0,0,0,0,0]
[null,null,null,null,null,null,null,null,null,null,"TRG 7 - Mid",0,0,0,0,0,0,0,0,0,0,0,0,0,0,0,0,0,0,0,0,0,0,0,0,0,0,0,0,0,0,0,0,0,0,0,0,0]
[null,null,null,null,null,null,null,null,null,null,"TRG 7 - High",0,0,0,0,0,0,0,0,0,0,0,0,0,0,0,0,0,0,0,0,0,0,0,0,0,0,0,0,0,0,0,0,0,0,0,0,0]
[null,null,null,null,null,null,null,null,null,null,"TRG 8 - Low",0,0,0,0,0,0,0,0,0,0,0,0,0,0,0,0,0,0,0,0,0,0,0,0,0,0,0,0,0,0,0,0,0,0,0,0,0]
[null,null,null,null,null,null,null,null,null,null,"TRG 8 - Mid",0,0,0,0,0,0,0,0,0,0,0,0,0,0,0,0,0,0,0,0,0,0,0,0,0,0,0,0,0,0,0,0,0,0,0,0,0]
[null,null,null,null,null,null,null,null,null,null,"TRG 8 - High",0,0,0,0,0,0,0,0,0,0,0,0,0,0,0,0,0,0,0,0,0,0,0,0,0,0,0,0,0,0,0,0,0,0,0,0,0]
[null,null,null,null,null,null,null,null,null,null,"TRG 9 - Low",0,0,0,0,0,0,0,0,0,0,0,0,0,0,0,0,0,0,0,0,0,0,0,0,0,0,0,0,0,0,0,0,0,0,0,0,0]
[null,null,null,null,null,null,null,null,null,null,"TRG 9 - Mid",0,0,0,0,0,0,0,0,0,0,0,0,0,0,0,0,0,0,0,0,0,0,0,0,0,0,0,0,0,0,0,0,0,0,0,0,0]
[null,null,null,null,null,null,null,null,null,null,"TRG 9 - High",0,0,0,0,0,0,0,0,0,0,0,0,0,0,0,0,0,0,0,0,0,0,0,0,0,0,0,0,0,0,0,0,0,0,0,0,0]
[null,null,null,null,null,null,null,null,null,null,"TRG 10 - Low",0,0,0,0,0,0,0,0,0,0,0,0,0,0,0,0,0,0,0,0,0,0,0,0,0,0,0,0,0,0,0,0,0,0,0,0,0]
[null,null,null,null,null,null,null,null,null,null,"TRG 10 - Mid",0,0,0,0,0,0,0,0,0,0,0,0,0,0,0,0,0,0,0,0,0,0,0,0,0,0,0,0,0,0,0,0,0,0,0,0,0]
[null,null,null,null,null,null,null,null,null,null,"TRG 10 - High",0,0,0,0,0,0,0,0,0,0,0,0,0,0,0,0,0,0,0,0,0,0,0,0,0,0,0,0,0,0,0,0,0,0,0,0,0]
[]
[]
[null,null,null,null,null,null,null,null,null,null,null,{"$f":"L176","v":2014},2015,2016,2017,2018,2019,2020,2021,2022,2023,2024,2025,2026,2027,2028,2029,2030,2031,2032,2033,2034,2035,2036,2037,2038,2039,2040,2041,2042,2043,2044,2045,2046,2047,2048,2049,2050]
[null,null,null,null,null,null,null,"Finance",null,"Weighted Average Cost of Capital (WACC) (Nominal) (%)","TRG 1 - Low",{"$f":"$S$39","v":8.8999999999999996E-2},{"$f":"$S$39","v":8.8999999999999996E-2},8.8999999999999996E-2,8.8999999999999996E-2,8.8999999999999996E-2,8.8999999999999996E-2,8.8999999999999996E-2,8.8999999999999996E-2,8.8999999999999996E-2,8.8999999999999996E-2,8.8999999999999996E-2,8.8999999999999996E-2,8.8999999999999996E-2,8.8999999999999996E-2,8.8999999999999996E-2,8.8999999999999996E-2,8.8999999999999996E-2,8.8999999999999996E-2,8.8999999999999996E-2,8.8999999999999996E-2,8.8999999999999996E-2,8.8999999999999996E-2,8.8999999999999996E-2,8.8999999999999996E-2,8.8999999999999996E-2,8.8999999999999996E-2,8.8999999999999996E-2,8.8999999999999996E-2,8.8999999999999996E-2,8.8999999999999996E-2,8.8999999999999996E-2,8.8999999999999996E-2,8.8999999999999996E-2,8.8999999999999996E-2,8.8999999999999996E-2,8.8999999999999996E-2,8.8999999999999996E-2]
[null,null,null,null,null,null,null,null,null,null,"TRG 1 - Mid",8.8999999999999996E-2,{"$f":"$S$39","v":8.8999999999999996E-2},8.8999999999999996E-2,8.8999999999999996E-2,8.8999999999999996E-2,8.8999999999999996E-2,8.8999999999999996E-2,8.8999999999999996E-2,8.8999999999999996E-2,8.8999999999999996E-2,8.8999999999999996E-2,8.8999999999999996E-2,8.8999999999999996E-2,8.8999999999999996E-2,8.8999999999999996E-2,8.8999999999999996E-2,8.8999999999999996E-2,8.8999999999999996E-2,8.8999999999999996E-2,8.8999999999999996E-2,8.8999999999999996E-2,8.8999999999999996E-2,8.8999999999999996E-2,8.8999999999999996E-2,8.8999999999999996E-2,8.8999999999999996E-2,8.8999999999999996E-2,8.8999999999999996E-2,8.8999999999999996E-2,8.8999999999999996E-2,8.8999999999999996E-2,8.8999999999999996E-2,8.8999999999999996E-2,8.8999999999999996E-2,8.8999999999999996E-2,8.8999999999999996E-2,8.8999999999999996E-2]
[null,null,null,null,null,null,null,null,null,null,"TRG 1 - High",8.8999999999999996E-2,8.8999999999999996E-2,8.8999999999999996E-2,8.8999999999999996E-2,8.8999999999999996E-2,8.8999999999999996E-2,8.8999999999999996E-2,8.8999999999999996E-2,8.8999999999999996E-2,8.8999999999999996E-2,8.8999999999999996E-2,8.8999999999999996E-2,8.8999999999999996E-2,8.8999999999999996E-2,8.8999999999999996E-2,8.8999999999999996E-2,8.8999999999999996E-2,8.8999999999999996E-2,8.8999999999999996E-2,8.8999999999999996E-2,8.8999999999999996E-2,8.8999999999999996E-2,8.8999999999999996E-2,8.8999999999999996E-2,8.8999999999999996E-2,8.8999999999999996E-2,8.8999999999999996E-2,8.8999999999999996E-2,8.8999999999999996E-2,8.8999999999999996E-2,8.8999999999999996E-2,8.8999999999999996E-2,8.8999999999999996E-2,8.8999999999999996E-2,8.8999999999999996E-2,8.8999999999999996E-2,8.8999999999999996E-2]
[null,null,null,null,null,null,null,null,null,null,"TRG 2 - Low",8.8999999999999996E-2,8.8999999999999996E-2,8.8999999999999996E-2,8.8999999999999996E-2,8.8999999999999996E-2,8.8999999999999996E-2,8.8999999999999996E-2,8.8999999999999996E-2,8.8999999999999996E-2,8.8999999999999996E-2,8.8999999999999996E-2,8.8999999999999996E-2,8.8999999999999996E-2,8.8999999999999996E-2,8.8999999999999996E-2,8.8999999999999996E-2,8.8999999999999996E-2,8.8999999999999996E-2,8.8999999999999996E-2,8.8999999999999996E-2,8.8999999999999996E-2,8.8999999999999996E-2,8.8999999999999996E-2,8.8999999999999996E-2,8.8999999999999996E-2,8.8999999999999996E-2,8.8999999999999996E-2,8.8999999999999996E-2,8.8999999999999996E-2,8.8999999999999996E-2,8.8999999999999996E-2,8.8999999999999996E-2,8.8999999999999996E-2,8.8999999999999996E-2,8.8999999999999996E-2,8.8999999999999996E-2,8.8999999999999996E-2]
[null,null,null,null,null,null,null,null,null,null,"TRG 2 - Mid",8.8999999999999996E-2,8.8999999999999996E-2,8.8999999999999996E-2,8.8999999999999996E-2,8.8999999999999996E-2,8.8999999999999996E-2,8.8999999999999996E-2,8.8999999999999996E-2,8.8999999999999996E-2,8.8999999999999996E-2,8.8999999999999996E-2,8.8999999999999996E-2,8.8999999999999996E-2,8.8999999999999996E-2,8.8999999999999996E-2,8.8999999999999996E-2,8.8999999999999996E-2,8.8999999999999996E-2,8.8999999999999996E-2,8.8999999999999996E-2,8.8999999999999996E-2,8.8999999999999996E-2,8.8999999999999996E-2,8.8999999999999996E-2,8.8999999999999996E-2,8.8999999999999996E-2,8.8999999999999996E-2,8.8999999999999996E-2,8.8999999999999996E-2,8.8999999999999996E-2,8.8999999999999996E-2,8.8999999999999996E-2,8.8999999999999996E-2,8.8999999999999996E-2,8.8999999999999996E-2,8.8999999999999996E-2,8.8999999999999996E-2]
[null,null,null,null,null,null,null,null,null,null,"TRG 2 - High",8.8999999999999996E-2,8.8999999999999996E-2,8.8999999999999996E-2,8.8999999999999996E-2,8.8999999999999996E-2,8.8999999999999996E-2,8.8999999999999996E-2,8.8999999999999996E-2,8.8999999999999996E-2,8.8999999999999996E-2,8.8999999999999996E-2,8.8999999999999996E-2,8.8999999999999996E-2,8.8999999999999996E-2,8.8999999999999996E-2,8.8999999999999996E-2,8.8999999999999996E-2,8.8999999999999996E-2,8.8999999999999996E-2,8.8999999999999996E-2,8.8999999999999996E-2,8.8999999999999996E-2,8.8999999999999996E-2,8.8999999999999996E-2,8.8999999999999996E-2,8.8999999999999996E-2,8.8999999999999996E-2,8.8999999999999996E-2,8.8999999999999996E-2,8.8999999999999996E-2,8.8999999999999996E-2,8.8999999999999996E-2,8.8999999999999996E-2,8.8999999999999996E-2,8.8999999999999996E-2,8.8999999999999996E-2,8.8999999999999996E-2]
[null,null,null,null,null,null,null,null,null,null,"TRG 3 - Low",8.8999999999999996E-2,8.8999999999999996E-2,8.8999999999999996E-2,8.8999999999999996E-2,8.8999999999999996E-2,8.8999999999999996E-2,8.8999999999999996E-2,8.8999999999999996E-2,8.8999999999999996E-2,8.8999999999999996E-2,8.8999999999999996E-2,8.8999999999999996E-2,8.8999999999999996E-2,8.8999999999999996E-2,8.8999999999999996E-2,8.8999999999999996E-2,8.8999999999999996E-2,8.8999999999999996E-2,8.8999999999999996E-2,8.8999999999999996E-2,8.8999999999999996E-2,8.8999999999999996E-2,8.8999999999999996E-2,8.8999999999999996E-2,8.8999999999999996E-2,8.8999999999999996E-2,8.8999999999999996E-2,8.8999999999999996E-2,8.8999999999999996E-2,8.8999999999999996E-2,8.8999999999999996E-2,8.8999999999999996E-2,8.8999999999999996E-2,8.8999999999999996E-2,8.8999999999999996E-2,8.8999999999999996E-2,8.8999999999999996E-2]
[null,null,null,null,null,null,null,null,null,null,"TRG 3 - Mid",8.8999999999999996E-2,8.8999999999999996E-2,8.8999999999999996E-2,8.8999999999999996E-2,8.8999999999999996E-2,8.8999999999999996E-2,8.8999999999999996E-2,8.8999999999999996E-2,8.8999999999999996E-2,8.8999999999999996E-2,8.8999999999999996E-2,8.8999999999999996E-2,8.8999999999999996E-2,8.8999999999999996E-2,8.8999999999999996E-2,8.8999999999999996E-2,8.8999999999999996E-2,8.8999999999999996E-2,8.8999999999999996E-2,{"$f":"$S$39","v":8.8999999999999996E-2},8.8999999999999996E-2,8.8999999999999996E-2,8.8999999999999996E-2,8.8999999999999996E-2,8.8999999999999996E-2,8.8999999999999996E-2,8.8999999999999996E-2,8.8999999999999996E-2,8.8999999999999996E-2,8.8999999999999996E-2,8.8999999999999996E-2,8.8999999999999996E-2,8.8999999999999996E-2,8.8999999999999996E-2,8.8999999999999996E-2,8.8999999999999996E-2,8.8999999999999996E-2]
[null,null,null,null,null,null,null,null,null,null,"TRG 3 - High",8.8999999999999996E-2,8.8999999999999996E-2,8.8999999999999996E-2,8.8999999999999996E-2,8.8999999999999996E-2,8.8999999999999996E-2,8.8999999999999996E-2,8.8999999999999996E-2,8.8999999999999996E-2,8.8999999999999996E-2,8.8999999999999996E-2,8.8999999999999996E-2,8.8999999999999996E-2,8.8999999999999996E-2,8.8999999999999996E-2,8.8999999999999996E-2,8.8999999999999996E-2,8.8999999999999996E-2,8.8999999999999996E-2,8.8999999999999996E-2,8.8999999999999996E-2,8.8999999999999996E-2,8.8999999999999996E-2,8.8999999999999996E-2,8.8999999999999996E-2,8.8999999999999996E-2,8.8999999999999996E-2,8.8999999999999996E-2,8.8999999999999996E-2,8.8999999999999996E-2,8.8999999999999996E-2,8.8999999999999996E-2,8.8999999999999996E-2,8.8999999999999996E-2,8.8999999999999996E-2,8.8999999999999996E-2,8.8999999999999996E-2]
[null,null,null,null,null,null,null,null,null,null,"TRG 4 - Low",8.8999999999999996E-2,8.8999999999999996E-2,8.8999999999999996E-2,8.8999999999999996E-2,8.8999999999999996E-2,8.8999999999999996E-2,8.8999999999999996E-2,8.8999999999999996E-2,8.8999999999999996E-2,8.8999999999999996E-2,8.8999999999999996E-2,8.8999999999999996E-2,8.8999999999999996E-2,8.8999999999999996E-2,8.8999999999999996E-2,8.8999999999999996E-2,8.8999999999999996E-2,8.8999999999999996E-2,8.8999999999999996E-2,8.8999999999999996E-2,8.8999999999999996E-2,8.8999999999999996E-2,8.8999999999999996E-2,8.8999999999999996E-2,8.8999999999999996E-2,8.8999999999999996E-2,8.8999999999999996E-2,8.8999999999999996E-2,8.8999999999999996E-2,8.8999999999999996E-2,8.8999999999999996E-2,8.8999999999999996E-2,8.8999999999999996E-2,8.8999999999999996E-2,8.8999999999999996E-2,8.8999999999999996E-2,8.8999999999999996E-2]
[null,null,null,null,null,null,null,null,null,null,"TRG 4 - Mid",8.8999999999999996E-2,8.8999999999999996E-2,8.8999999999999996E-2,8.8999999999999996E-2,8.8999999999999996E-2,8.8999999999999996E-2,8.8999999999999996E-2,8.8999999999999996E-2,8.8999999999999996E-2,8.8999999999999996E-2,8.8999999999999996E-2,8.8999999999999996E-2,8.8999999999999996E-2,8.8999999999999996E-2,8.8999999999999996E-2,8.8999999999999996E-2,8.8999999999999996E-2,8.8999999999999996E-2,8.8999999999999996E-2,8.8999999999999996E-2,8.8999999999999996E-2,8.8999999999999996E-2,8.8999999999999996E-2,8.8999999999999996E-2,8.8999999999999996E-2,8.8999999999999996E-2,8.8999999999999996E-2,8.8999999999999996E-2,8.8999999999999996E-2,8.8999999999999996E-2,8.8999999999999996E-2,8.8999999999999996E-2,8.8999999999999996E-2,8.8999999999999996E-2,8.8999999999999996E-2,8.8999999999999996E-2,8.8999999999999996E-2]
[null,null,null,null,null,null,null,null,null,null,"TRG 4 - High",8.8999999999999996E-2,8.8999999999999996E-2,8.8999999999999996E-2,8.8999999999999996E-2,8.8999999999999996E-2,8.8999999999999996E-2,8.8999999999999996E-2,8.8999999999999996E-2,8.8999999999999996E-2,8.8999999999999996E-2,8.8999999999999996E-2,8.8999999999999996E-2,8.8999999999999996E-2,8.8999999999999996E-2,8.8999999999999996E-2,8.8999999999999996E-2,8.8999999999999996E-2,8.8999999999999996E-2,8.8999999999999996E-2,8.8999999999999996E-2,8.8999999999999996E-2,8.8999999999999996E-2,8.8999999999999996E-2,8.8999999999999996E-2,8.8999999999999996E-2,8.8999999999999996E-2,8.8999999999999996E-2,8.8999999999999996E-2,8.8999999999999996E-2,8.8999999999999996E-2,8.8999999999999996E-2,8.8999999999999996E-2,8.8999999999999996E-2,8.8999999999999996E-2,8.8999999999999996E-2,8.8999999999999996E-2,8.8999999999999996E-2]
[null,null,null,null,null,null,null,null,null,null,"TRG 5 - Low",8.8999999999999996E-2,8.8999999999999996E-2,8.8999999999999996E-2,8.8999999999999996E-2,8.8999999999999996E-2,8.8999999999999996E-2,8.8999999999999996E-2,8.8999999999999996E-2,8.8999999999999996E-2,8.8999999999999996E-2,8.8999999999999996E-2,8.8999999999999996E-2,8.8999999999999996E-2,8.8999999999999996E-2,8.8999999999999996E-2,8.8999999999999996E-2,8.8999999999999996E-2,8.8999999999999996E-2,8.8999999999999996E-2,8.8999999999999996E-2,8.8999999999999996E-2,8.8999999999999996E-2,8.8999999999999996E-2,8.8999999999999996E-2,8.8999999999999996E-2,8.8999999999999996E-2,8.8999999999999996E-2,8.8999999999999996E-2,8.8999999999999996E-2,8.8999999999999996E-2,8.8999999999999996E-2,8.8999999999999996E-2,8.8999999999999996E-2,8.8999999999999996E-2,8.8999999999999996E-2,8.8999999999999996E-2,8.8999999999999996E-2]
[null,null,null,null,null,null,null,null,null,null,"TRG 5 - Mid",8.8999999999999996E-2,8.8999999999999996E-2,8.8999999999999996E-2,8.8999999999999996E-2,8.8999999999999996E-2,8.8999999999999996E-2,8.8999999999999996E-2,8.8999999999999996E-2,8.8999999999999996E-2,8.8999999999999996E-2,8.8999999999999996E-2,8.8999999999999996E-2,8.8999999999999996E-2,8.8999999999999996E-2,8.8999999999999996E-2,8.8999999999999996E-2,8.8999999999999996E-2,8.8999999999999996E-2,8.8999999999999996E-2,8.8999999999999996E-2,8.8999999999999996E-2,8.8999999999999996E-2,8.8999999999999996E-2,8.8999999999999996E-2,8.8999999999999996E-2,8.8999999999999996E-2,8.8999999999999996E-2,8.8999999999999996E-2,8.8999999999999996E-2,8.8999999999999996E-2,8.8999999999999996E-2,8.8999999999999996E-2,8.8999999999999996E-2,8.8999999999999996E-2,8.8999999999999996E-2,8.8999999999999996E-2,8.8999999999999996E-2]
[null,null,null,null,null,null,null,null,null,null,"TRG 5 - High",8.8999999999999996E-2,8.8999999999999996E-2,8.8999999999999996E-2,8.8999999999999996E-2,8.8999999999999996E-2,8.8999999999999996E-2,8.8999999999999996E-2,8.8999999999999996E-2,8.8999999999999996E-2,8.8999999999999996E-2,8.8999999999999996E-2,8.8999999999999996E-2,8.8999999999999996E-2,8.8999999999999996E-2,8.8999999999999996E-2,8.8999999999999996E-2,8.8999999999999996E-2,8.8999999999999996E-2,8.8999999999999996E-2,8.8999999999999996E-2,8.8999999999999996E-2,8.8999999999999996E-2,{"$f":"$S$39","v":8.8999999999999996E-2},8.8999999999999996E-2,8.8999999999999996E-2,8.8999999999999996E-2,8.8999999999999996E-2,8.8999999999999996E-2,8.8999999999999996E-2,8.8999999999999996E-2,8.8999999999999996E-2,8.8999999999999996E-2,8.8999999999999996E-2,8.8999999999999996E-2,8.8999999999999996E-2,8.8999999999999996E-2,8.8999999999999996E-2]
[null,null,null,null,null,null,null,null,null,null,"TRG 6 - Low",8.8999999999999996E-2,8.8999999999999996E-2,8.8999999999999996E-2,8.8999999999999996E-2,8.8999999999999996E-2,8.8999999999999996E-2,8.8999999999999996E-2,8.8999999999999996E-2,8.8999999999999996E-2,8.8999999999999996E-2,8.8999999999999996E-2,8.8999999999999996E-2,8.8999999999999996E-2,8.8999999999999996E-2,8.8999999999999996E-2,8.8999999999999996E-2,8.8999999999999996E-2,8.8999999999999996E-2,8.8999999999999996E-2,8.8999999999999996E-2,8.8999999999999996E-2,8.8999999999999996E-2,8.8999999999999996E-2,8.8999999999999996E-2,8.8999999999999996E-2,8.8999999999999996E-2,8.8999999999999996E-2,8.8999999999999996E-2,8.8999999999999996E-2,8.8999999999999996E-2,8.8999999999999996E-2,8.8999999999999996E-2,8.8999999999999996E-2,8.8999999999999996E-2,8.8999999999999996E-2,8.8999999999999996E-2,8.8999999999999996E-2]
[null,null,null,null,null,null,null,null,null,null,"TRG 6 - Mid",8.8999999999999996E-2,8.8999999999999996E-2,8.8999999999999996E-2,8.8999999999999996E-2,8.8999999999999996E-2,8.8999999999999996E-2,8.8999999999999996E-2,8.8999999999999996E-2,8.8999999999999996E-2,8.8999999999999996E-2,8.8999999999999996E-2,8.8999999999999996E-2,8.8999999999999996E-2,8.8999999999999996E-2,8.8999999999999996E-2,8.8999999999999996E-2,8.8999999999999996E-2,8.8999999999999996E-2,8.8999999999999996E-2,8.8999999999999996E-2,8.8999999999999996E-2,8.8999999999999996E-2,8.8999999999999996E-2,8.8999999999999996E-2,8.8999999999999996E-2,8.8999999999999996E-2,8.8999999999999996E-2,8.8999999999999996E-2,8.8999999999999996E-2,8.8999999999999996E-2,8.8999999999999996E-2,8.8999999999999996E-2,8.8999999999999996E-2,8.8999999999999996E-2,8.8999999999999996E-2,8.8999999999999996E-2,8.8999999999999996E-2]
[null,null,null,null,null,null,null,null,null,null,"TRG 6 - High",8.8999999999999996E-2,8.8999999999999996E-2,8.8999999999999996E-2,8.8999999999999996E-2,8.8999999999999996E-2,8.8999999999999996E-2,8.8999999999999996E-2,8.8999999999999996E-2,8.8999999999999996E-2,8.8999999999999996E-2,8.8999999999999996E-2,8.8999999999999996E-2,8.8999999999999996E-2,8.8999999999999996E-2,8.8999999999999996E-2,8.8999999999999996E-2,8.8999999999999996E-2,8.8999999999999996E-2,8.8999999999999996E-2,8.8999999999999996E-2,8.8999999999999996E-2,8.8999999999999996E-2,8.8999999999999996E-2,8.8999999999999996E-2,8.8999999999999996E-2,8.8999999999999996E-2,8.8999999999999996E-2,8.8999999999999996E-2,8.8999999999999996E-2,8.8999999999999996E-2,8.8999999999999996E-2,8.8999999999999996E-2,8.8999999999999996E-2,8.8999999999999996E-2,8.8999999999999996E-2,8.8999999999999996E-2,8.8999999999999996E-2]
[null,null,null,null,null,null,null,null,null,null,"TRG 7 - Low",8.8999999999999996E-2,8.8999999999999996E-2,8.8999999999999996E-2,8.8999999999999996E-2,8.8999999999999996E-2,8.8999999999999996E-2,8.8999999999999996E-2,8.8999999999999996E-2,8.8999999999999996E-2,8.8999999999999996E-2,8.8999999999999996E-2,8.8999999999999996E-2,8.8999999999999996E-2,8.8999999999999996E-2,8.8999999999999996E-2,8.8999999999999996E-2,8.8999999999999996E-2,8.8999999999999996E-2,8.8999999999999996E-2,8.8999999999999996E-2,8.8999999999999996E-2,8.8999999999999996E-2,8.8999999999999996E-2,8.8999999999999996E-2,8.8999999999999996E-2,8.8999999999999996E-2,8.8999999999999996E-2,8.8999999999999996E-2,8.8999999999999996E-2,8.8999999999999996E-2,8.8999999999999996E-2,8.8999999999999996E-2,8.8999999999999996E-2,8.8999999999999996E-2,8.8999999999999996E-2,8.8999999999999996E-2,8.8999999999999996E-2]
[null,null,null,null,null,null,null,null,null,null,"TRG 7 - Mid",8.8999999999999996E-2,8.8999999999999996E-2,8.8999999999999996E-2,8.8999999999999996E-2,8.8999999999999996E-2,8.8999999999999996E-2,8.8999999999999996E-2,8.8999999999999996E-2,8.8999999999999996E-2,8.8999999999999996E-2,8.8999999999999996E-2,8.8999999999999996E-2,8.8999999999999996E-2,8.8999999999999996E-2,8.8999999999999996E-2,8.8999999999999996E-2,8.8999999999999996E-2,8.8999999999999996E-2,8.8999999999999996E-2,8.8999999999999996E-2,8.8999999999999996E-2,8.8999999999999996E-2,8.8999999999999996E-2,8.8999999999999996E-2,8.8999999999999996E-2,8.8999999999999996E-2,8.8999999999999996E-2,8.8999999999999996E-2,8.8999999999999996E-2,8.8999999999999996E-2,8.8999999999999996E-2,8.8999999999999996E-2,8.8999999999999996E-2,8.8999999999999996E-2,8.8999999999999996E-2,8.8999999999999996E-2,8.8999999999999996E-2]
[null,null,null,null,null,null,null,null,null,null,"TRG 7 - High",8.8999999999999996E-2,8.8999999999999996E-2,8.8999999999999996E-2,8.8999999999999996E-2,8.8999999999999996E-2,8.8999999999999996E-2,8.8999999999999996E-2,8.8999999999999996E-2,8.8999999999999996E-2,8.8999999999999996E-2,8.8999999999999996E-2,8.8999999999999996E-2,8.8999999999999996E-2,8.8999999999999996E-2,8.8999999999999996E-2,8.8999999999999996E-2,8.8999999999999996E-2,8.8999999999999996E-2,8.8999999999999996E-2,8.8999999999999996E-2,8.8999999999999996E-2,8.8999999999999996E-2,8.8999999999999996E-2,8.8999999999999996E-2,8.8999999999999996E-2,8.8999999999999996E-2,8.8999999999999996E-2,8.8999999999999996E-2,8.8999999999999996E-2,8.8999999999999996E-2,8.8999999999999996E-2,8.8999999999999996E-2,8.8999999999999996E-2,8.8999999999999996E-2,8.8999999999999996E-2,8.8999999999999996E-2,8.8999999999999996E-2]
[null,null,null,null,null,null,null,null,null,null,"TRG 8 - Low",8.8999999999999996E-2,8.8999999999999996E-2,8.8999999999999996E-2,8.8999999999999996E-2,8.8999999999999996E-2,8.8999999999999996E-2,8.8999999999999996E-2,8.8999999999999996E-2,8.8999999999999996E-2,8.8999999999999996E-2,8.8999999999999996E-2,8.8999999999999996E-2,8.8999999999999996E-2,8.8999999999999996E-2,8.8999999999999996E-2,8.8999999999999996E-2,8.8999999999999996E-2,8.8999999999999996E-2,8.8999999999999996E-2,8.8999999999999996E-2,8.8999999999999996E-2,8.8999999999999996E-2,8.8999999999999996E-2,8.8999999999999996E-2,8.8999999999999996E-2,{"$f":"$S$39","v":8.8999999999999996E-2},8.8999999999999996E-2,8.8999999999999996E-2,8.8999999999999996E-2,8.8999999999999996E-2,8.8999999999999996E-2,8.8999999999999996E-2,8.8999999999999996E-2,8.8999999999999996E-2,8.8999999999999996E-2,8.8999999999999996E-2,8.8999999999999996E-2]
[null,null,null,null,null,null,null,null,null,null,"TRG 8 - Mid",8.8999999999999996E-2,8.8999999999999996E-2,8.8999999999999996E-2,8.8999999999999996E-2,8.8999999999999996E-2,8.8999999999999996E-2,8.8999999999999996E-2,8.8999999999999996E-2,8.8999999999999996E-2,8.8999999999999996E-2,8.8999999999999996E-2,8.8999999999999996E-2,8.8999999999999996E-2,8.8999999999999996E-2,8.8999999999999996E-2,8.8999999999999996E-2,8.8999999999999996E-2,8.8999999999999996E-2,8.8999999999999996E-2,8.8999999999999996E-2,8.8999999999999996E-2,8.8999999999999996E-2,8.8999999999999996E-2,8.8999999999999996E-2,8.8999999999999996E-2,8.8999999999999996E-2,8.8999999999999996E-2,8.8999999999999996E-2,8.8999999999999996E-2,8.8999999999999996E-2,8.8999999999999996E-2,8.8999999999999996E-2,8.8999999999999996E-2,8.8999999999999996E-2,8.8999999999999996E-2,8.8999999999999996E-2,8.8999999999999996E-2]
[null,null,null,null,null,null,null,null,null,null,"TRG 8 - High",8.8999999999999996E-2,8.8999999999999996E-2,8.8999999999999996E-2,8.8999999999999996E-2,8.8999999999999996E-2,8.8999999999999996E-2,8.8999999999999996E-2,8.8999999999999996E-2,8.8999999999999996E-2,8.8999999999999996E-2,8.8999999999999996E-2,8.8999999999999996E-2,8.8999999999999996E-2,8.8999999999999996E-2,8.8999999999999996E-2,8.8999999999999996E-2,8.8999999999999996E-2,8.8999999999999996E-2,8.8999999999999996E-2,8.8999999999999996E-2,8.8999999999999996E-2,8.8999999999999996E-2,8.8999999999999996E-2,8.8999999999999996E-2,8.8999999999999996E-2,8.8999999999999996E-2,8.8999999999999996E-2,8.8999999999999996E-2,8.8999999999999996E-2,8.8999999999999996E-2,8.8999999999999996E-2,8.8999999999999996E-2,8.8999999999999996E-2,8.8999999999999996E-2,8.8999999999999996E-2,8.8999999999999996E-2,8.8999999999999996E-2]
[null,null,null,null,null,null,null,null,null,null,"TRG 9 - Low",8.8999999999999996E-2,8.8999999999999996E-2,8.8999999999999996E-2,8.8999999999999996E-2,8.8999999999999996E-2,8.8999999999999996E-2,8.8999999999999996E-2,8.8999999999999996E-2,8.8999999999999996E-2,8.8999999999999996E-2,8.8999999999999996E-2,8.8999999999999996E-2,8.8999999999999996E-2,8.8999999999999996E-2,8.8999999999999996E-2,8.8999999999999996E-2,8.8999999999999996E-2,8.8999999999999996E-2,8.8999999999999996E-2,8.8999999999999996E-2,8.8999999999999996E-2,8.8999999999999996E-2,8.8999999999999996E-2,8.8999999999999996E-2,8.8999999999999996E-2,8.8999999999999996E-2,8.8999999999999996E-2,8.8999999999999996E-2,8.8999999999999996E-2,8.8999999999999996E-2,8.8999999999999996E-2,8.8999999999999996E-2,8.8999999999999996E-2,8.8999999999999996E-2,8.8999999999999996E-2,8.8999999999999996E-2,8.8999999999999996E-2]
[null,null,null,null,null,null,null,null,null,null,"TRG 9 - Mid",8.8999999999999996E-2,8.8999999999999996E-2,8.8999999999999996E-2,8.8999999999999996E-2,8.8999999999999996E-2,8.8999999999999996E-2,8.8999999999999996E-2,8.8999999999999996E-2,8.8999999999999996E-2,8.8999999999999996E-2,8.8999999999999996E-2,8.8999999999999996E-2,8.8999999999999996E-2,8.8999999999999996E-2,8.8999999999999996E-2,8.8999999999999996E-2,8.8999999999999996E-2,8.8999999999999996E-2,8.8999999999999996E-2,8.8999999999999996E-2,8.8999999999999996E-2,8.8999999999999996E-2,8.8999999999999996E-2,8.8999999999999996E-2,8.8999999999999996E-2,8.8999999999999996E-2,8.8999999999999996E-2,8.8999999999999996E-2,8.8999999999999996E-2,8.8999999999999996E-2,8.8999999999999996E-2,8.8999999999999996E-2,8.8999999999999996E-2,8.8999999999999996E-2,8.8999999999999996E-2,8.8999999999999996E-2,8.8999999999999996E-2]
[null,null,null,null,null,null,null,null,null,null,"TRG 9 - High",8.8999999999999996E-2,8.8999999999999996E-2,8.8999999999999996E-2,8.8999999999999996E-2,8.8999999999999996E-2,8.8999999999999996E-2,8.8999999999999996E-2,8.8999999999999996E-2,8.8999999999999996E-2,8.8999999999999996E-2,8.8999999999999996E-2,8.8999999999999996E-2,8.8999999999999996E-2,8.8999999999999996E-2,8.8999999999999996E-2,8.8999999999999996E-2,8.8999999999999996E-2,8.8999999999999996E-2,8.8999999999999996E-2,8.8999999999999996E-2,8.8999999999999996E-2,8.8999999999999996E-2,8.8999999999999996E-2,8.8999999999999996E-2,8.8999999999999996E-2,8.8999999999999996E-2,8.8999999999999996E-2,8.8999999999999996E-2,8.8999999999999996E-2,8.8999999999999996E-2,8.8999999999999996E-2,8.8999999999999996E-2,8.8999999999999996E-2,8.8999999999999996E-2,8.8999999999999996E-2,8.8999999999999996E-2,8.8999999999999996E-2]
[null,null,null,null,null,null,null,null,null,null,"TRG 10 - Low",8.8999999999999996E-2,8.8999999999999996E-2,8.8999999999999996E-2,8.8999999999999996E-2,8.8999999999999996E-2,8.8999999999999996E-2,8.8999999999999996E-2,8.8999999999999996E-2,8.8999999999999996E-2,8.8999999999999996E-2,8.8999999999999996E-2,8.8999999999999996E-2,8.8999999999999996E-2,8.8999999999999996E-2,8.8999999999999996E-2,8.8999999999999996E-2,8.8999999999999996E-2,8.8999999999999996E-2,8.8999999999999996E-2,8.8999999999999996E-2,8.8999999999999996E-2,8.8999999999999996E-2,8.8999999999999996E-2,8.8999999999999996E-2,8.8999999999999996E-2,8.8999999999999996E-2,8.8999999999999996E-2,8.8999999999999996E-2,8.8999999999999996E-2,8.8999999999999996E-2,8.8999999999999996E-2,8.8999999999999996E-2,8.8999999999999996E-2,8.8999999999999996E-2,8.8999999999999996E-2,8.8999999999999996E-2,8.8999999999999996E-2]
[null,null,null,null,null,null,null,null,null,null,"TRG 10 - Mid",8.8999999999999996E-2,8.8999999999999996E-2,8.8999999999999996E-2,8.8999999999999996E-2,8.8999999999999996E-2,8.8999999999999996E-2,8.8999999999999996E-2,8.8999999999999996E-2,8.8999999999999996E-2,8.8999999999999996E-2,8.8999999999999996E-2,8.8999999999999996E-2,8.8999999999999996E-2,8.8999999999999996E-2,8.8999999999999996E-2,8.8999999999999996E-2,8.8999999999999996E-2,8.8999999999999996E-2,8.8999999999999996E-2,8.8999999999999996E-2,8.8999999999999996E-2,8.8999999999999996E-2,8.8999999999999996E-2,8.8999999999999996E-2,8.8999999999999996E-2,8.8999999999999996E-2,8.8999999999999996E-2,8.8999999999999996E-2,{"$f":"$S$39","v":8.8999999999999996E-2},8.8999999999999996E-2,8.8999999999999996E-2,8.8999999999999996E-2,8.8999999999999996E-2,8.8999999999999996E-2,8.8999999999999996E-2,8.8999999999999996E-2,8.8999999999999996E-2]
[null,null,null,null,null,null,null,null,null,null,"TRG 10 - High",8.8999999999999996E-2,8.8999999999999996E-2,8.8999999999999996E-2,8.8999999999999996E-2,8.8999999999999996E-2,8.8999999999999996E-2,8.8999999999999996E-2,8.8999999999999996E-2,8.8999999999999996E-2,8.8999999999999996E-2,8.8999999999999996E-2,8.8999999999999996E-2,8.8999999999999996E-2,8.8999999999999996E-2,8.8999999999999996E-2,8.8999999999999996E-2,8.8999999999999996E-2,8.8999999999999996E-2,8.8999999999999996E-2,8.8999999999999996E-2,8.8999999999999996E-2,8.8999999999999996E-2,8.8999999999999996E-2,8.8999999999999996E-2,8.8999999999999996E-2,8.8999999999999996E-2,8.8999999999999996E-2,8.8999999999999996E-2,8.8999999999999996E-2,8.8999999999999996E-2,8.8999999999999996E-2,8.8999999999999996E-2,8.8999999999999996E-2,8.8999999999999996E-2,8.8999999999999996E-2,8.8999999999999996E-2,8.8999999999999996E-2]
[]
[]
[null,null,null,null,null,null,null,null,null,null,null,{"$f":"L395","v":2014},2015,2016,2017,2018,2019,2020,2021,2022,2023,2024,2025,2026,2027,2028,2029,2030,2031,2032,2033,2034,2035,2036,2037,2038,2039,2040,2041,2042,2043,2044,2045,2046,2047,2048,2049,2050]
[null,null,null,null,null,null,null,"Grid Connection Costs",null,"Grid Connection Costs (GCC) ($/kW)","TRG 1 - Low",{"$f":"L460","v":243},{"$f":"M460","v":243},243,243,243,243,243,243,243,243,243,243,243,243,243,243,243,243,243,243,243,243,243,243,243,243,243,243,243,243,243,243,243,243,243,243,243]
[null,null,null,null,null,null,null,null,null,null,"TRG 1 - Mid",{"$f":"L461","v":243},{"$f":"M461","v":243},243,243,243,243,243,243,243,243,243,243,243,243,243,243,243,243,243,243,243,243,243,243,243,243,243,243,243,243,243,243,243,243,243,243,243]
[null,null,null,null,null,null,null,null,null,null,"TRG 1 - High",243,{"$f":"M462","v":243},243,243,243,243,243,243,243,243,243,243,243,243,243,243,243,243,243,243,243,243,243,243,243,243,243,243,243,243,243,243,243,243,243,243,243]
[null,null,null,null,null,null,null,null,null,null,"TRG 2 - Low",243,{"$f":"M463","v":243},243,243,243,243,243,243,243,243,243,243,243,243,243,243,243,243,243,243,243,243,243,243,243,243,243,243,243,243,243,243,243,243,243,243,243]
[null,null,null,null,null,null,null,null,null,null,"TRG 2 - Mid",243,{"$f":"M464","v":243},243,243,243,243,243,243,243,243,243,243,243,243,243,243,243,243,243,243,243,243,243,243,243,243,243,243,243,243,243,243,243,243,243,243,243]
[null,null,null,null,null,null,null,null,null,null,"TRG 2 - High",243,{"$f":"M465","v":243},243,243,243,243,243,243,243,243,243,243,243,243,243,243,243,243,243,243,243,243,243,243,243,243,243,243,243,243,243,243,243,243,243,243,243]
[null,null,null,null,null,null,null,null,null,null,"TRG 3 - Low",243,{"$f":"M466","v":243},243,243,243,243,243,243,243,243,243,243,243,243,243,243,243,243,243,243,243,243,243,243,243,243,243,243,243,243,243,243,243,243,243,243,243]
[null,null,null,null,null,null,null,null,null,null,"TRG 3 - Mid",243,{"$f":"M467","v":243},243,243,243,243,243,243,243,243,243,243,243,243,243,243,243,243,243,243,243,243,243,243,243,243,243,243,243,243,243,243,243,243,243,243,243]
[null,null,null,null,null,null,null,null,null,null,"TRG 3 - High",243,{"$f":"M468","v":243},243,243,243,243,243,243,243,243,243,243,243,243,243,243,243,243,243,243,243,243,243,243,243,243,243,243,243,243,243,243,243,243,243,243,243]
[null,null,null,null,null,null,null,null,null,null,"TRG 4 - Low",243,{"$f":"M469","v":243},243,243,243,243,243,243,243,243,243,243,243,243,243,243,243,243,243,243,243,243,243,243,243,243,243,243,243,243,243,243,243,243,243,243,243]
[null,null,null,null,null,null,null,null,null,null,"TRG 4 - Mid",243,{"$f":"M470","v":243},243,243,243,243,243,243,243,243,243,243,243,243,243,243,243,243,243,243,243,243,243,243,243,243,243,243,243,243,243,243,243,243,243,243,243]
[null,null,null,null,null,null,null,null,null,null,"TRG 4 - High",243,{"$f":"M471","v":243},243,243,243,243,243,243,243,243,243,243,243,243,243,243,243,243,243,243,243,243,243,243,243,243,243,243,243,243,243,243,243,243,243,243,243]
[null,null,null,null,null,null,null,null,null,null,"TRG 5 - Low",243,{"$f":"M472","v":243},243,243,243,243,243,243,243,243,243,243,243,243,243,243,243,243,243,243,243,243,243,243,243,243,243,243,243,243,243,243,243,243,243,243,243]
[null,null,null,null,null,null,null,null,null,null,"TRG 5 - Mid",243,{"$f":"M473","v":243},243,243,243,243,243,243,243,243,243,243,243,243,243,243,243,243,243,243,243,243,243,243,243,243,243,243,243,243,243,243,243,243,243,243,243]
[null,null,null,null,null,null,null,null,null,null,"TRG 5 - High",{"$f":"L474","v":243},{"$f":"M474","v":243},243,243,243,243,243,243,243,243,243,243,243,243,243,243,243,243,243,243,243,243,243,243,243,243,243,243,243,243,243,243,243,243,243,243,243]
[null,null,null,null,null,null,null,null,null,null,"TRG 6 - Low",243,{"$f":"M475","v":243},243,243,243,243,243,243,243,243,243,243,243,243,243,243,243,243,243,243,243,243,243,243,243,243,243,243,243,243,243,243,243,243,243,243,243]
[null,null,null,null,null,null,null,null,null,null,"TRG 6 - Mid",243,{"$f":"M476","v":243},243,243,243,243,243,243,243,243,243,243,243,243,243,243,243,243,243,243,243,243,243,243,243,243,243,243,243,243,243,243,243,243,243,243,243]
[null,null,null,null,null,null,null,null,null,null,"TRG 6 - High",243,{"$f":"M477","v":243},243,243,243,243,243,243,243,243,243,243,243,243,243,243,243,243,243,243,243,243,243,243,243,243,243,243,243,243,243,243,243,243,243,243,243]
[null,null,null,null,null,null,null,null,null,null,"TRG 7 - Low",243,{"$f":"M478","v":243},243,243,243,243,243,243,243,243,243,243,243,243,243,243,243,243,243,243,243,243,243,243,243,243,243,243,243,243,243,243,243,243,243,243,243]
[null,null,null,null,null,null,null,null,null,null,"TRG 7 - Mid",243,{"$f":"M479","v":243},243,243,243,243,243,243,243,243,243,243,243,243,243,243,243,243,243,243,243,243,243,243,243,243,243,243,243,243,243,243,243,243,243,243,243]
[null,null,null,null,null,null,null,null,null,null,"TRG 7 - High",243,{"$f":"M480","v":243},243,243,243,243,243,243,243,243,243,243,243,243,243,243,243,243,243,243,243,243,243,243,243,243,243,243,243,243,243,243,243,243,243,243,243]
[null,null,null,null,null,null,null,null,null,null,"TRG 8 - Low",243,{"$f":"M481","v":243},243,243,243,243,243,243,243,243,243,243,243,243,243,243,243,243,243,243,243,243,243,243,243,243,243,243,243,243,243,243,243,243,243,243,243]
[null,null,null,null,null,null,null,null,null,null,"TRG 8 - Mid",243,{"$f":"M482","v":243},243,243,243,243,243,243,243,243,243,243,243,243,243,243,243,243,243,243,243,243,243,243,243,243,243,243,243,243,243,243,243,243,243,243,243]
[null,null,null,null,null,null,null,null,null,null,"TRG 8 - High",243,{"$f":"M483","v":243},243,243,243,243,243,243,243,243,243,243,243,243,243,243,243,243,243,243,243,243,243,243,243,243,243,243,243,243,243,243,243,243,243,243,243]
[null,null,null,null,null,null,null,null,null,null,"TRG 9 - Low",243,{"$f":"M484","v":243},243,243,243,243,243,243,243,243,243,243,243,243,243,243,243,243,243,243,243,243,243,243,243,243,243,243,243,243,243,243,243,243,243,243,243]
[null,null,null,null,null,null,null,null,null,null,"TRG 9 - Mid",243,{"$f":"M485","v":243},243,243,243,243,243,243,243,243,243,243,243,243,243,243,243,243,243,243,243,243,243,243,243,243,243,243,243,243,243,243,243,243,243,243,243]
[null,null,null,null,null,null,null,null,null,null,"TRG 9 - High",243,{"$f":"M486","v":243},243,243,243,243,243,243,243,243,243,243,243,243,243,243,243,243,243,243,243,243,243,243,243,243,243,243,243,243,243,243,243,243,243,243,243]
[null,null,null,null,null,null,null,null,null,null,"TRG 10 - Low",243,{"$f":"M487","v":243},243,243,243,243,243,243,243,243,243,243,243,243,243,243,243,243,243,243,243,243,243,243,243,243,243,243,243,243,243,243,243,243,243,243,243]
[null,null,null,null,null,null,null,null,null,null,"TRG 10 - Mid",243,{"$f":"M488","v":243},243,243,243,243,243,243,243,243,243,243,243,243,243,243,243,243,243,243,243,243,243,243,243,243,243,243,243,243,243,243,243,243,243,243,243]
[null,null,null,null,null,null,null,null,null,null,"TRG 10 - High",243,{"$f":"M489","v":243},243,243,243,243,243,243,243,243,243,243,243,243,243,243,243,243,243,243,243,243,243,243,243,243,243,243,243,243,243,243,243,243,243,243,243]
[]
[null,null,null,null,null,null,null,null,null,"Offshore Spur Line Costs ($/kW)","TRG 1 - Low",243,243,243,243,243,243,243,243,243,243,243,243,243,243,243,243,243,243,243,243,243,243,243,243,243,243,243,243,243,243,243,243,243,243,243,243,243]
[null,null,null,null,null,null,null,null,null,null,"TRG 1 - Mid",243,243,243,243,243,243,243,243,243,243,243,243,243,243,243,243,243,243,243,243,243,243,243,243,243,243,243,243,243,243,243,243,243,243,243,243,243]
[null,null,null,null,null,null,null,null,null,null,"TRG 1 - High",243,243,243,243,243,243,243,243,243,243,243,243,243,243,243,243,243,243,243,243,243,243,243,243,243,243,243,243,243,243,243,243,243,243,243,243,243]
[null,null,null,null,null,null,null,null,null,null,"TRG 2 - Low",243,243,243,243,243,243,243,243,243,243,243,243,243,243,243,243,243,243,243,243,243,243,243,243,243,243,243,243,243,243,243,243,243,243,243,243,243]
[null,null,null,null,null,null,null,null,null,null,"TRG 2 - Mid",243,243,243,243,243,243,243,243,243,243,243,243,243,243,243,243,243,243,243,243,243,243,243,243,243,243,243,243,243,243,243,243,243,243,243,243,243]
[null,null,null,null,null,null,null,null,null,null,"TRG 2 - High",243,243,243,243,243,243,243,243,243,243,243,243,243,243,243,243,243,243,243,243,243,243,243,243,243,243,243,243,243,243,243,243,243,243,243,243,243]
[null,null,null,null,null,null,null,null,null,null,"TRG 3 - Low",243,243,243,243,243,243,243,243,243,243,243,243,243,243,243,243,243,243,243,243,243,243,243,243,243,243,243,243,243,243,243,243,243,243,243,243,243]
[null,null,null,null,null,null,null,null,null,null,"TRG 3 - Mid",243,243,243,243,243,243,243,243,243,243,243,243,243,243,243,243,243,243,243,243,243,243,243,243,243,243,243,243,243,243,243,243,243,243,243,243,243]
[null,null,null,null,null,null,null,null,null,null,"TRG 3 - High",243,243,243,243,243,243,243,243,243,243,243,243,243,243,243,243,243,243,243,243,243,243,243,243,243,243,243,243,243,243,243,243,243,243,243,243,243]
[null,null,null,null,null,null,null,null,null,null,"TRG 4 - Low",243,243,243,243,243,243,243,243,243,243,243,243,243,243,243,243,243,243,243,243,243,243,243,243,243,243,243,243,243,243,243,243,243,243,243,243,243]
[null,null,null,null,null,null,null,null,null,null,"TRG 4 - Mid",243,243,243,243,243,243,243,243,243,243,243,243,243,243,243,243,243,243,243,243,243,243,243,243,243,243,243,243,243,243,243,243,243,243,243,243,243]
[null,null,null,null,null,null,null,null,null,null,"TRG 4 - High",243,243,243,243,243,243,243,243,243,243,243,243,243,243,243,243,243,243,243,243,243,243,243,243,243,243,243,243,243,243,243,243,243,243,243,243,243]
[null,null,null,null,null,null,null,null,null,null,"TRG 5 - Low",243,243,243,243,243,243,243,243,243,243,243,243,243,243,243,243,243,243,243,243,243,243,243,243,243,243,243,243,243,243,243,243,243,243,243,243,243]
[null,null,null,null,null,null,null,null,null,null,"TRG 5 - Mid",243,243,243,243,243,243,243,243,243,243,243,243,243,243,243,243,243,243,243,243,243,243,243,243,243,243,243,243,243,243,243,243,243,243,243,243,243]
[null,null,null,null,null,null,null,null,null,null,"TRG 5 - High",243,243,243,243,243,243,243,243,243,243,243,243,243,243,243,243,243,243,243,243,243,243,243,243,243,243,243,243,243,243,243,243,243,243,243,243,243]
[null,null,null,null,null,null,null,null,null,null,"TRG 6 - Low",243,243,243,243,243,243,243,243,243,243,243,243,243,243,243,243,243,243,243,243,243,243,243,243,243,243,243,243,243,243,243,243,243,243,243,243,243]
[null,null,null,null,null,null,null,null,null,null,"TRG 6 - Mid",243,243,243,243,243,243,243,243,243,243,243,243,243,243,243,243,243,243,243,243,243,243,243,243,243,243,243,243,243,243,243,243,243,243,243,243,243]
[null,null,null,null,null,null,null,null,null,null,"TRG 6 - High",243,243,243,243,243,243,243,243,243,243,243,243,243,243,243,243,243,243,243,243,243,243,243,243,243,243,243,243,243,243,243,243,243,243,243,243,243]
[null,null,null,null,null,null,null,null,null,null,"TRG 7 - Low",243,243,243,243,243,243,243,243,243,243,243,243,243,243,243,243,243,243,243,243,243,243,243,243,243,243,243,243,243,243,243,243,243,243,243,243,243]
[null,null,null,null,null,null,null,null,null,null,"TRG 7 - Mid",243,243,243,243,243,243,243,243,243,243,243,243,243,243,243,243,243,243,243,243,243,243,243,243,243,243,243,243,243,243,243,243,243,243,243,243,243]
[null,null,null,null,null,null,null,null,null,null,"TRG 7 - High",243,243,243,243,243,243,243,243,243,243,243,243,243,243,243,243,243,243,243,243,243,243,243,243,243,243,243,243,243,243,243,243,243,243,243,243,243]
[null,null,null,null,null,null,null,null,null,null,"TRG 8 - Low",243,243,243,243,243,243,243,243,243,243,243,243,243,243,243,243,243,243,243,243,243,243,243,243,243,243,243,243,243,243,243,243,243,243,243,243,243]
[null,null,null,null,null,null,null,null,null,null,"TRG 8 - Mid",243,243,243,243,243,243,243,243,243,243,243,243,243,243,243,243,243,243,243,243,243,243,243,243,243,243,243,243,243,243,243,243,243,243,243,243,243]
[null,null,null,null,null,null,null,null,null,null,"TRG 8 - High",243,243,243,243,243,243,243,243,243,243,243,243,243,243,243,243,243,243,243,243,243,243,243,243,243,243,243,243,243,243,243,243,243,243,243,243,243]
[null,null,null,null,null,null,null,null,null,null,"TRG 9 - Low",243,243,243,243,243,243,243,243,243,243,243,243,243,243,243,243,243,243,243,243,243,243,243,243,243,243,243,243,243,243,243,243,243,243,243,243,243]
[null,null,null,null,null,null,null,null,null,null,"TRG 9 - Mid",243,243,243,243,243,243,243,243,243,243,243,243,243,243,243,243,243,243,243,243,243,243,243,243,243,243,243,243,243,243,243,243,243,243,243,243,243]
[null,null,null,null,null,null,null,null,null,null,"TRG 9 - High",243,243,243,243,243,243,243,243,243,243,243,243,243,243,243,243,243,243,243,243,243,243,243,243,243,243,243,243,243,243,243,243,243,243,243,243,243]
[null,null,null,null,null,null,null,null,null,null,"TRG 10 - Low",243,243,243,243,243,243,243,243,243,243,243,243,243,243,243,243,243,243,243,243,243,243,243,243,243,243,243,243,243,243,243,243,243,243,243,243,243]
[null,null,null,null,null,null,null,null,null,null,"TRG 10 - Mid",243,243,243,243,243,243,243,243,243,243,243,243,243,243,243,243,243,243,243,243,243,243,243,243,243,243,243,243,243,243,243,243,243,243,243,243,243]
[null,null,null,null,null,null,null,null,null,null,"TRG 10 - High",243,243,243,243,243,243,243,243,243,243,243,243,243,243,243,243,243,243,243,243,243,243,243,243,243,243,243,243,243,243,243,243,243,243,243,243,243]
[]
[]
[null,null,null,null,null,null,null,null,null,null,null,{"$f":"L428","v":2014},2015,2016,2017,2018,2019,2020,2021,2022,2023,2024,2025,2026,2027,2028,2029,2030,2031,2032,2033,2034,2035,2036,2037,2038,2039,2040,2041,2042,2043,2044,2045,2046,2047,2048,2049,2050]
[null,null,null,null,null,null,null,"LCOE",null,"Levelized Cost of Energy ($/MWh)","TRG 1 - Low",{"$f":" (($S$46 * $S$44 * $S$42 * (L301 * 1 + L429) +L332) * 1000 / (L177 * 8760)) + L363 + 0","v":172.11010314852655},162.80771745687213,153.52168095814253,148.4556155646539,143.44501091188678,138.48896116189414,133.58658008868647,124.81409602563683,116.57961399357076,108.83511410340796,107.38076587012753,105.92865641168895,104.47878055699648,103.03113315055272,101.58570905237725,100.14250313792429,98.701510297998496,97.98471943440353,97.268670105244439,96.553361159477092,95.83879144841049,95.124959825700302,94.411865147341359,93.699506271660667,92.987882059310451,92.276991373260969,91.566833078793238,90.804185215997506,90.044646427250314,89.288197738159923,88.5348203283923,87.784495530109865,87.037204826429232,86.292929849897092,85.551652380985146,84.813354346602694,84.078017818627316]
[null,null,null,null,null,null,null,null,null,null,"TRG 1 - Mid",{"$f":" (($S$46 * $S$44 * $S$42 * (L302 * 1 + L430) +L333) * 1000 / (L178 * 8760)) + L364 + 0","v":172.11010314852655},168.92866720681781,165.74750821114554,160.46771790276952,155.24691275390765,150.08410974398632,144.978347569227,137.10351525421632,129.55534635610189,122.31392778608691,121.52618339040202,120.73977898514555,119.95471115366844,119.17097649091555,118.38857160337683,117.6074931090378,116.82773763733023,116.42254446042786,116.01829638791023,115.61499011693191,115.21262236001898,114.81118984497988,114.41068931481649,114.01111752763626,113.61247125656433,113.2147472896572,112.8179424298161,112.39286071837006,111.96871580132989,111.54550458528007,111.12322399040899,110.70187095043467,110.28144241253014,109.86193533724996,109.44334669845675,109.02567348324864,108.60891269188673]
[null,null,null,null,null,null,null,null,null,null,"TRG 1 - High",{"$f":" (($S$46 * $S$44 * $S$42 * (L303 * 1 + L431) +L334) * 1000 / (L179 * 8760)) + L365 + 0","v":172.11010314852655},174.82855284446333,177.54727956049584,173.9161081358713,170.29831682058358,166.69383178214329,163.10257972910364,155.6080842141485,148.50073725300561,141.75129531942176,141.71012234375266,141.66897327928206,141.6278481051863,141.58674680066605,141.54566934494594,141.50461571727482,141.46358589692559,141.46358589692559,141.46358589692559,141.46358589692559,141.46358589692559,141.46358589692559,141.46358589692559,141.46358589692559,141.46358589692559,141.46358589692559,141.46358589692559,141.46358589692559,141.46358589692559,141.46358589692559,141.46358589692559,141.46358589692559,141.46358589692559,141.46358589692559,141.46358589692559,141.46358589692559,141.46358589692559]
[null,null,null,null,null,null,null,null,null,null,"TRG 2 - Low",{"$f":" (($S$46 * $S$44 * $S$42 * (L304 * 1 + L432) +L335) * 1000 / (L180 * 8760)) + L366 + 0","v":187.72631610667165},177.57988911051405,167.45129473256384,161.92556570168637,156.46032957827771,151.05459833422273,145.70740533283256,136.13895998224419,127.15733166033021,118.710143448409,117.12383659497358,115.53997164904951,113.95854297034759,112.37954493559221,110.80297193843275,109.22881838935376,107.65707871558274,106.87525065447534,106.09423141008101,105.31401972691694,104.53461435206702,103.7560140351746,102.97821752843451,102.20122358658541,101.42503096690213,100.64963842918777,99.875044735765982,99.04319889319089,98.214744222934897,97.389660028986626,96.567925783370555,95.749521124444243,94.934425855216091,94.12261994168307,93.314083511188755,92.508796850801332,91.706740405710661]
[null,null,null,null,null,null,null,null,null,null,"TRG 2 - Mid",{"$f":" (($S$46 * $S$44 * $S$42 * (L305 * 1 + L433) +L336) * 1000 / (L181 * 8760)) + L367 + 0","v":187.72631610667182},184.25621622095528,180.78641840965665,175.02757237868425,169.33306345807313,163.70181943400453,158.13279177990336,149.54344557993633,141.31040222761692,133.41194184285837,132.55272236224491,131.69496445455573,130.83866439313587,129.98381846397658,129.13042296566152,128.27847420931292,127.42796851853798,126.98601060311107,126.54508354503206,126.1051837417756,125.66630760758268,125.22845157336316,124.79161208659893,124.35578561124802,123.92096862764879,123.48715763242569,123.05434913839493,122.59069812503627,122.1280689050502,121.66645810434379,121.20586236366216,120.74627833850789,120.28770269905908,119.83013213008977,119.37356333088948,118.91799301518422,118.46341791105711]
[null,null,null,null,null,null,null,null,null,null,"TRG 2 - High",{"$f":" (($S$46 * $S$44 * $S$42 * (L306 * 1 + L434) +L337) * 1000 / (L182 * 8760)) + L368 + 0","v":187.72631610667182},190.69142122022288,193.65682848897072,189.69618688672659,185.75013942270542,181.81860556531134,177.90150537308233,169.72700539682944,161.97478145471788,154.612936642655,154.56802788422593,154.52314520655045,154.4782885869156,154.43345800263489,154.3886534310478,154.34387484952049,154.29912223544511,154.29912223544511,154.29912223544511,154.29912223544511,154.29912223544511,154.29912223544511,154.29912223544511,154.29912223544511,154.29912223544511,154.29912223544511,154.29912223544511,154.29912223544511,154.29912223544511,154.29912223544511,154.29912223544511,154.29912223544511,154.29912223544511,154.29912223544511,154.29912223544511,154.29912223544511,154.29912223544511]
[null,null,null,null,null,null,null,null,null,null,"TRG 3 - Low",{"$f":" (($S$46 * $S$44 * $S$42 * (L307 * 1 + L435) +L338) * 1000 / (L183 * 8760)) + L369 + 0","v":205.3957088735871},194.29426817719809,183.21233856126722,177.16651049156005,171.18686911250481,165.27233339966497,159.4218457334587,148.95278813747666,139.12578063912281,129.88351643898639,128.14790138293182,126.41495807442284,124.68468034228839,122.95706203397252,121.23209701543716,119.50977917106398,117.79010240355369,116.93468622025645,116.08015498205152,115.22650731528606,114.37374184911549,113.52185721549576,112.67085204917424,111.82072498768174,110.97147467132386,110.12309974317242,109.2755988490571,108.36545705299598,107.45902561708495,106.55628189733866,105.65720343362392,104.76176794779626,103.86995334185956,102.98173769614721,102.09709926752576,101.21601648762007,100.33846796105965]
[null,null,null,null,null,null,null,null,null,null,"TRG 3 - Mid",{"$f":" (($S$46 * $S$44 * $S$42 * (L308 * 1 + L436) +L339) * 1000 / (L184 * 8760)) + L370 + 0","v":205.3957088735871},201.5989922455158,197.80260612405837,191.501719347197,185.27122529237693,179.10995082563414,173.01674872976625,163.61894618352972,154.61098283237268,145.96909445261247,145.02900252539268,144.09050973894907,143.15361201586219,142.2183052925491,141.28458551920443,140.35244865974164,139.42189069173421,138.93833430382841,138.45590580081435,137.97460124108565,137.49441670138035,137.0153482766743,136.53739208007519,136.06054424271755,135.5848009136582,135.11015825977276,134.63661246565275,134.12932115704024,133.62314781621424,133.11808875150152,132.61414028746358,132.11129876480831,131.60956054030061,131.10892198667477,130.60937949254725,130.11092946232941,129.61356831614134]
[null,null,null,null,null,null,null,null,null,null,"TRG 3 - High",{"$f":" (($S$46 * $S$44 * $S$42 * (L309 * 1 + L437) +L340) * 1000 / (L185 * 8760)) + L371 + 0","v":205.3957088735871},208.63989902930618,211.88441978002086,207.55099010239977,203.2335282093058,198.93194598925567,194.64615597644487,185.7022462884951,177.22035858644259,169.16559372901159,169.11645801664329,169.06735083983139,169.01827217372508,168.96922199350252,168.9202002743703,168.87120699156421,168.82224212034851,168.82224212034851,168.82224212034851,168.82224212034851,168.82224212034851,168.82224212034851,168.82224212034851,168.82224212034851,168.82224212034851,168.82224212034851,168.82224212034851,168.82224212034851,168.82224212034851,168.82224212034851,168.82224212034851,168.82224212034851,168.82224212034851,168.82224212034851,168.82224212034851,168.82224212034851,168.82224212034851]
[null,null,null,null,null,null,null,null,null,null,"TRG 4 - Low",{"$f":" (($S$46 * $S$44 * $S$42 * (L310 * 1 + L438) +L341) * 1000 / (L186 * 8760)) + L372 + 0","v":241.81681978795041},228.74685304430665,215.69985711856589,208.58197269527881,201.54201129742154,194.57870021149486,187.69079427904248,175.3653458657293,163.79579694809917,152.91467898914246,150.87130176605982,148.83107004926984,146.7939765733191,144.76001409467011,142.72917539158686,140.70145326401951,138.67684053348526,137.66974052066371,136.66368237287955,135.65866447290148,134.65468520680463,133.65174296396088,132.6498361370289,131.64896312194406,130.64912231790873,129.65031212738191,128.6525309560696,127.5810012932223,126.51383991779781,125.45102017054131,124.39251560865122,123.33830000358522,122.28834733889357,121.24263180807762,120.20112781247509,119.16380995917052,118.13065305893045]
[null,null,null,null,null,null,null,null,null,null,"TRG 4 - Mid",{"$f":" (($S$46 * $S$44 * $S$42 * (L311 * 1 + L439) +L342) * 1000 / (L187 * 8760)) + L373 + 0","v":241.81681978795041},237.34686301197482,232.87729534859685,225.45912478125396,218.12382909125685,210.87002712256316,203.69636823149597,192.63213160654922,182.02686111531483,171.85257862218717,170.74578802078992,169.64088012248811,168.53785012684747,167.43669324972367,166.33740472319315,165.23997979548375,164.14441373090551,163.57511231485941,163.00713878214199,162.44048849221474,161.87515682613625,161.31113918643698,160.74843099699427,160.18702770290915,159.6269247703826,159.06811768659426,158.51060195958104,157.91335690695797,157.31742806204082,156.72281107854249,156.12950162928971,155.53749540611847,154.94678811976911,154.35737549978325,153.76925329440067,153.18241727045688,152.59686321328181]
[null,null,null,null,null,null,null,null,null,null,"TRG 4 - High",{"$f":" (($S$46 * $S$44 * $S$42 * (L312 * 1 + L440) +L343) * 1000 / (L188 * 8760)) + L374 + 0","v":241.81681978795041},245.6362751726129,249.45611977392701,244.35427909203611,239.27123762895377,234.20689164912059,229.16113817714944,218.63127945190325,208.64536922448343,199.16231997946491,199.10447144033,199.0466564967241,198.98887511938986,198.93112727910383,198.87341294667652,198.8157320929522,198.75808468880905,198.75808468880905,198.75808468880905,198.75808468880905,198.75808468880905,198.75808468880905,198.75808468880905,198.75808468880905,198.75808468880905,198.75808468880905,198.75808468880905,198.75808468880905,198.75808468880905,198.75808468880905,198.75808468880905,198.75808468880905,198.75808468880905,198.75808468880905,198.75808468880905,198.75808468880905,198.75808468880905]
[null,null,null,null,null,null,null,null,null,null,"TRG 5 - Low",{"$f":" (($S$46 * $S$44 * $S$42 * (L313 * 1 + L441) +L344) * 1000 / (L189 * 8760)) + L375 + 0","v":187.96423531323791},177.77961782844417,167.6131613547866,162.06907378068559,156.58575353578752,151.16221506591546,145.79749506198476,136.20910996477218,127.20900089476417,118.74468956763144,117.15298945323416,115.5637586443092,113.97699223594088,112.39268538312774,110.81083330376707,109.23143128190731,107.65447467129415,106.87019210235836,106.08672805147373,105.30408140678193,104.52225106341668,103.74123592366169,102.96103489711592,102.18164690086697,101.40307085967245,100.6253057061505,99.848350380979127,99.014611380293033,98.184279508062886,97.357334142168654,96.533754832706876,95.713521300413333,94.896613435111774,94.083011294189333,93.272695101097341,92.465645243879408,91.661842273725057]
[null,null,null,null,null,null,null,null,null,null,"TRG 5 - Mid",{"$f":" (($S$46 * $S$44 * $S$42 * (L314 * 1 + L442) +L345) * 1000 / (L190 * 8760)) + L376 + 0","v":187.96423531323791},184.47976904414165,180.99554729342395,175.21726020128236,169.50358315357778,163.8534443820752,158.26579641101375,149.65424201591802,141.40005118242306,133.48145571655829,132.61908940437692,131.75818924484088,130.89875148581234,130.04077238755559,129.18424822267431,128.32917527604835,127.47554984477082,127.03250303553293,126.59049038753508,126.14950829234903,125.70955315839599,125.27062141084959,124.83270949153896,124.39581385885305,123.95993098764551,123.52505736914024,123.09118951083734,122.62635727553206,122.16255051597187,121.69976585516405,121.23799993107313,120.77724939654078,120.31751091920523,119.85878118142199,119.40105688018498,118.94433472704789,118.48861144804636]
[null,null,null,null,null,null,null,null,null,null,"TRG 5 - High",{"$f":" (($S$46 * $S$44 * $S$42 * (L315 * 1 + L443) +L346) * 1000 / (L191 * 8760)) + L377 + 0","v":187.96423531323791},190.9416962501474,193.91940637150168,189.94271083832183,185.98063039779501,182.03308207790928,178.09998332215429,169.9079061988277,162.13908620215037,154.76155711605455,154.71660518943338,154.67167936863589,154.62677963092705,154.58190595359855,154.53705831396826,154.49223668938049,154.44744105720554,154.44744105720554,154.44744105720554,154.44744105720554,154.44744105720554,154.44744105720554,154.44744105720554,154.44744105720554,154.44744105720554,154.44744105720554,154.44744105720554,154.44744105720554,154.44744105720554,154.44744105720554,154.44744105720554,154.44744105720554,154.44744105720554,154.44744105720554,154.44744105720554,154.44744105720554,154.44744105720554]
[null,null,null,null,null,null,null,null,null,null,"TRG 6 - Low",{"$f":" (($S$46 * $S$44 * $S$42 * (L316 * 1 + L444) +L347) * 1000 / (L192 * 8760)) + L378 + 0","v":199.93077465413199},189.09776453442734,178.28407162695152,172.38702572567576,166.55461583976196,160.78579367079462,155.07953458166011,144.880715338344,135.30762407797889,126.30444154313514,124.61140756590969,122.92100009981341,121.23321392766448,119.54804389600967,117.8654849182989,116.18553197834464,114.50818013409386,113.67396706534834,112.84062462471866,112.00815162956123,111.17654690466964,110.34580928244272,109.51593760306022,108.68693071466726,107.85878747356738,107.03150674442495,106.20508740047742,105.31826930985108,104.43507525882139,103.55548331238352,102.67947171871302,101.80701890748828,100.93810348824051,100.07270424873188,99.21080015336139,98.352370341598601,97.497394126445485]
[null,null,null,null,null,null,null,null,null,null,"TRG 6 - Mid",{"$f":" (($S$46 * $S$44 * $S$42 * (L317 * 1 + L445) +L348) * 1000 / (L193 * 8760)) + L379 + 0","v":199.93077465413199},196.22447361619419,192.51843266363272,186.37227718580667,180.29484508087762,174.28499634764734,168.34161682394594,159.18181715078742,150.40213220309747,141.97940793842704,141.06214000954299,140.14643157432351,139.23227864175499,138.31967723401561,137.40862338640827,136.4991131472938,135.59114257802361,135.11988967381362,134.64973676959829,134.18068002722271,133.7127156264541,133.24583976487858,132.78004865779829,132.31533853812934,131.85170565630071,131.38914628015394,130.92765669484285,130.43323141902408,129.93989690475249,129.44764956004263,128.95648580881877,128.46640209082926,127.97739486156129,127.48946059215604,127.00259576932507,126.51679689526675,126.03206048758329]
[null,null,null,null,null,null,null,null,null,null,"TRG 6 - High",{"$f":" (($S$46 * $S$44 * $S$42 * (L318 * 1 + L446) +L349) * 1000 / (L194 * 8760)) + L380 + 0","v":199.93077465413199},203.09779241486007,206.26507522409079,202.03520767940969,197.82088568141668,193.62202097577665,189.43852575010851,180.72490891463102,172.4614954120793,164.61428393188217,164.56647018956792,164.51868421507629,164.47092598422486,164.42319547285973,164.37549265685459,164.32781751211141,164.28017001455999,164.28017001455999,164.28017001455999,164.28017001455999,164.28017001455999,164.28017001455999,164.28017001455999,164.28017001455999,164.28017001455999,164.28017001455999,164.28017001455999,164.28017001455999,164.28017001455999,164.28017001455999,164.28017001455999,164.28017001455999,164.28017001455999,164.28017001455999,164.28017001455999,164.28017001455999,164.28017001455999]
[null,null,null,null,null,null,null,null,null,null,"TRG 7 - Low",{"$f":" (($S$46 * $S$44 * $S$42 * (L319 * 1 + L447) +L350) * 1000 / (L195 * 8760)) + L381 + 0","v":209.83033606746338},198.46093004194196,187.11179771936028,180.92275991159639,174.80155856797327,168.74709348363643,162.75828928662153,152.05447606417769,142.00737371166653,132.55839908416823,130.78153462180913,129.00742672213462,127.23606990963449,125.46745877568247,123.70158798186829,121.93845226362812,120.17804643420348,119.30252735081298,118.42792200464199,117.55422915448845,116.68144756695568,115.80957601662875,114.93861328625904,114.06855816695756,113.19940945839782,112.33116596902812,111.46382651629429,110.53309767623084,109.60617231988718,108.68302742614794,107.76364016614828,106.84798790151324,105.93604818262617,{"$f":" (($S$46 * $S$44 * $S$42 * (AS319 * 1 + AS447) +AS350) * 1000 / (AS195 * 8760)) + AS381 + 0","v":105.02779874692649},104.12321751723641,103.22228260011762,102.32497228425648]
[null,null,null,null,null,null,null,null,null,null,"TRG 7 - Mid",{"$f":" (($S$46 * $S$44 * $S$42 * (L320 * 1 + L448) +L351) * 1000 / (L196 * 8760)) + L382 + 0","v":209.83033606746338},205.94051773557808,202.05097236718231,195.60049033575845,189.22213451129613,182.9147084454998,176.67704280852035,167.06369615363724,157.8492855841429,149.00951058643793,148.04682418603454,147.08577449753963,146.12635733232457,145.16856851560607,144.21240388637523,143.25785929732766,142.30493061479288,141.81034364870814,141.31691114905792,140.8246290876412,140.33349345506659,139.84350026064394,139.35464553227618,138.86692531635259,138.38033567764228,137.89487269918916,137.41053248220663,136.89162576579562,136.37386381993022,135.85724287476825,135.3417591771647,134.82740899058226,134.3141885950017,133.80209428683293,133.2911223788274,132.78126919998996,132.27253109549198]
[null,null,null,null,null,null,null,null,null,null,"TRG 7 - High",{"$f":" (($S$46 * $S$44 * $S$42 * (L321 * 1 + L449) +L352) * 1000 / (L197 * 8760)) + L383 + 0","v":209.83033606746338},213.15416854005196,216.47827918500533,212.03896997932299,207.61597605722602,203.20920479447051,198.81856403065044,189.67349293234483,181.00091696046459,172.76515123139799,172.71496999423837,172.66481789982342,172.61469492277365,172.56460103773895,172.51453621939851,172.46450044246106,172.41449368166457,172.41449368166457,172.41449368166457,172.41449368166457,172.41449368166457,172.41449368166457,172.41449368166457,172.41449368166457,172.41449368166457,172.41449368166457,172.41449368166457,172.41449368166457,172.41449368166457,172.41449368166457,172.41449368166457,172.41449368166457,172.41449368166457,172.41449368166457,172.41449368166457,172.41449368166457,172.41449368166457]
[null,null,null,null,null,null,null,null,null,null,"TRG 8 - Low",{"$f":" (($S$46 * $S$44 * $S$42 * (L322 * 1 + L450) +L353) * 1000 / (L198 * 8760)) + L384 + 0","v":209.80672778470813},198.38124804595978,186.9760000422842,180.76187037471951,174.61584276132589,168.53681179922245,162.52369691905056,151.79861164767803,141.73146127942468,132.26354351172355,130.47844373492904,128.69610985938456,126.91653624829652,125.13971732434429,123.36564757247335,121.59432154294021,119.82573385463304,118.94622581750599,118.06763388060752,117.18995675984623,116.31319317785336,115.4373418641175,114.5624015551261,113.68837099451368,112.81524893321743,111.94303412964021,111.07172534982131,110.13810873055643,109.20830479595659,108.2822904149488,107.36004264809237,106.4415387457705,105.52675614641007,104.61567247472847,103.70826554000813,102.80451333439822,101.90439403124334]
[null,null,null,null,null,null,null,null,null,null,"TRG 8 - Mid",{"$f":" (($S$46 * $S$44 * $S$42 * (L323 * 1 + L451) +L354) * 1000 / (L199 * 8760)) + L385 + 0","v":209.80672778470813},205.89710409907033,201.987652102791,195.51147807555537,189.1077420067794,182.77524449738061,176.51281361213756,166.87329871112451,157.63377462080189,148.76987291641169,147.80339192242877,146.8385560237767,145.87536104497988,144.91380282519208,143.95387721814799,142.99558009211518,142.03890732984738,141.54295385207104,141.04815782411512,140.55451520584049,140.06202197595812,139.57067413192021,139.08046768981188,138.59139868424396,138.10346316824598,137.61665721316052,137.13097690853826,136.61049658326311,136.09116419600315,135.57297596386769,135.05592812069105,134.54001691694205,134.02523861963377,133.51158951223474,132.99906589457962,132.48766408278141,131.97738040914385]
[null,null,null,null,null,null,null,null,null,null,"TRG 8 - High",{"$f":" (($S$46 * $S$44 * $S$42 * (L324 * 1 + L452) +L355) * 1000 / (L200 * 8760)) + L386 + 0","v":209.80672778470813},213.14761696928073,216.48869016004954,212.02975811770369,207.58723358956763,203.1610246506537,198.75103993436858,189.58780973370224,180.89798438382977,172.6458084142067,172.59566184127286,172.5455443909525,172.49545603788354,172.44539675673349,172.39536652219897,172.34536530900621,172.29539309191065,172.29539309191065,172.29539309191065,172.29539309191065,172.29539309191065,172.29539309191065,172.29539309191065,172.29539309191065,172.29539309191065,172.29539309191065,172.29539309191065,172.29539309191065,172.29539309191065,172.29539309191065,172.29539309191065,172.29539309191065,172.29539309191065,172.29539309191065,172.29539309191065,172.29539309191065,172.29539309191065]
[null,null,null,null,null,null,null,null,null,null,"TRG 9 - Low",{"$f":" (($S$46 * $S$44 * $S$42 * (L325 * 1 + L453) +L356) * 1000 / (L201 * 8760)) + L387 + 0","v":220.80545985197537},208.78102033861452,196.77787317184868,190.23797917839002,183.7697573641168,177.37204437743398,171.0437030021204,159.75637484872036,149.16147262641326,139.19721667231835,137.31853632084147,135.44276686790391,133.56990238121332,131.69993699106831,129.83286489329791,127.96868035246571,126.10737770536504,125.18176307597801,124.25711257169013,123.33342484109409,122.41069853985714,121.48893233086385,120.5681248843642,119.64827487813014,118.72938099761907,117.81144193614534,116.89445639506012,115.9118966405714,114.93334944373332,113.95879046086893,112.98819554997955,112.02154076884152,111.05880237313269,110.0999568145874,109.14498073918054,108.19385098534011,107.24654458218842]
[null,null,null,null,null,null,null,null,null,null,"TRG 9 - Mid",{"$f":" (($S$46 * $S$44 * $S$42 * (L326 * 1 + L454) +L357) * 1000 / (L202 * 8760)) + L388 + 0","v":220.80545985197537},{"$f":" (($S$46 * $S$44 * $S$42 * (M326 * 1 + M454) +M357) * 1000 / (M202 * 8760)) + M388 + 0","v":216.69088133073336},212.57648349934684,205.76080795231411,199.02136779056812,192.35690073873408,185.76617342504065,175.62132467332532,165.89743551534474,156.56886005646351,155.55171307281876,154.53629742560375,153.52260872045133,152.51064257839053,151.50039463579569,150.49186054433588,149.48503597092582,148.96308304366804,148.44234824341012,147.92282731821604,147.40451603598797,146.88741018435201,146.3715055705438,145.85679802129596,145.34328338272536,144.83095752022197,144.31981631833824,143.77205076868336,143.2254933355841,142.68014003783875,142.13598691184725,141.59303001151619,141.05126540816369,140.51068919042586,139.97129746416309,139.43308635236735,138.89605199507008]
[null,null,null,null,null,null,null,null,null,null,"TRG 9 - High",{"$f":" (($S$46 * $S$44 * $S$42 * (L327 * 1 + L455) +L358) * 1000 / (L203 * 8760)) + L389 + 0","v":220.80545985197537},224.32148901130441,227.83771182301444,223.14502846412242,218.46961275321465,213.81136794630498,209.17019788707438,199.52660218568278,190.38122871424244,181.69644758738644,181.6436721725388,181.59092740700416,181.53821326409084,181.48552971713835,181.43287673951684,181.38025430462761,181.32766238590256,181.32766238590256,181.32766238590256,181.32766238590256,181.32766238590256,181.32766238590256,181.32766238590256,181.32766238590256,181.32766238590256,181.32766238590256,181.32766238590256,181.32766238590256,181.32766238590256,181.32766238590256,181.32766238590256,181.32766238590256,181.32766238590256,181.32766238590256,181.32766238590256,181.32766238590256,181.32766238590256]
[null,null,null,null,null,null,null,null,null,null,"TRG 10 - Low",{"$f":" (($S$46 * $S$44 * $S$42 * (L328 * 1 + L456) +L359) * 1000 / (L204 * 8760)) + L390 + 0","v":237.95757091385073},224.99907604638454,212.06352750949679,205.01561624063251,198.04494462731165,191.1502589490878,184.33033365107786,172.16620876353591,160.7482972744809,150.01002049278446,147.98540473708394,145.963925997769,143.94557788172844,141.93035406330398,139.91824828745808,137.90925437322713,135.90336621748807,134.90585008288289,133.90937296636551,132.9139334115514,131.91952996968067,130.92616119977089,129.93382566877756,128.94252195176222,127.95224863206893,126.9630043015091,125.97478756055511,124.91590281824583,123.8613423280286,122.81107985521591,121.76508938246485,120.72334510772605,119.68582144222451,118.65249300847147,117.6233346383071,116.59832137097446,115.57742845122408]
[null,null,null,null,null,null,null,null,null,null,"TRG 10 - Mid",{"$f":" (($S$46 * $S$44 * $S$42 * (L329 * 1 + L457) +L360) * 1000 / (L205 * 8760)) + L391 + 0","v":237.95757091385073},233.5233729963449,229.08936980463812,221.74425434238424,214.48129621044583,207.29913508022307,200.19644177194431,189.2635437907762,178.78430543580185,168.73108864591796,167.63492994742967,166.54063707513754,165.44820529332119,164.35762988285231,163.26890614113981,162.18202938207568,161.0969949359816,160.53449684021487,159.97331149523859,159.41343431882734,158.85486075013526,158.29758624957202,157.74160629868069,157.18691640001538,156.63351207702047,156.0813888739105,155.53054235555092,154.94022651954961,154.35121264628586,153.7634964452991,153.17707364509786,152.59193999305722,152.0080912553164,151.4255232166777,150.84423168050566,150.26421246862748,149.68546142123304]
[null,null,null,null,null,null,null,null,null,null,"TRG 10 - High",{"$f":" (($S$46 * $S$44 * $S$42 * (L330 * 1 + L458) +L361) * 1000 / (L206 * 8760)) + L392 + 0","v":237.95757091385073},241.74672430967971,245.53608640075893,240.47887661120762,235.44027581607378,230.42017975632339,225.41848480623943,215.02577708281282,205.16999336341215,195.81058068289906,195.75370568746408,195.69686372217271,195.64005475826005,195.58327876699445,195.52653571967758,195.46982558764455,195.41314834226353,195.41314834226353,195.41314834226353,195.41314834226353,195.41314834226353,195.41314834226353,195.41314834226353,195.41314834226353,195.41314834226353,195.41314834226353,195.41314834226353,195.41314834226353,195.41314834226353,195.41314834226353,195.41314834226353,195.41314834226353,195.41314834226353,195.41314834226353,195.41314834226353,195.41314834226353,195.41314834226353]
[]
[]
[]
[]
[null,null,null,null,"X",null,"Graphics"]
[]
[]
[]
[]
[]
[]
[]
[]
[]
[]
[]
[]
[]
[]
[]
[]
[]
[]
[]
[]
[]
[]
[]
[]
[]
[]
[]
[]
[]
[]
[]
[]
[]
[]
[]
[]
[]
[]
[]
[]
[]
[]
[]
[]
[]
[]
[]
[]
[]
[]
[]
[]
[]
[]
[]
[]
[]
[]
[]
[]
[]
[]
[]
[]
[]
[]
[]
[]
[]
[]
[]
[]
[]
[]
[]
[]
[]
[]
[]
[]
[]
[]
[]
[]
[]
[]
[]
[]
[]
[]
[]
[]
[]
[]
[]
[]
[]
[]
[]
[]
[]
[]
[]
[]
[]
[]
[]
[]
[]
[]
[]
[]
[]
[]
[]
[]
[]
[]
[]
[]
[]
[]
[]
[]
[]
[]
[]
[]
[]
[]
[]
[]
[]
[]
[]
[]
[]
[]
[]
[]
[]
[]
[]
[]
[]
[]
[]
[]
[]
[]
[]
[]
[]
[]
[]
[]
[]
[]
[]
[]
[]
[]
[]
[]
[]
[]
[]
[]
[]
[]
[]
[]
[]
[]
[]
[]
[]
[]
[]
[]
[]
[]
[]
[]
[]
[]
[]
[]
[]
[]
[]
[]
[]
[]
[]
[]
[]
[]
[]
[]
[]
[]
[]
[]
[]
[]
[]
[]
[null,null,"X",null,null,null,"Data Sources for Default Inputs"]
[]
[null,null,null,null,null,null,null,"Current Costs:"]
[null,null,null,null,null,null,null,"Available Capacity (GW)",null,null,null,null,"DOE Wind Vision, anticipated publication 2015: Wind Cost Appendix: Table 10"]
[null,null,null,null,null,null,null,"Net Capacity Factor (%)",null,null,null,null,"DOE Wind Vision, anticipated publication 2015: PHASE 4 WV Wind Inputs 091714 OCC 2013$.xlsx"]
[null,null,null,null,null,null,null,"Overnight Capital Cost ($/kW)",null,null,null,null,"DOE Wind Vision, anticipated publication 2015: PHASE 4 WV Wind Inputs 091714 OCC 2013$.xlsx"]
[null,null,null,null,null,null,null,"Fixed Operating Expenses ($/kW)",null,null,null,null,"DOE Wind Vision, anticipated publication 2015: PHASE 4 WV Wind Inputs 091714 OCC 2013$.xlsx"]
[null,null,null,null,null,null,null,"Variable Operating Expenses ($/MWh)",null,null,null,null,"N/A"]
[null,null,null,null,null,null,null,"Grid Feature Cost ($/kW)",null,null,null,null,"N/A"]
[null,null,null,null,null,null,null,"Spur Line Cost ($/kW)",null,null,null,null,"DOE Wind Vision, anticipated publication 2015: Wind Cost Appendix: Table 3"]
[]
[null,null,null,null,null,null,null,"Future Projections Costs:"]
[null,null,null,null,null,null,null,"Net Capacity Factor (%)",null,null,null,null,"DOE Wind Vision, anticipated publication 2015: PHASE 4 WV Wind Inputs 091714 OCC 2013$.xlsx"]
[null,null,null,null,null,null,null,"Overnight Capital Cost ($/kW)",null,null,null,null,"DOE Wind Vision, anticipated publication 2015: PHASE 4 WV Wind Inputs 091714 OCC 2013$.xlsx"]
[null,null,null,null,null,null,null,"Fixed Operating Expenses ($/kW)",null,null,null,null,"DOE Wind Vision, anticipated publication 2015: PHASE 4 WV Wind Inputs 091714 OCC 2013$.xlsx"]
[null,null,null,null,null,null,null,"Variable Operating Expenses ($/MWh)",null,null,null,null,"N/A"]
[null,null,null,null,null,null,null,"Grid Connection Cost ($/kW)",null,null,null,null,"N/A"]
[null,null,null,null,null,null,null,"Spur Line Cost ($/kW)",null,null,null,null,"DOE Wind Vision, anticipated publication 2015: Wind Cost Appendix: Table 3"]

{"sheet":"Solar - PV","index":4,"n_rows":417,"n_cols":48,"rows_kept":417,"cut":false,"hidden":false,"merged":[[13,21,26,25],[70,6,70,19],[182,6,182,19],[60,14,60,16],[58,14,58,17],[59,14,59,17],[169,7,177,7],[169,9,177,9],[36,14,36,17],[37,14,37,17],[38,14,38,17],[39,14,39,17],[43,14,43,17],[40,14,40,17],[45,14,45,15],[42,14,42,17],[41,14,41,17],[62,9,64,9],[45,7,55,7],[53,9,55,9],[45,9,47,9],[49,9,51,9],[58,7,64,7],[58,9,60,9],[11,16,11,19],[22,16,22,17],[15,14,15,19],[16,14,16,19],[17,14,17,19],[18,14,18,17],[19,14,19,17],[21,14,21,17],[20,14,20,17],[23,9,25,9],[35,9,37,9],[40,9,42,9],[40,7,42,7],[31,9,33,9],[27,9,29,9],[34,14,34,17],[35,14,35,17],[31,14,31,17],[23,16,23,17],[24,16,24,17],[29,14,29,17],[30,14,30,17],[0,0,0,9],[11,14,11,15],[11,9,13,9],[11,7,37,7],[22,14,22,15],[23,14,23,15],[24,14,24,15],[15,9,17,9],[32,14,32,17],[33,14,33,17],[26,14,26,18],[27,14,27,17],[28,14,28,17],[19,9,21,9],[14,14,14,19],[13,14,13,19],[398,7,398,11],[399,7,399,11],[123,9,131,9],[133,9,141,9],[157,7,165,7],[157,9,165,9],[73,7,141,7],[113,9,121,9],[93,9,101,9],[145,7,153,7],[145,9,153,9],[103,9,111,9],[73,9,81,9],[83,9,91,9],[396,6,396,19],[411,7,411,11],[412,7,412,11],[407,7,407,11],[408,7,408,11],[400,7,400,11],[401,7,401,11],[402,7,402,11],[403,7,403,11],[404,7,404,11],[405,7,405,11],[406,7,406,11],[409,7,409,11],[410,7,410,11]]}
["Solar PV Inputs"]
[]
[null,null,null,null,null,null,null,null,null,null,null,null,null,null,null,null,null,null,null,"Inputs"]
[null,null,null,null,null,null,null,null,null,"Take me to: ",null,null,null,null,null,null,null,null,null,"Calculated"]
[]
[]
[]
[]
[]
[null,"X",null,null,null,null,"Current Costs"]
[]
[null,null,null,null,null,null,null,"Techno-Economic Cost and Performance Parameters",null,"Net Capacity Factor (%)","Utility PV - 14%",0.14000000000000001,null,null,"Basis Year:",null,2013]
[null,null,null,null,null,null,null,null,null,null,"Utility PV - 20%",0.2]
[null,null,null,null,null,null,null,null,null,null,"Utility PV - 28%",0.28000000000000003,null,null,"Utility Scale Solar Photovoltiac",null,null,null,null,null,null,"Note: Since the draft version of this product was posted, current and projected overnight capital cost values for the ATB mid-case Solar PV projection have been modified downward to reflect the significant change in solar market prices that has occurred over the last year. The 2014 overnight capital cost for utility-scale PV has been lowered to $1.90/W, a 20% reduction from the earlier draft, to be in line with the most recent quarterly solar market report available. In turn, these lower costs in 2014 have increased our confidence that the SunShot target of $1.00/W will be achieved earlier. As such, the mid-case projection reduces the 2014 cost to $1.50/W by 2020 (same as earlier draft), and assumes the SunShot target is reached by 2030 instead of 2040 previously (reducing projected costs beyond 2020 by 10-20% from the earlier draft). "]
[null,null,null,null,null,null,null,null,null,null,null,null,null,null,"Representative plant is Single Axis tracking with capacity of 100 MW"]
[null,null,null,null,null,null,null,null,null,"Annual Energy Production (kWh/kW)","Utility PV - 14%",{"$f":"L12*8760","v":1226.4000000000001},null,null,"Overnight Capital Cost, Fixed O&M, and Variable O&M costs represent $/kW DC; "]
[null,null,null,null,null,null,null,null,null,null,"Utility PV - 20%",{"$f":"L13*8760","v":1752},null,null,"Capacity factor includes a conversion to AC. Therefore LCOE reflects $/MWh AC."]
[null,null,null,null,null,null,null,null,null,null,"Utility PV - 28%",{"$f":"L14*8760","v":2452.8000000000002},null,null,"Capacity factors chosen here to reflect range across the continental U.S. in ReEDS."]
[null,null,null,null,null,null,null,null,null,null,null,null,null,null,"PV Low projection = 75% SunShot Vision scenario",null,null,null,"Available","Available"]
[null,null,null,null,null,null,null,null,null,"CAPEX ($/kW)","Utility PV - 14%",{"$f":" $S$40 * (L28 + L46)","v":2646.8700198143219},null,null,"PV Mid projection = 62.5% SunShot Vision scenario",null,null,null,"Capacity","Generation"]
[null,null,null,null,null,null,null,null,null,null,"Utility PV - 20%",{"$f":" $S$40 * (L29 + L47)","v":2646.8700198143219},null,null,"PV High projection = 50% SunShot Vision scenario",null,null,null,"(GW)","(GWh)"]
[null,null,null,null,null,null,null,null,null,null,"Utility PV - 28%",{"$f":" $S$40 * (L30 + L48)","v":2646.8700198143219},null,null,null,null,null,null,154192,282844911]
[null,null,null,null,null,null,null,null,null,null,null,null,null,null,"Utility PV - 14%",null,"ReEDS minimum CF 14%"]
[null,null,null,null,null,null,null,null,null,"Construction Financing Cost ($/kW)","Utility PV - 14%",{"$f":"(L28+L46)*($S$40-1)","v":60.87001981432207},null,null,"Utility PV - 20%",null,"ReEDS average CF 20%"]
[null,null,null,null,null,null,null,null,null,null,"Utility PV - 20%",{"$f":"(L29+L47)*($S$40-1)","v":60.87001981432207},null,null,"Utility PV - 28%",null,"ReEDS maximum CF 28%"]
[null,null,null,null,null,null,null,null,null,null,"Utility PV - 28%",{"$f":"(L30+L48)*($S$40-1)","v":60.87001981432207}]
[null,null,null,null,null,null,null,null,null,null,null,null,null,null,"Financial Assumptions:"]
[null,null,null,null,null,null,null,null,null,"Overnight Capital Cost ($/kW)","Utility PV - 14%",2586,null,null,"Inflation Rate",null,null,null,2.5000000000000001E-2]
[null,null,null,null,null,null,null,null,null,null,"Utility PV - 20%",2586,null,null,"Economic Lifetime (Years)",null,null,null,20]
[null,null,null,null,null,null,null,null,null,null,"Utility PV - 28%",2586,null,null,"Interest Rate - Nominal",null,null,null,0.08]
[null,null,null,null,null,null,null,null,null,null,null,null,null,null,"Calculated Interest Rate - Real",null,null,null,{"$f":"(1+S30)/(1+S28)-1","v":5.3658536585366123E-2}]
[null,null,null,null,null,null,null,null,null,"Fixed Operation and Maintenance Expenses ($/kW)","Utility PV - 14%",18,null,null,"Interest During Construction  - Nominal",null,null,null,0.08]
[null,null,null,null,null,null,null,null,null,null,"Utility PV - 20%",18,null,null,"Rate of Return on Equity - Nominal",null,null,null,0.13,null,null,null," "]
[null,null,null,null,null,null,null,null,null,null,"Utility PV - 28%",18,null,null,"Calculated Rate of Return on Equity - Real",null,null,null,{"$f":"(1+S33)/(1+S28) - 1","v":0.10243902439024399}]
[null,null,null,null,null,null,null,null,null,null,null,null,null,null,"Debt Fraction",null,null,null,0.5]
[null,null,null,null,null,null,null,null,null,"Variable Operation and Maintenance Expenses ($/MWh)","Utility PV - 14%",0,null,null,"Tax Rate (Federal and State)",null,null,null,0.4]
[null,null,null,null,null,null,null,null,null,null,"Utility PV - 20%",0,null,null,"WACC - Nominal",null,null,null,{"$f":"IF(S36>0,S35*S30*(1-S36)+(1-S35)*S33,S35*S30+(1-S35)*S33)","v":8.8999999999999996E-2}]
[null,null,null,null,null,null,null,null,null,null,"Utility PV - 28%",0,null,null,"WACC - Real",null,null,null,{"$f":" ((1+((1-S35)*((1+S34)*(1+S28)-1)) + (S35*((1+S31)*(1+S28)-1)*(1-S36))) / (1+S28)) - 1","v":6.2439024390243958E-2}]
[null,null,null,null,null,null,null,null,null,null,null,null,null,null,"Depreciation Period",null,null,null,5]
[null,null,null,null,null,null,null,null,null,null,null,null,null,null,"Construction Finance Factor",null,null,null,{"$f":"SUMPRODUCT(P49:P51,Q49:Q51)","v":1.0235382907247959}]
[null,null,null,null,null,null,null,"Finance",null,"Weighted Average Cost of Capital (WACC) (Nominal) (%)","Utility PV - 14%",{"$f":"$S$37","v":8.8999999999999996E-2},null,null,"Present Value of Depreciation",null,null,null,{"$f":"SUMPRODUCT(O54:T54,O56:T56)","v":0.79381715171662992}]
[null,null,null,null,null,null,null,null,null,null,"Utility PV - 20%",{"$f":"$S$37","v":8.8999999999999996E-2},null,null,"Project Finance Factor",null,null,null,{"$f":" (1 - S36 * S41) / (1 - S36)","v":1.1374552321889135}]
[null,null,null,null,null,null,null,null,null,null,"Utility PV - 28%",{"$f":"$S$37","v":8.8999999999999996E-2},null,null,"Capital Recovery Factor (CRF) - Nominal",null,null,null,{"$f":" S37 / (1 - (1 / (1 + S37)^S29))","v":0.10876693284230318}]
[null,null,null,null,null,null,null,null,null,null,null,null,null,null,"Capital Recovery Factor (CRF) - Real",null,null,null,{"$f":" S38 / (1 - (1 / (1 + S38)^S29))","v":8.8918713624039622E-2}]
[]
[null,null,null,null,null,null,null,"Grid Connection Costs",null,"Grid Connection Costs (GCC) ($/kW)","Utility PV - 14%",{"$f":"L50+L54","v":0},null,null,"Construction Duration yrs",null,1]
[null,null,null,null,null,null,null,null,null,null,"Utility PV - 20%",{"$f":"L51+L55","v":0},null,null,"Year","Capital","Accumulated"]
[null,null,null,null,null,null,null,null,null,null,"Utility PV - 28%",{"$f":"L52+L56","v":0},null,null,"Index","Fraction","Interest"]
[null,null,null,null,null,null,null,null,null,null,null,null,null,null,0,1,{"$f":"1+(1-S36)*((1+S32)^(O49+0.5)-1)","v":1.0235382907247959}]
[null,null,null,null,null,null,null,null,null,"Grid Feature Costs ($/kW)","Utility PV - 14%",0,null,null,1,0,{"$f":"1+(1-S36)*((1+S32)^(O50+0.5)-1)","v":1.0734213539827795}]
[null,null,null,null,null,null,null,null,null,null,"Utility PV - 20%",0,null,null,2,0,{"$f":"1+(1-S36)*((1+S32)^(O51+0.5)-1)","v":1.127295062301402}]
[null,null,null,null,null,null,null,null,null,null,"Utility PV - 28%",0]
[null,null,null,null,null,null,null,null,null,null,null,null,null,"MACRS yr",1,2,3,4,5,6]
[null,null,null,null,null,null,null,null,null,"Onshore Spur Line Costs ($/kW)","Utility PV - 14%",0,null,"Depreciation",0.2,0.32,0.192,0.1152,0.1152,5.7599999999999998E-2]
[null,null,null,null,null,null,null,null,null,null,"Utility PV - 20%",0,null,"Fraction"]
[null,null,null,null,null,null,null,null,null,null,"Utility PV - 28%",0,null,"Depreciation",{"$f":"1/((1+S38)*(1+S28))^O53","v":0.91827364554637281},{"$f":"1/((1+S38)*(1+S28))^P53","v":0.84322648810502554},{"$f":"1/((1+S38)*(1+S28))^Q53","v":0.77431266125346698},{"$f":"1/((1+S38)*(1+S28))^R53","v":0.71103091024193477},{"$f":"1/((1+S38)*(1+S28))^S53","v":0.65292094604401729},{"$f":"1/((1+S38)*(1+S28))^T53","v":0.59956009737742622}]
[null,null,null,null,null,null,null,null,null,null,null,null,null,"Factor"]
[]
[null,null,null,null,null,null,null,"LCOE",null,"Levelized Cost of Energy ($/MWh)","Utility PV - 14%",{"$f":" (($S$44 * $S$42 * $S$40 * (L28 * 1 + L46) +L32) * 1000 / (L12 * 8760)) + L36 + 0","v":232.96414630969153},null,null,"Investment Tax Credit (ITC)*",null,null,null,0]
[null,null,null,null,null,null,null,null,null,null,"Utility PV - 20%",{"$f":" (($S$44 * $S$42 * $S$40 * (L29 * 1 + L47) +L33) * 1000 / (L13 * 8760)) + L37 + 0","v":163.07490241678408},null,null,"Production Tax Credit (PTC)*",null,null,null,0]
[null,null,null,null,null,null,null,null,null,null,"Utility PV - 28%",{"$f":" (($S$44 * $S$42 * $S$40 * (L30 * 1 + L48) +L34) * 1000 / (L14 * 8760)) + L38 + 0","v":116.48207315484576},null,null,"* not currently included in LCOE calculation"]
[]
[null,null,null,null,null,null,null,null,null,"Overnight Levelized Cost of Energy ($/MWh)","Utility PV - 14%",{"$f":"(((L28*$S$44*(1-$S$36*$S$41))/(8760*L12*(1-$S$36))+L32/(8760*L12))*1000)+L36","v":227.9442033172941},"* this is similar to the LCOE used in the TCDB (Transparent Cost Database)"]
[null,null,null,null,null,null,null,null,null,null,"Utility PV - 20%",{"$f":"(((L29*$S$44*(1-$S$36*$S$41))/(8760*L13*(1-$S$36))+L33/(8760*L13))*1000)+L37","v":159.56094232210589}]
[null,null,null,null,null,null,null,null,null,null,"Utility PV - 28%",{"$f":"(((L30*$S$44*(1-$S$36*$S$41))/(8760*L14*(1-$S$36))+L34/(8760*L14))*1000)+L38","v":113.97210165864705}]
[]
[]
[null,null,null,null,null,null,null,"***Note: For future projections, low, mid, and high refer to low, mid, and high LCOE projections."]
[]
[]
[null,null,null,"X",null,null,"Future Projections"]
[]
[null,null,null,null,null,null,null,null,null,null,null,{"$f":"Q12+1","v":2014},{"$f":"L73+1","v":2015},{"$f":"M73+1","v":2016},{"$f":"N73+1","v":2017},{"$f":"O73+1","v":2018},2019,{"$f":"Q73+1","v":2020},2021,2022,{"$f":"T73+1","v":2023},{"$f":"U73+1","v":2024},2025,2026,2027,2028,2029,2030,2031,2032,2033,2034,2035,2036,2037,2038,2039,2040,2041,2042,2043,2044,2045,2046,2047,2048,2049,2050]
[null,null,null,null,null,null,null,"Techno-Economic Cost and Performance Parameters",null,"Net Capacity Factor (%)","Utility PV - 14% - Low",0.14000000000000001,0.14000000000000001,0.14000000000000001,0.14000000000000001,0.14000000000000001,0.14000000000000001,0.14000000000000001,0.14000000000000001,0.14000000000000001,0.14000000000000001,0.14000000000000001,0.14000000000000001,0.14000000000000001,0.14000000000000001,0.14000000000000001,0.14000000000000001,0.14000000000000001,0.14000000000000001,0.14000000000000001,0.14000000000000001,0.14000000000000001,0.14000000000000001,0.14000000000000001,0.14000000000000001,0.14000000000000001,0.14000000000000001,0.14000000000000001,0.14000000000000001,0.14000000000000001,0.14000000000000001,0.14000000000000001,0.14000000000000001,0.14000000000000001,0.14000000000000001,0.14000000000000001,0.14000000000000001,0.14000000000000001]
[null,null,null,null,null,null,null,null,null,null,"Utility PV - 14% - Mid",0.14000000000000001,0.14000000000000001,0.14000000000000001,0.14000000000000001,0.14000000000000001,0.14000000000000001,0.14000000000000001,0.14000000000000001,0.14000000000000001,0.14000000000000001,0.14000000000000001,0.14000000000000001,0.14000000000000001,0.14000000000000001,0.14000000000000001,0.14000000000000001,0.14000000000000001,0.14000000000000001,0.14000000000000001,0.14000000000000001,0.14000000000000001,0.14000000000000001,0.14000000000000001,0.14000000000000001,0.14000000000000001,0.14000000000000001,0.14000000000000001,0.14000000000000001,0.14000000000000001,0.14000000000000001,0.14000000000000001,0.14000000000000001,0.14000000000000001,0.14000000000000001,0.14000000000000001,0.14000000000000001,0.14000000000000001]
[null,null,null,null,null,null,null,null,null,null,"Utility PV - 14% - High",0.14000000000000001,0.14000000000000001,0.14000000000000001,0.14000000000000001,0.14000000000000001,0.14000000000000001,0.14000000000000001,0.14000000000000001,0.14000000000000001,0.14000000000000001,0.14000000000000001,0.14000000000000001,0.14000000000000001,0.14000000000000001,0.14000000000000001,0.14000000000000001,0.14000000000000001,0.14000000000000001,0.14000000000000001,0.14000000000000001,0.14000000000000001,0.14000000000000001,0.14000000000000001,0.14000000000000001,0.14000000000000001,0.14000000000000001,0.14000000000000001,0.14000000000000001,0.14000000000000001,0.14000000000000001,0.14000000000000001,0.14000000000000001,0.14000000000000001,0.14000000000000001,0.14000000000000001,0.14000000000000001,0.14000000000000001]
[null,null,null,null,null,null,null,null,null,null,"Utility PV - 20% - Low",0.2,0.2,0.2,0.2,0.2,0.2,0.2,0.2,0.2,0.2,0.2,0.2,0.2,0.2,0.2,0.2,0.2,0.2,0.2,0.2,0.2,0.2,0.2,0.2,0.2,0.2,0.2,0.2,0.2,0.2,0.2,0.2,0.2,0.2,0.2,0.2,0.2]
[null,null,null,null,null,null,null,null,null,null,"Utility PV - 20% - Mid",0.2,0.2,0.2,0.2,0.2,0.2,0.2,0.2,0.2,0.2,0.2,0.2,0.2,0.2,0.2,0.2,0.2,0.2,0.2,0.2,0.2,0.2,0.2,0.2,0.2,0.2,0.2,0.2,0.2,0.2,0.2,0.2,0.2,0.2,0.2,0.2,0.2]
[null,null,null,null,null,null,null,null,null,null,"Utility PV - 20% - High",0.2,0.2,0.2,0.2,0.2,0.2,0.2,0.2,0.2,0.2,0.2,0.2,0.2,0.2,0.2,0.2,0.2,0.2,0.2,0.2,0.2,0.2,0.2,0.2,0.2,0.2,0.2,0.2,0.2,0.2,0.2,0.2,0.2,0.2,0.2,0.2,0.2]
[null,null,null,null,null,null,null,null,null,null,"Utility PV - 28% - Low",0.28000000000000003,0.28000000000000003,0.28000000000000003,0.28000000000000003,0.28000000000000003,0.28000000000000003,0.28000000000000003,0.28000000000000003,0.28000000000000003,0.28000000000000003,0.28000000000000003,0.28000000000000003,0.28000000000000003,0.28000000000000003,0.28000000000000003,0.28000000000000003,0.28000000000000003,0.28000000000000003,0.28000000000000003,0.28000000000000003,0.28000000000000003,0.28000000000000003,0.28000000000000003,0.28000000000000003,0.28000000000000003,0.28000000000000003,0.28000000000000003,0.28000000000000003,0.28000000000000003,0.28000000000000003,0.28000000000000003,0.28000000000000003,0.28000000000000003,0.28000000000000003,0.28000000000000003,0.28000000000000003,0.28000000000000003]
[null,null,null,null,null,null,null,null,null,null,"Utility PV - 28% - Mid",0.28000000000000003,0.28000000000000003,0.28000000000000003,0.28000000000000003,0.28000000000000003,0.28000000000000003,0.28000000000000003,0.28000000000000003,0.28000000000000003,0.28000000000000003,0.28000000000000003,0.28000000000000003,0.28000000000000003,0.28000000000000003,0.28000000000000003,0.28000000000000003,0.28000000000000003,0.28000000000000003,0.28000000000000003,0.28000000000000003,0.28000000000000003,0.28000000000000003,0.28000000000000003,0.28000000000000003,0.28000000000000003,0.28000000000000003,0.28000000000000003,0.28000000000000003,0.28000000000000003,0.28000000000000003,0.28000000000000003,0.28000000000000003,0.28000000000000003,0.28000000000000003,0.28000000000000003,0.28000000000000003,0.28000000000000003]
[null,null,null,null,null,null,null,null,null,null,"Utility PV - 28% - High",0.28000000000000003,0.28000000000000003,0.28000000000000003,0.28000000000000003,0.28000000000000003,0.28000000000000003,0.28000000000000003,0.28000000000000003,0.28000000000000003,0.28000000000000003,0.28000000000000003,0.28000000000000003,0.28000000000000003,0.28000000000000003,0.28000000000000003,0.28000000000000003,0.28000000000000003,0.28000000000000003,0.28000000000000003,0.28000000000000003,0.28000000000000003,0.28000000000000003,0.28000000000000003,0.28000000000000003,0.28000000000000003,0.28000000000000003,0.28000000000000003,0.28000000000000003,0.28000000000000003,0.28000000000000003,0.28000000000000003,0.28000000000000003,0.28000000000000003,0.28000000000000003,0.28000000000000003,0.28000000000000003,0.28000000000000003]
[]
[null,null,null,null,null,null,null,null,null,"Annual Energy Production (kWh/kW)","Utility PV - 14% - Low",{"$f":"L74*8760","v":1226.4000000000001},1226.4000000000001,{"$f":"N74*8760","v":1226.4000000000001},1226.4000000000001,1226.4000000000001,1226.4000000000001,1226.4000000000001,1226.4000000000001,1226.4000000000001,1226.4000000000001,1226.4000000000001,1226.4000000000001,1226.4000000000001,1226.4000000000001,1226.4000000000001,1226.4000000000001,1226.4000000000001,1226.4000000000001,1226.4000000000001,1226.4000000000001,1226.4000000000001,1226.4000000000001,1226.4000000000001,1226.4000000000001,1226.4000000000001,1226.4000000000001,1226.4000000000001,1226.4000000000001,1226.4000000000001,1226.4000000000001,1226.4000000000001,1226.4000000000001,1226.4000000000001,1226.4000000000001,1226.4000000000001,1226.4000000000001,1226.4000000000001]
[null,null,null,null,null,null,null,null,null,null,"Utility PV - 14% - Mid",1226.4000000000001,1226.4000000000001,{"$f":"N75*8760","v":1226.4000000000001},1226.4000000000001,1226.4000000000001,1226.4000000000001,1226.4000000000001,1226.4000000000001,1226.4000000000001,1226.4000000000001,1226.4000000000001,1226.4000000000001,1226.4000000000001,1226.4000000000001,1226.4000000000001,1226.4000000000001,1226.4000000000001,1226.4000000000001,1226.4000000000001,1226.4000000000001,1226.4000000000001,1226.4000000000001,1226.4000000000001,1226.4000000000001,1226.4000000000001,1226.4000000000001,1226.4000000000001,1226.4000000000001,1226.4000000000001,1226.4000000000001,1226.4000000000001,1226.4000000000001,1226.4000000000001,1226.4000000000001,1226.4000000000001,1226.4000000000001,1226.4000000000001]
[null,null,null,null,null,null,null,null,null,null,"Utility PV - 14% - High",1226.4000000000001,1226.4000000000001,{"$f":"N76*8760","v":1226.4000000000001},1226.4000000000001,1226.4000000000001,1226.4000000000001,1226.4000000000001,1226.4000000000001,1226.4000000000001,1226.4000000000001,1226.4000000000001,1226.4000000000001,1226.4000000000001,1226.4000000000001,1226.4000000000001,1226.4000000000001,1226.4000000000001,1226.4000000000001,1226.4000000000001,1226.4000000000001,1226.4000000000001,1226.4000000000001,1226.4000000000001,1226.4000000000001,1226.4000000000001,1226.4000000000001,1226.4000000000001,1226.4000000000001,1226.4000000000001,1226.4000000000001,1226.4000000000001,1226.4000000000001,1226.4000000000001,1226.4000000000001,1226.4000000000001,1226.4000000000001,1226.4000000000001]
[null,null,null,null,null,null,null,null,null,null,"Utility PV - 20% - Low",1752,1752,{"$f":"N77*8760","v":1752},1752,1752,1752,1752,1752,1752,1752,1752,1752,1752,1752,1752,1752,1752,1752,1752,1752,1752,1752,1752,1752,1752,1752,1752,1752,1752,1752,1752,1752,1752,1752,1752,1752,1752]
[null,null,null,null,null,null,null,null,null,null,"Utility PV - 20% - Mid",1752,1752,{"$f":"N78*8760","v":1752},1752,1752,1752,1752,1752,1752,1752,1752,1752,1752,1752,1752,1752,1752,1752,1752,1752,1752,1752,1752,1752,1752,1752,1752,1752,1752,1752,1752,1752,1752,1752,1752,1752,1752]
[null,null,null,null,null,null,null,null,null,null,"Utility PV - 20% - High",1752,1752,{"$f":"N79*8760","v":1752},1752,1752,1752,1752,1752,1752,1752,1752,1752,1752,1752,1752,1752,1752,1752,1752,1752,1752,1752,1752,1752,1752,1752,1752,1752,1752,1752,1752,1752,1752,1752,1752,1752,1752]
[null,null,null,null,null,null,null,null,null,null,"Utility PV - 28% - Low",2452.8000000000002,2452.8000000000002,{"$f":"N80*8760","v":2452.8000000000002},2452.8000000000002,2452.8000000000002,2452.8000000000002,2452.8000000000002,2452.8000000000002,2452.8000000000002,2452.8000000000002,2452.8000000000002,2452.8000000000002,2452.8000000000002,2452.8000000000002,2452.8000000000002,2452.8000000000002,2452.8000000000002,2452.8000000000002,2452.8000000000002,2452.8000000000002,2452.8000000000002,2452.8000000000002,2452.8000000000002,2452.8000000000002,2452.8000000000002,2452.8000000000002,2452.8000000000002,2452.8000000000002,2452.8000000000002,2452.8000000000002,2452.8000000000002,2452.8000000000002,2452.8000000000002,2452.8000000000002,2452.8000000000002,2452.8000000000002,2452.8000000000002]
[null,null,null,null,null,null,null,null,null,null,"Utility PV - 28% - Mid",2452.8000000000002,2452.8000000000002,{"$f":"N81*8760","v":2452.8000000000002},2452.8000000000002,2452.8000000000002,2452.8000000000002,2452.8000000000002,2452.8000000000002,2452.8000000000002,2452.8000000000002,2452.8000000000002,2452.8000000000002,2452.8000000000002,2452.8000000000002,2452.8000000000002,2452.8000000000002,2452.8000000000002,2452.8000000000002,2452.8000000000002,2452.8000000000002,2452.8000000000002,2452.8000000000002,2452.8000000000002,2452.8000000000002,2452.8000000000002,2452.8000000000002,2452.8000000000002,2452.8000000000002,2452.8000000000002,2452.8000000000002,2452.8000000000002,2452.8000000000002,2452.8000000000002,2452.8000000000002,2452.8000000000002,2452.8000000000002,2452.8000000000002]
[null,null,null,null,null,null,null,null,null,null,"Utility PV - 28% - High",2452.8000000000002,2452.8000000000002,{"$f":"N82*8760","v":2452.8000000000002},2452.8000000000002,2452.8000000000002,2452.8000000000002,2452.8000000000002,2452.8000000000002,2452.8000000000002,2452.8000000000002,2452.8000000000002,2452.8000000000002,2452.8000000000002,2452.8000000000002,2452.8000000000002,2452.8000000000002,2452.8000000000002,2452.8000000000002,2452.8000000000002,2452.8000000000002,2452.8000000000002,2452.8000000000002,2452.8000000000002,2452.8000000000002,2452.8000000000002,2452.8000000000002,2452.8000000000002,2452.8000000000002,2452.8000000000002,2452.8000000000002,2452.8000000000002,2452.8000000000002,2452.8000000000002,2452.8000000000002,2452.8000000000002,2452.8000000000002,2452.8000000000002]
[]
[null,null,null,null,null,null,null,null,null,"CAPEX ($/kW)","Utility PV - 14% - Low",{"$f":" $S$40*(L114+L158)","v":2067.5473472640874},1905.3571105380536,1743.1668738120193,1580.976637085985,1418.7864003599509,1256.5961636339166,1094.4059269078825,1094.4059269078825,1094.4059269078825,1094.4059269078825,1094.4059269078825,1094.4059269078825,1094.4059269078825,1094.4059269078825,1094.4059269078825,1094.4059269078825,1094.4059269078825,1094.4059269078825,1094.4059269078825,1094.4059269078825,1094.4059269078825,1094.4059269078825,1094.4059269078825,1094.4059269078825,1094.4059269078825,1094.4059269078825,1094.4059269078825,1094.4059269078825,1094.4059269078825,1094.4059269078825,1094.4059269078825,1094.4059269078825,1094.4059269078825,1094.4059269078825,1094.4059269078825,1094.4059269078825,1094.4059269078825]
[null,null,null,null,null,null,null,null,null,null,"Utility PV - 14% - Mid",{"$f":" $S$40*(L115+L159)","v":2067.5473472640874},1996.5581137562019,1925.568880248316,1854.5796467404302,1783.5904132325445,1712.6011797246586,1641.6119462167733,1586.8913442858843,1532.1707423549951,1477.4501404241062,1422.729538493217,1368.008936562328,1313.2883346314388,1258.5677327005499,1203.8471307696607,1149.1265288387717,1094.4059269078825,1094.4059269078825,1094.4059269078825,1094.4059269078825,1094.4059269078825,1094.4059269078825,1094.4059269078825,1094.4059269078825,1094.4059269078825,1094.4059269078825,1094.4059269078825,1094.4059269078825,1094.4059269078825,1094.4059269078825,1094.4059269078825,1094.4059269078825,1094.4059269078825,1094.4059269078825,1094.4059269078825,1094.4059269078825,1094.4059269078825]
[null,null,null,null,null,null,null,null,null,null,"Utility PV - 14% - High",{"$f":" $S$40*(L116+L160)","v":2067.5473472640874},2067.5473472640874,2067.5473472640874,2067.5473472640874,2067.5473472640874,2067.5473472640874,2067.5473472640874,2067.5473472640874,2067.5473472640874,2067.5473472640874,2067.5473472640874,2067.5473472640874,2067.5473472640874,2067.5473472640874,2067.5473472640874,2067.5473472640874,2067.5473472640874,2067.5473472640874,2067.5473472640874,2067.5473472640874,2067.5473472640874,2067.5473472640874,2067.5473472640874,2067.5473472640874,2067.5473472640874,2067.5473472640874,2067.5473472640874,2067.5473472640874,2067.5473472640874,2067.5473472640874,2067.5473472640874,2067.5473472640874,2067.5473472640874,2067.5473472640874,2067.5473472640874,2067.5473472640874,2067.5473472640874]
[null,null,null,null,null,null,null,null,null,null,"Utility PV - 20% - Low",{"$f":" $S$40*(L117+L161)","v":2067.5473472640874},1905.3571105380536,1743.1668738120193,1580.976637085985,1418.7864003599509,1256.5961636339166,1094.4059269078825,1094.4059269078825,1094.4059269078825,1094.4059269078825,1094.4059269078825,1094.4059269078825,1094.4059269078825,1094.4059269078825,1094.4059269078825,1094.4059269078825,1094.4059269078825,1094.4059269078825,1094.4059269078825,1094.4059269078825,1094.4059269078825,1094.4059269078825,1094.4059269078825,1094.4059269078825,1094.4059269078825,1094.4059269078825,1094.4059269078825,1094.4059269078825,1094.4059269078825,1094.4059269078825,1094.4059269078825,1094.4059269078825,1094.4059269078825,1094.4059269078825,1094.4059269078825,1094.4059269078825,1094.4059269078825]
[null,null,null,null,null,null,null,null,null,null,"Utility PV - 20% - Mid",{"$f":" $S$40*(L118+L162)","v":2067.5473472640874},1996.5581137562019,1925.568880248316,1854.5796467404302,1783.5904132325445,1712.6011797246586,1641.6119462167733,1586.8913442858843,1532.1707423549951,1477.4501404241062,1422.729538493217,1368.008936562328,1313.2883346314388,1258.5677327005499,1203.8471307696607,1149.1265288387717,1094.4059269078825,1094.4059269078825,1094.4059269078825,1094.4059269078825,1094.4059269078825,1094.4059269078825,1094.4059269078825,1094.4059269078825,1094.4059269078825,1094.4059269078825,1094.4059269078825,1094.4059269078825,1094.4059269078825,1094.4059269078825,1094.4059269078825,1094.4059269078825,1094.4059269078825,1094.4059269078825,1094.4059269078825,1094.4059269078825,1094.4059269078825]
[null,null,null,null,null,null,null,null,null,null,"Utility PV - 20% - High",{"$f":" $S$40*(L119+L163)","v":2067.5473472640874},2067.5473472640874,2067.5473472640874,2067.5473472640874,2067.5473472640874,2067.5473472640874,2067.5473472640874,2067.5473472640874,2067.5473472640874,2067.5473472640874,2067.5473472640874,2067.5473472640874,2067.5473472640874,2067.5473472640874,2067.5473472640874,2067.5473472640874,2067.5473472640874,2067.5473472640874,2067.5473472640874,2067.5473472640874,2067.5473472640874,2067.5473472640874,2067.5473472640874,2067.5473472640874,2067.5473472640874,2067.5473472640874,2067.5473472640874,2067.5473472640874,2067.5473472640874,2067.5473472640874,2067.5473472640874,2067.5473472640874,2067.5473472640874,2067.5473472640874,2067.5473472640874,2067.5473472640874,2067.5473472640874]
[null,null,null,null,null,null,null,null,null,null,"Utility PV - 28% - Low",{"$f":" $S$40*(L120+L164)","v":2067.5473472640874},1905.3571105380536,1743.1668738120193,1580.976637085985,1418.7864003599509,1256.5961636339166,1094.4059269078825,1094.4059269078825,1094.4059269078825,1094.4059269078825,1094.4059269078825,1094.4059269078825,1094.4059269078825,1094.4059269078825,1094.4059269078825,1094.4059269078825,1094.4059269078825,1094.4059269078825,1094.4059269078825,1094.4059269078825,1094.4059269078825,1094.4059269078825,1094.4059269078825,1094.4059269078825,1094.4059269078825,1094.4059269078825,1094.4059269078825,1094.4059269078825,1094.4059269078825,1094.4059269078825,1094.4059269078825,1094.4059269078825,1094.4059269078825,1094.4059269078825,1094.4059269078825,1094.4059269078825,1094.4059269078825]
[null,null,null,null,null,null,null,null,null,null,"Utility PV - 28% - Mid",{"$f":" $S$40*(L121+L165)","v":2067.5473472640874},1996.5581137562019,1925.568880248316,1854.5796467404302,1783.5904132325445,1712.6011797246586,1641.6119462167733,1586.8913442858843,1532.1707423549951,1477.4501404241062,1422.729538493217,1368.008936562328,1313.2883346314388,1258.5677327005499,1203.8471307696607,1149.1265288387717,1094.4059269078825,1094.4059269078825,1094.4059269078825,1094.4059269078825,1094.4059269078825,1094.4059269078825,1094.4059269078825,1094.4059269078825,1094.4059269078825,1094.4059269078825,1094.4059269078825,1094.4059269078825,1094.4059269078825,1094.4059269078825,1094.4059269078825,1094.4059269078825,1094.4059269078825,1094.4059269078825,1094.4059269078825,1094.4059269078825,1094.4059269078825]
[null,null,null,null,null,null,null,null,null,null,"Utility PV - 28% - High",{"$f":" $S$40*(L122+L166)","v":2067.5473472640874},2067.5473472640874,2067.5473472640874,2067.5473472640874,2067.5473472640874,2067.5473472640874,2067.5473472640874,2067.5473472640874,2067.5473472640874,2067.5473472640874,2067.5473472640874,2067.5473472640874,2067.5473472640874,2067.5473472640874,2067.5473472640874,2067.5473472640874,2067.5473472640874,2067.5473472640874,2067.5473472640874,2067.5473472640874,2067.5473472640874,2067.5473472640874,2067.5473472640874,2067.5473472640874,2067.5473472640874,2067.5473472640874,2067.5473472640874,2067.5473472640874,2067.5473472640874,2067.5473472640874,2067.5473472640874,2067.5473472640874,2067.5473472640874,2067.5473472640874,2067.5473472640874,2067.5473472640874,2067.5473472640874]
[]
[null,null,null,null,null,null,null,null,null,"Construction Financing Cost ($/kW)","Utility PV - 14% - Low",{"$f":"(L114+L158)*($S$40-1)","v":47.54734726408762},43.817461455831783,40.087575647575946,36.357689839320102,32.627804031064272,28.897918222808432,25.168032414552595,25.168032414552595,25.168032414552595,25.168032414552595,25.168032414552595,25.168032414552595,25.168032414552595,25.168032414552595,25.168032414552595,25.168032414552595,25.168032414552595,25.168032414552595,25.168032414552595,25.168032414552595,25.168032414552595,25.168032414552595,25.168032414552595,25.168032414552595,25.168032414552595,25.168032414552595,25.168032414552595,25.168032414552595,25.168032414552595,25.168032414552595,25.168032414552595,25.168032414552595,25.168032414552595,25.168032414552595,25.168032414552595,25.168032414552595,25.168032414552595]
[null,null,null,null,null,null,null,null,null,null,"Utility PV - 14% - Mid",{"$f":"(L115+L159)*($S$40-1)","v":47.54734726408762},45.91480920295092,44.282271141814213,42.649733080677507,41.0171950195408,39.384656958404094,37.752118897267401,36.493710248995924,35.235301600724441,33.976892952452964,32.71848430418148,31.46007565591,30.20166700763852,28.943258359367039,27.684849711095556,26.426441062824075,25.168032414552595,25.168032414552595,25.168032414552595,25.168032414552595,25.168032414552595,25.168032414552595,25.168032414552595,25.168032414552595,25.168032414552595,25.168032414552595,25.168032414552595,25.168032414552595,25.168032414552595,25.168032414552595,25.168032414552595,25.168032414552595,25.168032414552595,25.168032414552595,25.168032414552595,25.168032414552595,25.168032414552595]
[null,null,null,null,null,null,null,null,null,null,"Utility PV - 14% - High",{"$f":"(L116+L160)*($S$40-1)","v":47.54734726408762},47.54734726408762,47.54734726408762,47.54734726408762,47.54734726408762,47.54734726408762,47.54734726408762,47.54734726408762,47.54734726408762,47.54734726408762,47.54734726408762,47.54734726408762,47.54734726408762,47.54734726408762,47.54734726408762,47.54734726408762,47.54734726408762,47.54734726408762,47.54734726408762,47.54734726408762,47.54734726408762,47.54734726408762,47.54734726408762,47.54734726408762,47.54734726408762,47.54734726408762,47.54734726408762,47.54734726408762,47.54734726408762,47.54734726408762,47.54734726408762,47.54734726408762,47.54734726408762,47.54734726408762,47.54734726408762,47.54734726408762,47.54734726408762]
[null,null,null,null,null,null,null,null,null,null,"Utility PV - 20% - Low",{"$f":"(L117+L161)*($S$40-1)","v":47.54734726408762},43.817461455831783,40.087575647575946,36.357689839320102,32.627804031064272,28.897918222808432,25.168032414552595,25.168032414552595,25.168032414552595,25.168032414552595,25.168032414552595,25.168032414552595,25.168032414552595,25.168032414552595,25.168032414552595,25.168032414552595,25.168032414552595,25.168032414552595,25.168032414552595,25.168032414552595,25.168032414552595,25.168032414552595,25.168032414552595,25.168032414552595,25.168032414552595,25.168032414552595,25.168032414552595,25.168032414552595,25.168032414552595,25.168032414552595,25.168032414552595,25.168032414552595,25.168032414552595,25.168032414552595,25.168032414552595,25.168032414552595,25.168032414552595]
[null,null,null,null,null,null,null,null,null,null,"Utility PV - 20% - Mid",{"$f":"(L118+L162)*($S$40-1)","v":47.54734726408762},45.91480920295092,44.282271141814213,42.649733080677507,41.0171950195408,39.384656958404094,37.752118897267401,36.493710248995924,35.235301600724441,33.976892952452964,32.71848430418148,31.46007565591,30.20166700763852,28.943258359367039,27.684849711095556,26.426441062824075,25.168032414552595,25.168032414552595,25.168032414552595,25.168032414552595,25.168032414552595,25.168032414552595,25.168032414552595,25.168032414552595,25.168032414552595,25.168032414552595,25.168032414552595,25.168032414552595,25.168032414552595,25.168032414552595,25.168032414552595,25.168032414552595,25.168032414552595,25.168032414552595,25.168032414552595,25.168032414552595,25.168032414552595]
[null,null,null,null,null,null,null,null,null,null,"Utility PV - 20% - High",{"$f":"(L119+L163)*($S$40-1)","v":47.54734726408762},47.54734726408762,47.54734726408762,47.54734726408762,47.54734726408762,47.54734726408762,47.54734726408762,47.54734726408762,47.54734726408762,47.54734726408762,47.54734726408762,47.54734726408762,47.54734726408762,47.54734726408762,47.54734726408762,47.54734726408762,47.54734726408762,47.54734726408762,47.54734726408762,47.54734726408762,47.54734726408762,47.54734726408762,47.54734726408762,47.54734726408762,47.54734726408762,47.54734726408762,47.54734726408762,47.54734726408762,47.54734726408762,47.54734726408762,47.54734726408762,47.54734726408762,47.54734726408762,47.54734726408762,47.54734726408762,47.54734726408762,47.54734726408762]
[null,null,null,null,null,null,null,null,null,null,"Utility PV - 28% - Low",{"$f":"(L120+L164)*($S$40-1)","v":47.54734726408762},43.817461455831783,40.087575647575946,36.357689839320102,32.627804031064272,28.897918222808432,25.168032414552595,25.168032414552595,25.168032414552595,25.168032414552595,25.168032414552595,25.168032414552595,25.168032414552595,25.168032414552595,25.168032414552595,25.168032414552595,25.168032414552595,25.168032414552595,25.168032414552595,25.168032414552595,25.168032414552595,25.168032414552595,25.168032414552595,25.168032414552595,25.168032414552595,25.168032414552595,25.168032414552595,25.168032414552595,25.168032414552595,25.168032414552595,25.168032414552595,25.168032414552595,25.168032414552595,25.168032414552595,25.168032414552595,25.168032414552595,25.168032414552595]
[null,null,null,null,null,null,null,null,null,null,"Utility PV - 28% - Mid",{"$f":"(L121+L165)*($S$40-1)","v":47.54734726408762},45.91480920295092,44.282271141814213,42.649733080677507,41.0171950195408,39.384656958404094,37.752118897267401,36.493710248995924,35.235301600724441,33.976892952452964,32.71848430418148,31.46007565591,30.20166700763852,28.943258359367039,27.684849711095556,26.426441062824075,25.168032414552595,25.168032414552595,25.168032414552595,25.168032414552595,25.168032414552595,25.168032414552595,25.168032414552595,25.168032414552595,25.168032414552595,25.168032414552595,25.168032414552595,25.168032414552595,25.168032414552595,25.168032414552595,25.168032414552595,25.168032414552595,25.168032414552595,25.168032414552595,25.168032414552595,25.168032414552595,25.168032414552595]
[null,null,null,null,null,null,null,null,null,null,"Utility PV - 28% - High",{"$f":"(L122+L166)*($S$40-1)","v":47.54734726408762},47.54734726408762,47.54734726408762,47.54734726408762,47.54734726408762,47.54734726408762,47.54734726408762,47.54734726408762,47.54734726408762,47.54734726408762,47.54734726408762,47.54734726408762,47.54734726408762,47.54734726408762,47.54734726408762,47.54734726408762,47.54734726408762,47.54734726408762,47.54734726408762,47.54734726408762,47.54734726408762,47.54734726408762,47.54734726408762,47.54734726408762,47.54734726408762,47.54734726408762,47.54734726408762,47.54734726408762,47.54734726408762,47.54734726408762,47.54734726408762,47.54734726408762,47.54734726408762,47.54734726408762,47.54734726408762,47.54734726408762,47.54734726408762]
[]
[null,null,null,null,null,null,null,null,null,"Overnight Capital Cost ($/kW)","Utility PV - 14% - Low",2020,1861.5396490822218,1703.0792981644433,1544.6189472466649,1386.1585963288867,1227.6982454111082,1069.23789449333,1069.23789449333,1069.23789449333,1069.23789449333,1069.23789449333,1069.23789449333,1069.23789449333,1069.23789449333,1069.23789449333,1069.23789449333,1069.23789449333,1069.23789449333,1069.23789449333,1069.23789449333,1069.23789449333,1069.23789449333,1069.23789449333,1069.23789449333,1069.23789449333,1069.23789449333,1069.23789449333,1069.23789449333,1069.23789449333,1069.23789449333,1069.23789449333,1069.23789449333,1069.23789449333,1069.23789449333,1069.23789449333,1069.23789449333,1069.23789449333]
[null,null,null,null,null,null,null,null,null,null,"Utility PV - 14% - Mid",2020,1950.643304553251,1881.2866091065018,1811.9299136597526,1742.5732182130037,1673.2165227662545,1603.8598273195059,1550.3976340368883,1496.9354407542708,1443.4732474716532,1390.0110541890356,1336.548860906418,1283.0866676238004,1229.6244743411828,1176.1622810585652,1122.7000877759476,1069.23789449333,1069.23789449333,1069.23789449333,1069.23789449333,1069.23789449333,1069.23789449333,1069.23789449333,1069.23789449333,1069.23789449333,1069.23789449333,1069.23789449333,1069.23789449333,1069.23789449333,1069.23789449333,1069.23789449333,1069.23789449333,1069.23789449333,1069.23789449333,1069.23789449333,1069.23789449333,1069.23789449333]
[null,null,null,null,null,null,null,null,null,null,"Utility PV - 14% - High",2020,2020,2020,2020,2020,2020,2020,2020,2020,2020,2020,2020,2020,2020,2020,2020,2020,2020,2020,2020,2020,2020,2020,2020,2020,2020,2020,2020,2020,2020,2020,2020,2020,2020,2020,2020,2020]
[null,null,null,null,null,null,null,null,null,null,"Utility PV - 20% - Low",2020,1861.5396490822218,1703.0792981644433,1544.6189472466649,1386.1585963288867,1227.6982454111082,1069.23789449333,1069.23789449333,1069.23789449333,1069.23789449333,1069.23789449333,1069.23789449333,1069.23789449333,1069.23789449333,1069.23789449333,1069.23789449333,1069.23789449333,1069.23789449333,1069.23789449333,1069.23789449333,1069.23789449333,1069.23789449333,1069.23789449333,1069.23789449333,1069.23789449333,1069.23789449333,1069.23789449333,1069.23789449333,1069.23789449333,1069.23789449333,1069.23789449333,1069.23789449333,1069.23789449333,1069.23789449333,1069.23789449333,1069.23789449333,1069.23789449333]
[null,null,null,null,null,null,null,null,null,null,"Utility PV - 20% - Mid",2020,1950.643304553251,1881.2866091065018,1811.9299136597526,1742.5732182130037,1673.2165227662545,1603.8598273195059,1550.3976340368883,1496.9354407542708,1443.4732474716532,1390.0110541890356,1336.548860906418,1283.0866676238004,1229.6244743411828,1176.1622810585652,1122.7000877759476,1069.23789449333,1069.23789449333,1069.23789449333,1069.23789449333,1069.23789449333,1069.23789449333,1069.23789449333,1069.23789449333,1069.23789449333,1069.23789449333,1069.23789449333,1069.23789449333,1069.23789449333,1069.23789449333,1069.23789449333,1069.23789449333,1069.23789449333,1069.23789449333,1069.23789449333,1069.23789449333,1069.23789449333]
[null,null,null,null,null,null,null,null,null,null,"Utility PV - 20% - High",2020,2020,2020,2020,2020,2020,2020,2020,2020,2020,2020,2020,2020,2020,2020,2020,2020,2020,2020,2020,2020,2020,2020,2020,2020,2020,2020,2020,2020,2020,2020,2020,2020,2020,2020,2020,2020]
[null,null,null,null,null,null,null,null,null,null,"Utility PV - 28% - Low",2020,1861.5396490822218,1703.0792981644433,1544.6189472466649,1386.1585963288867,1227.6982454111082,1069.23789449333,1069.23789449333,1069.23789449333,1069.23789449333,1069.23789449333,1069.23789449333,1069.23789449333,1069.23789449333,1069.23789449333,1069.23789449333,1069.23789449333,1069.23789449333,1069.23789449333,1069.23789449333,1069.23789449333,1069.23789449333,1069.23789449333,1069.23789449333,1069.23789449333,1069.23789449333,1069.23789449333,1069.23789449333,1069.23789449333,1069.23789449333,1069.23789449333,1069.23789449333,1069.23789449333,1069.23789449333,1069.23789449333,1069.23789449333,1069.23789449333]
[null,null,null,null,null,null,null,null,null,null,"Utility PV - 28% - Mid",2020,1950.643304553251,1881.2866091065018,1811.9299136597526,1742.5732182130037,1673.2165227662545,1603.8598273195059,1550.3976340368883,1496.9354407542708,1443.4732474716532,1390.0110541890356,1336.548860906418,1283.0866676238004,1229.6244743411828,1176.1622810585652,1122.7000877759476,1069.23789449333,1069.23789449333,1069.23789449333,1069.23789449333,1069.23789449333,1069.23789449333,1069.23789449333,1069.23789449333,1069.23789449333,1069.23789449333,1069.23789449333,1069.23789449333,1069.23789449333,1069.23789449333,1069.23789449333,1069.23789449333,1069.23789449333,1069.23789449333,1069.23789449333,1069.23789449333,1069.23789449333]
[null,null,null,null,null,null,null,null,null,null,"Utility PV - 28% - High",2020,2020,2020,2020,2020,2020,2020,2020,2020,2020,2020,2020,2020,2020,2020,2020,2020,2020,2020,2020,2020,2020,2020,2020,2020,2020,2020,2020,2020,2020,2020,2020,2020,2020,2020,2020,2020]
[]
[null,null,null,null,null,null,null,null,null,"Fixed Operation and Maintenance Expenses ($/kW)","Utility PV - 14% - Low",17,16,15,13,11,9,8,8,8,8,8,8,8,8,8,8,8,8,8,8,8,8,8,8,8,8,8,8,8,8,8,8,8,8,8,8,8]
[null,null,null,null,null,null,null,null,null,null,"Utility PV - 14% - Mid",17,16,15,13,11,9,8,8,8,8,8,8,8,8,8,8,8,8,8,8,8,8,8,8,8,8,8,8,8,8,8,8,8,8,8,8,8]
[null,null,null,null,null,null,null,null,null,null,"Utility PV - 14% - High",17,16,15,13,11,9,8,8,8,8,8,8,8,8,8,8,8,8,8,8,8,8,8,8,8,8,8,8,8,8,8,8,8,8,8,8,8]
[null,null,null,null,null,null,null,null,null,null,"Utility PV - 20% - Low",17,16,15,13,11,9,8,8,8,8,8,8,8,8,8,8,8,8,8,8,8,8,8,8,8,8,8,8,8,8,8,8,8,8,8,8,8]
[null,null,null,null,null,null,null,null,null,null,"Utility PV - 20% - Mid",17,16,15,13,11,9,8,8,8,8,8,8,8,8,8,8,8,8,8,8,8,8,8,8,8,8,8,8,8,8,8,8,8,8,8,8,8]
[null,null,null,null,null,null,null,null,null,null,"Utility PV - 20% - High",17,16,15,13,11,9,8,8,8,8,8,8,8,8,8,8,8,8,8,8,8,8,8,8,8,8,8,8,8,8,8,8,8,8,8,8,8]
[null,null,null,null,null,null,null,null,null,null,"Utility PV - 28% - Low",17,16,15,13,11,9,8,8,8,8,8,8,8,8,8,8,8,8,8,8,8,8,8,8,8,8,8,8,8,8,8,8,8,8,8,8,8]
[null,null,null,null,null,null,null,null,null,null,"Utility PV - 28% - Mid",17,16,15,13,11,9,8,8,8,8,8,8,8,8,8,8,8,8,8,8,8,8,8,8,8,8,8,8,8,8,8,8,8,8,8,8,8]
[null,null,null,null,null,null,null,null,null,null,"Utility PV - 28% - High",17,16,15,13,11,9,8,8,8,8,8,8,8,8,8,8,8,8,8,8,8,8,8,8,8,8,8,8,8,8,8,8,8,8,8,8,8]
[" "]
[null,null,null,null,null,null,null,null,null,"Variable Operation and Maintenance Expenses ($/MWh)","Utility PV - 14% - Low",0,0,0,0,0,0,0,0,0,0,0,0,0,0,0,0,0,0,0,0,0,0,0,0,0,0,0,0,0,0,0,0,0,0,0,0,0]
[null,null,null,null,null,null,null,null,null,null,"Utility PV - 14% - Mid",0,0,0,0,0,0,0,0,0,0,0,0,0,0,0,0,0,0,0,0,0,0,0,0,0,0,0,0,0,0,0,0,0,0,0,0,0]
[null,null,null,null,null,null,null,null,null,null,"Utility PV - 14% - High",0,0,0,0,0,0,0,0,0,0,0,0,0,0,0,0,0,0,0,0,0,0,0,0,0,0,0,0,0,0,0,0,0,0,0,0,0]
[null,null,null,null,null,null,null,null,null,null,"Utility PV - 20% - Low",0,0,0,0,0,0,0,0,0,0,0,0,0,0,0,0,0,0,0,0,0,0,0,0,0,0,0,0,0,0,0,0,0,0,0,0,0]
[null,null,null,null,null,null,null,null,null,null,"Utility PV - 20% - Mid",0,0,0,0,0,0,0,0,0,0,0,0,0,0,0,0,0,0,0,0,0,0,0,0,0,0,0,0,0,0,0,0,0,0,0,0,0]
[null,null,null,null,null,null,null,null,null,null,"Utility PV - 20% - High",0,0,0,0,0,0,0,0,0,0,0,0,0,0,0,0,0,0,0,0,0,0,0,0,0,0,0,0,0,0,0,0,0,0,0,0,0]
[null,null,null,null,null,null,null,null,null,null,"Utility PV - 28% - Low",0,0,0,0,0,0,0,0,0,0,0,0,0,0,0,0,0,0,0,0,0,0,0,0,0,0,0,0,0,0,0,0,0,0,0,0,0]
[null,null,null,null,null,null,null,null,null,null,"Utility PV - 28% - Mid",0,0,0,0,0,0,0,0,0,0,0,0,0,0,0,0,0,0,0,0,0,0,0,0,0,0,0,0,0,0,0,0,0,0,0,0,0]
[null,null,null,null,null,null,null,null,null,null,"Utility PV - 28% - High",0,0,0,0,0,0,0,0,0,0,0,0,0,0,0,0,0,0,0,0,0,0,0,0,0,0,0,0,0,0,0,0,0,0,0,0,0]
[]
[]
[null,null,null,null,null,null,null,null,null,null,null,{"$f":"L73","v":2014},2015,2016,2017,2018,2019,2020,2021,2022,2023,2024,2025,2026,2027,2028,2029,2030,2031,2032,2033,2034,2035,2036,2037,2038,2039,2040,2041,2042,2043,2044,2045,2046,2047,2048,2049,2050]
[null,null,null,null,null,null,null,"Finance",null,"Weighted Average Cost of Capital (WACC) (Nominal) (%)","Utility PV - 14% - Low",{"$f":"$S$37","v":8.8999999999999996E-2},{"$f":"$S$37","v":8.8999999999999996E-2},8.8999999999999996E-2,8.8999999999999996E-2,8.8999999999999996E-2,8.8999999999999996E-2,8.8999999999999996E-2,8.8999999999999996E-2,8.8999999999999996E-2,8.8999999999999996E-2,8.8999999999999996E-2,{"$f":"$S$37","v":8.8999999999999996E-2},8.8999999999999996E-2,8.8999999999999996E-2,8.8999999999999996E-2,8.8999999999999996E-2,8.8999999999999996E-2,8.8999999999999996E-2,8.8999999999999996E-2,8.8999999999999996E-2,8.8999999999999996E-2,{"$f":"$S$37","v":8.8999999999999996E-2},8.8999999999999996E-2,8.8999999999999996E-2,8.8999999999999996E-2,8.8999999999999996E-2,8.8999999999999996E-2,8.8999999999999996E-2,8.8999999999999996E-2,8.8999999999999996E-2,8.8999999999999996E-2,{"$f":"$S$37","v":8.8999999999999996E-2},8.8999999999999996E-2,8.8999999999999996E-2,8.8999999999999996E-2,8.8999999999999996E-2,8.8999999999999996E-2]
[null,null,null,null,null,null,null,null,null,null,"Utility PV - 14% - Mid",8.8999999999999996E-2,8.8999999999999996E-2,8.8999999999999996E-2,8.8999999999999996E-2,8.8999999999999996E-2,8.8999999999999996E-2,8.8999999999999996E-2,8.8999999999999996E-2,8.8999999999999996E-2,8.8999999999999996E-2,8.8999999999999996E-2,8.8999999999999996E-2,8.8999999999999996E-2,8.8999999999999996E-2,8.8999999999999996E-2,8.8999999999999996E-2,8.8999999999999996E-2,8.8999999999999996E-2,8.8999999999999996E-2,8.8999999999999996E-2,8.8999999999999996E-2,8.8999999999999996E-2,8.8999999999999996E-2,8.8999999999999996E-2,8.8999999999999996E-2,8.8999999999999996E-2,8.8999999999999996E-2,8.8999999999999996E-2,8.8999999999999996E-2,8.8999999999999996E-2,8.8999999999999996E-2,8.8999999999999996E-2,8.8999999999999996E-2,8.8999999999999996E-2,8.8999999999999996E-2,8.8999999999999996E-2,8.8999999999999996E-2]
[null,null,null,null,null,null,null,null,null,null,"Utility PV - 14% - High",8.8999999999999996E-2,8.8999999999999996E-2,8.8999999999999996E-2,8.8999999999999996E-2,8.8999999999999996E-2,8.8999999999999996E-2,8.8999999999999996E-2,8.8999999999999996E-2,8.8999999999999996E-2,8.8999999999999996E-2,8.8999999999999996E-2,8.8999999999999996E-2,8.8999999999999996E-2,8.8999999999999996E-2,8.8999999999999996E-2,8.8999999999999996E-2,8.8999999999999996E-2,8.8999999999999996E-2,8.8999999999999996E-2,8.8999999999999996E-2,8.8999999999999996E-2,8.8999999999999996E-2,8.8999999999999996E-2,8.8999999999999996E-2,8.8999999999999996E-2,8.8999999999999996E-2,8.8999999999999996E-2,8.8999999999999996E-2,8.8999999999999996E-2,8.8999999999999996E-2,8.8999999999999996E-2,8.8999999999999996E-2,8.8999999999999996E-2,8.8999999999999996E-2,8.8999999999999996E-2,8.8999999999999996E-2,8.8999999999999996E-2]
[null,null,null,null,null,null,null,null,null,null,"Utility PV - 20% - Low",8.8999999999999996E-2,8.8999999999999996E-2,8.8999999999999996E-2,8.8999999999999996E-2,8.8999999999999996E-2,8.8999999999999996E-2,8.8999999999999996E-2,8.8999999999999996E-2,8.8999999999999996E-2,8.8999999999999996E-2,8.8999999999999996E-2,8.8999999999999996E-2,8.8999999999999996E-2,8.8999999999999996E-2,8.8999999999999996E-2,8.8999999999999996E-2,8.8999999999999996E-2,8.8999999999999996E-2,8.8999999999999996E-2,8.8999999999999996E-2,8.8999999999999996E-2,8.8999999999999996E-2,8.8999999999999996E-2,8.8999999999999996E-2,8.8999999999999996E-2,8.8999999999999996E-2,8.8999999999999996E-2,8.8999999999999996E-2,8.8999999999999996E-2,8.8999999999999996E-2,8.8999999999999996E-2,8.8999999999999996E-2,8.8999999999999996E-2,8.8999999999999996E-2,8.8999999999999996E-2,8.8999999999999996E-2,8.8999999999999996E-2]
[null,null,null,null,null,null,null,null,null,null,"Utility PV - 20% - Mid",8.8999999999999996E-2,8.8999999999999996E-2,8.8999999999999996E-2,8.8999999999999996E-2,8.8999999999999996E-2,8.8999999999999996E-2,8.8999999999999996E-2,8.8999999999999996E-2,8.8999999999999996E-2,8.8999999999999996E-2,8.8999999999999996E-2,8.8999999999999996E-2,8.8999999999999996E-2,8.8999999999999996E-2,8.8999999999999996E-2,8.8999999999999996E-2,8.8999999999999996E-2,8.8999999999999996E-2,8.8999999999999996E-2,8.8999999999999996E-2,8.8999999999999996E-2,8.8999999999999996E-2,8.8999999999999996E-2,8.8999999999999996E-2,8.8999999999999996E-2,8.8999999999999996E-2,8.8999999999999996E-2,8.8999999999999996E-2,8.8999999999999996E-2,8.8999999999999996E-2,8.8999999999999996E-2,8.8999999999999996E-2,8.8999999999999996E-2,8.8999999999999996E-2,8.8999999999999996E-2,8.8999999999999996E-2,8.8999999999999996E-2]
[null,null,null,null,null,null,null,null,null,null,"Utility PV - 20% - High",8.8999999999999996E-2,8.8999999999999996E-2,8.8999999999999996E-2,8.8999999999999996E-2,8.8999999999999996E-2,8.8999999999999996E-2,8.8999999999999996E-2,8.8999999999999996E-2,8.8999999999999996E-2,8.8999999999999996E-2,8.8999999999999996E-2,8.8999999999999996E-2,8.8999999999999996E-2,8.8999999999999996E-2,8.8999999999999996E-2,8.8999999999999996E-2,8.8999999999999996E-2,8.8999999999999996E-2,8.8999999999999996E-2,8.8999999999999996E-2,8.8999999999999996E-2,8.8999999999999996E-2,8.8999999999999996E-2,8.8999999999999996E-2,8.8999999999999996E-2,8.8999999999999996E-2,8.8999999999999996E-2,8.8999999999999996E-2,8.8999999999999996E-2,8.8999999999999996E-2,8.8999999999999996E-2,8.8999999999999996E-2,8.8999999999999996E-2,8.8999999999999996E-2,8.8999999999999996E-2,8.8999999999999996E-2,8.8999999999999996E-2]
[null,null,null,null,null,null,null,null,null,null,"Utility PV - 28% - Low",8.8999999999999996E-2,8.8999999999999996E-2,8.8999999999999996E-2,8.8999999999999996E-2,8.8999999999999996E-2,8.8999999999999996E-2,8.8999999999999996E-2,8.8999999999999996E-2,8.8999999999999996E-2,8.8999999999999996E-2,8.8999999999999996E-2,8.8999999999999996E-2,8.8999999999999996E-2,8.8999999999999996E-2,8.8999999999999996E-2,8.8999999999999996E-2,8.8999999999999996E-2,8.8999999999999996E-2,8.8999999999999996E-2,8.8999999999999996E-2,8.8999999999999996E-2,8.8999999999999996E-2,8.8999999999999996E-2,8.8999999999999996E-2,8.8999999999999996E-2,8.8999999999999996E-2,8.8999999999999996E-2,8.8999999999999996E-2,8.8999999999999996E-2,8.8999999999999996E-2,8.8999999999999996E-2,8.8999999999999996E-2,8.8999999999999996E-2,8.8999999999999996E-2,8.8999999999999996E-2,8.8999999999999996E-2,8.8999999999999996E-2]
[null,null,null,null,null,null,null,null,null,null,"Utility PV - 28% - Mid",8.8999999999999996E-2,8.8999999999999996E-2,8.8999999999999996E-2,8.8999999999999996E-2,8.8999999999999996E-2,8.8999999999999996E-2,8.8999999999999996E-2,8.8999999999999996E-2,8.8999999999999996E-2,8.8999999999999996E-2,8.8999999999999996E-2,8.8999999999999996E-2,8.8999999999999996E-2,8.8999999999999996E-2,8.8999999999999996E-2,8.8999999999999996E-2,8.8999999999999996E-2,8.8999999999999996E-2,8.8999999999999996E-2,8.8999999999999996E-2,8.8999999999999996E-2,8.8999999999999996E-2,8.8999999999999996E-2,8.8999999999999996E-2,8.8999999999999996E-2,8.8999999999999996E-2,8.8999999999999996E-2,8.8999999999999996E-2,8.8999999999999996E-2,8.8999999999999996E-2,8.8999999999999996E-2,8.8999999999999996E-2,8.8999999999999996E-2,8.8999999999999996E-2,8.8999999999999996E-2,8.8999999999999996E-2,8.8999999999999996E-2]
[null,null,null,null,null,null,null,null,null,null,"Utility PV - 28% - High",8.8999999999999996E-2,8.8999999999999996E-2,8.8999999999999996E-2,8.8999999999999996E-2,8.8999999999999996E-2,8.8999999999999996E-2,8.8999999999999996E-2,8.8999999999999996E-2,8.8999999999999996E-2,8.8999999999999996E-2,8.8999999999999996E-2,8.8999999999999996E-2,8.8999999999999996E-2,8.8999999999999996E-2,8.8999999999999996E-2,8.8999999999999996E-2,8.8999999999999996E-2,8.8999999999999996E-2,8.8999999999999996E-2,8.8999999999999996E-2,8.8999999999999996E-2,8.8999999999999996E-2,8.8999999999999996E-2,8.8999999999999996E-2,8.8999999999999996E-2,8.8999999999999996E-2,8.8999999999999996E-2,8.8999999999999996E-2,8.8999999999999996E-2,8.8999999999999996E-2,8.8999999999999996E-2,8.8999999999999996E-2,8.8999999999999996E-2,8.8999999999999996E-2,8.8999999999999996E-2,8.8999999999999996E-2,8.8999999999999996E-2]
[]
[]
[null,null,null,null,null,null,null,null,null,null,null,{"$f":"L145","v":2014},2015,2016,2017,2018,2019,2020,2021,2022,2023,2024,2025,2026,2027,2028,2029,2030,2031,2032,2033,2034,2035,2036,2037,2038,2039,2040,2041,2042,2043,2044,2045,2046,2047,2048,2049,2050]
[null,null,null,null,null,null,null,"Grid Connection Costs",null,"Grid Connection Costs (GCC) ($/kW)","Utility PV - 14% - Low",0,0,0,0,0,0,0,0,0,0,0,0,0,0,0,0,0,0,0,0,0,0,0,0,0,0,0,0,0,0,0,0,0,0,0,0,0]
[null,null,null,null,null,null,null,null,null,null,"Utility PV - 14% - Mid",0,0,0,0,0,0,0,0,0,0,0,0,0,0,0,0,0,0,0,0,0,0,0,0,0,0,0,0,0,0,0,0,0,0,0,0,0]
[null,null,null,null,null,null,null,null,null,null,"Utility PV - 14% - High",0,0,0,0,0,0,0,0,0,0,0,0,0,0,0,0,0,0,0,0,0,0,0,0,0,0,0,0,0,0,0,0,0,0,0,0,0]
[null,null,null,null,null,null,null,null,null,null,"Utility PV - 20% - Low",0,0,0,0,0,0,0,0,0,0,0,0,0,0,0,0,0,0,0,0,0,0,0,0,0,0,0,0,0,0,0,0,0,0,0,0,0]
[null,null,null,null,null,null,null,null,null,null,"Utility PV - 20% - Mid",0,0,0,0,0,0,0,0,0,0,0,0,0,0,0,0,0,0,0,0,0,0,0,0,0,0,0,0,0,0,0,0,0,0,0,0,0]
[null,null,null,null,null,null,null,null,null,null,"Utility PV - 20% - High",0,0,0,0,0,0,0,0,0,0,0,0,0,0,0,0,0,0,0,0,0,0,0,0,0,0,0,0,0,0,0,0,0,0,0,0,0]
[null,null,null,null,null,null,null,null,null,null,"Utility PV - 28% - Low",0,0,0,0,0,0,0,0,0,0,0,0,0,0,0,0,0,0,0,0,0,0,0,0,0,0,0,0,0,0,0,0,0,0,0,0,0]
[null,null,null,null,null,null,null,null,null,null,"Utility PV - 28% - Mid",0,0,0,0,0,0,0,0,0,0,0,0,0,0,0,0,0,0,0,0,0,0,0,0,0,0,0,0,0,0,0,0,0,0,0,0,0]
[null,null,null,null,null,null,null,null,null,null,"Utility PV - 28% - High",0,0,0,0,0,0,0,0,0,0,0,0,0,0,0,0,0,0,0,0,0,0,0,0,0,0,0,0,0,0,0,0,0,0,0,0,0]
[]
[]
[null,null,null,null,null,null,null,null,null,null,null,{"$f":"L157","v":2014},2015,2016,2017,2018,2019,2020,2021,2022,2023,2024,2025,2026,2027,2028,2029,2030,2031,2032,2033,2034,2035,2036,2037,2038,2039,2040,2041,2042,2043,2044,2045,2046,2047,2048,2049,2050]
[null,null,null,null,null,null,null,"LCOE",null,"Levelized Cost of Energy ($/MWh)","Utility PV - 14% - Low",{"$f":" (($S$44 * $S$42 * $S$40 * (L114 * 1 + L158) +L124) * 1000 / (L74 * 8760)) + L134 + 0","v":184.37208263053489},{"$f":" (($S$44 * $S$42 * $S$40 * (M114 * 1 + M158) +M124) * 1000 / (M74 * 8760)) + M134 + 0","v":170.18087925181621},155.98967587309753,140.98307784336774,125.97647981363798,110.96988178390818,96.778678405189524,96.778678405189524,96.778678405189524,96.778678405189524,96.778678405189524,96.778678405189524,96.778678405189524,96.778678405189524,96.778678405189524,96.778678405189524,96.778678405189524,96.778678405189524,96.778678405189524,96.778678405189524,96.778678405189524,96.778678405189524,96.778678405189524,96.778678405189524,96.778678405189524,96.778678405189524,96.778678405189524,96.778678405189524,96.778678405189524,96.778678405189524,96.778678405189524,96.778678405189524,96.778678405189524,96.778678405189524,96.778678405189524,96.778678405189524,96.778678405189524]
[null,null,null,null,null,null,null,null,null,null,"Utility PV - 14% - Mid",{"$f":" (($S$44 * $S$42 * $S$40 * (L115 * 1 + L159) +L125) * 1000 / (L75 * 8760)) + L135 + 0","v":184.37208263053489},177.70221468757111,171.03234674460734,163.54708415063246,156.06182155665758,148.57655896268272,141.90669101971901,137.39388975826603,132.88108849681311,128.36828723536016,123.85548597390722,119.34268471245426,114.82988345100129,110.31708218954836,105.80428092809542,101.29147966664247,96.778678405189524,96.778678405189524,96.778678405189524,96.778678405189524,96.778678405189524,96.778678405189524,96.778678405189524,96.778678405189524,96.778678405189524,96.778678405189524,96.778678405189524,96.778678405189524,96.778678405189524,96.778678405189524,96.778678405189524,96.778678405189524,96.778678405189524,96.778678405189524,96.778678405189524,96.778678405189524,96.778678405189524]
[null,null,null,null,null,null,null,null,null,null,"Utility PV - 14% - High",{"$f":" (($S$44 * $S$42 * $S$40 * (L116 * 1 + L160) +L126) * 1000 / (L76 * 8760)) + L136 + 0","v":184.37208263053489},183.55668797952379,182.74129332851271,181.11050402649053,179.47971472446835,177.84892542244617,177.0335307714351,177.0335307714351,177.0335307714351,177.0335307714351,177.0335307714351,177.0335307714351,177.0335307714351,177.0335307714351,177.0335307714351,177.0335307714351,177.0335307714351,177.0335307714351,177.0335307714351,177.0335307714351,177.0335307714351,177.0335307714351,177.0335307714351,177.0335307714351,177.0335307714351,177.0335307714351,177.0335307714351,177.0335307714351,177.0335307714351,177.0335307714351,177.0335307714351,177.0335307714351,177.0335307714351,177.0335307714351,177.0335307714351,177.0335307714351,177.0335307714351]
[null,null,null,null,null,null,null,null,null,null,"Utility PV - 20% - Low",{"$f":" (($S$44 * $S$42 * $S$40 * (L117 * 1 + L161) +L127) * 1000 / (L77 * 8760)) + L137 + 0","v":129.06045784137444},119.12661547627135,109.19277311116828,98.688154490357419,88.183535869546589,77.678917248735729,67.745074883632668,67.745074883632668,67.745074883632668,67.745074883632668,67.745074883632668,67.745074883632668,67.745074883632668,67.745074883632668,67.745074883632668,67.745074883632668,67.745074883632668,67.745074883632668,67.745074883632668,67.745074883632668,67.745074883632668,67.745074883632668,67.745074883632668,67.745074883632668,67.745074883632668,67.745074883632668,67.745074883632668,67.745074883632668,67.745074883632668,67.745074883632668,67.745074883632668,67.745074883632668,67.745074883632668,67.745074883632668,67.745074883632668,67.745074883632668,67.745074883632668]
[null,null,null,null,null,null,null,null,null,null,"Utility PV - 20% - Mid",{"$f":" (($S$44 * $S$42 * $S$40 * (L118 * 1 + L162) +L128) * 1000 / (L78 * 8760)) + L138 + 0","v":129.06045784137444},124.3915502812998,119.72264272122514,114.48295890544273,109.24327508966032,104.0035912738779,99.334683713803301,96.175722830786228,93.016761947769183,89.857801064752124,86.698840181735065,83.539879298717992,80.380918415700918,77.221957532683859,74.0629966496668,70.904035766649741,67.745074883632668,67.745074883632668,67.745074883632668,67.745074883632668,67.745074883632668,67.745074883632668,67.745074883632668,67.745074883632668,67.745074883632668,67.745074883632668,67.745074883632668,67.745074883632668,67.745074883632668,67.745074883632668,67.745074883632668,67.745074883632668,67.745074883632668,67.745074883632668,67.745074883632668,67.745074883632668,67.745074883632668]
[null,null,null,null,null,null,null,null,null,null,"Utility PV - 20% - High",{"$f":" (($S$44 * $S$42 * $S$40 * (L119 * 1 + L163) +L129) * 1000 / (L79 * 8760)) + L139 + 0","v":129.06045784137444},128.48968158566666,127.9189053299589,126.77735281854338,125.63580030712785,124.49424779571233,123.92347154000457,123.92347154000457,123.92347154000457,123.92347154000457,123.92347154000457,123.92347154000457,123.92347154000457,123.92347154000457,123.92347154000457,123.92347154000457,123.92347154000457,123.92347154000457,123.92347154000457,123.92347154000457,123.92347154000457,123.92347154000457,123.92347154000457,123.92347154000457,123.92347154000457,123.92347154000457,123.92347154000457,123.92347154000457,123.92347154000457,123.92347154000457,123.92347154000457,123.92347154000457,123.92347154000457,123.92347154000457,123.92347154000457,123.92347154000457,123.92347154000457]
[null,null,null,null,null,null,null,null,null,null,"Utility PV - 28% - Low",{"$f":" (($S$44 * $S$42 * $S$40 * (L120 * 1 + L164) +L130) * 1000 / (L80 * 8760)) + L140 + 0","v":92.186041315267445},85.090439625908104,77.994837936548763,70.491538921683869,62.98823990681899,55.484940891954089,48.389339202594762,48.389339202594762,48.389339202594762,48.389339202594762,48.389339202594762,48.389339202594762,48.389339202594762,48.389339202594762,48.389339202594762,48.389339202594762,48.389339202594762,48.389339202594762,48.389339202594762,48.389339202594762,48.389339202594762,48.389339202594762,48.389339202594762,48.389339202594762,48.389339202594762,48.389339202594762,48.389339202594762,48.389339202594762,48.389339202594762,48.389339202594762,48.389339202594762,48.389339202594762,48.389339202594762,48.389339202594762,48.389339202594762,48.389339202594762,48.389339202594762]
[null,null,null,null,null,null,null,null,null,null,"Utility PV - 28% - Mid",{"$f":" (($S$44 * $S$42 * $S$40 * (L121 * 1 + L165) +L131) * 1000 / (L81 * 8760)) + L141 + 0","v":92.186041315267445},88.851107343785557,85.516173372303669,81.773542075316229,78.030910778328789,74.288279481341362,70.953345509859503,68.696944879133014,66.440544248406553,64.184143617680078,61.927742986953611,59.671342356227129,57.414941725500647,55.158541094774179,52.902140464047712,50.645739833321237,48.389339202594762,48.389339202594762,48.389339202594762,48.389339202594762,48.389339202594762,48.389339202594762,48.389339202594762,48.389339202594762,48.389339202594762,48.389339202594762,48.389339202594762,48.389339202594762,48.389339202594762,48.389339202594762,48.389339202594762,48.389339202594762,48.389339202594762,48.389339202594762,48.389339202594762,48.389339202594762,48.389339202594762]
[null,null,null,null,null,null,null,null,null,null,"Utility PV - 28% - High",{"$f":" (($S$44 * $S$42 * $S$40 * (L122 * 1 + L166) +L132) * 1000 / (L82 * 8760)) + L142 + 0","v":92.186041315267445},91.778343989761893,91.370646664256356,90.555252013245266,89.739857362234176,88.924462711223086,88.516765385717548,88.516765385717548,88.516765385717548,88.516765385717548,88.516765385717548,88.516765385717548,88.516765385717548,88.516765385717548,88.516765385717548,88.516765385717548,88.516765385717548,88.516765385717548,88.516765385717548,88.516765385717548,88.516765385717548,88.516765385717548,88.516765385717548,88.516765385717548,88.516765385717548,88.516765385717548,88.516765385717548,88.516765385717548,88.516765385717548,88.516765385717548,88.516765385717548,88.516765385717548,88.516765385717548,88.516765385717548,88.516765385717548,88.516765385717548,88.516765385717548]
[]
[]
[]
[]
[null,null,null,null,"X",null,"Graphics"]
[]
[]
[]
[]
[]
[]
[]
[]
[]
[]
[]
[]
[]
[]
[]
[]
[]
[]
[]
[]
[]
[]
[]
[]
[]
[]
[]
[]
[]
[]
[]
[]
[]
[]
[]
[]
[]
[]
[]
[]
[]
[]
[]
[]
[]
[]
[]
[null,null,null,null,null,null,null,null,null,null,null,null,null,null,null,null,null,null,null,null,null,null,null," "]
[]
[]
[]
[]
[]
[]
[]
[]
[]
[]
[]
[]
[]
[]
[]
[]
[]
[]
[]
[]
[]
[]
[]
[]
[]
[]
[]
[]
[]
[]
[]
[]
[]
[]
[]
[]
[]
[]
[]
[]
[]
[]
[]
[]
[]
[]
[]
[]
[]
[]
[]
[]
[]
[]
[]
[]
[]
[]
[]
[]
[]
[]
[]
[]
[]
[]
[]
[]
[]
[]
[]
[]
[]
[]
[]
[]
[]
[]
[]
[]
[]
[]
[]
[]
[]
[]
[]
[]
[]
[]
[]
[]
[]
[]
[]
[]
[]
[]
[]
[]
[]
[]
[]
[]
[]
[]
[]
[]
[]
[]
[]
[]
[]
[]
[]
[]
[]
[]
[]
[]
[]
[]
[]
[]
[]
[]
[]
[]
[]
[]
[]
[]
[]
[]
[]
[]
[]
[]
[]
[]
[]
[]
[]
[]
[]
[]
[]
[]
[]
[]
[]
[]
[]
[]
[]
[]
[]
[]
[]
[]
[]
[]
[]
[]
[]
[null,null,"X",null,null,null,"Data Sources for Default Inputs"]
[]
[null,null,null,null,null,null,null,"Current Costs:"]
[null,null,null,null,null,null,null,"Available Capacity (GW)",null,null,null,null,"U.S. Renewable Energy Technical Potentials - A GIS-Based Analysis 2012"]
[null,null,null,null,null,null,null,"Net Capacity Factor (%)",null,null,null,null,"National Renewable Energy Laboratory. Regional Energy Deployment System (ReEDS). Representative of national range of capacity factors."]
[null,null,null,null,null,null,null,"Overnight Capital Cost ($/kW)",null,null,null,null,"US Department of Energy, 2012. SunShot Vision Study: February 2012. NREL Report No. BK5200-47927. Hybrid projection 62.5% by 2020 / 75% by 2030."]
[null,null,null,null,null,null,null,"Fixed Operating Expenses ($/kW)",null,null,null,null,"US Department of Energy, 2012. SunShot Vision Study: February 2012. NREL Report No. BK5200-47927. Hybrid projection 62.5% by 2020 / 75% by 2030."]
[null,null,null,null,null,null,null,"Variable Operating Expenses ($/MWh)",null,null,null,null,"US Department of Energy, 2012. SunShot Vision Study: February 2012. NREL Report No. BK5200-47927. Hybrid analysis 62.5% by 2020 / 75% by 2030 projection"]
[null,null,null,null,null,null,null,"Grid Feature Cost ($/kW)",null,null,null,null,"N/A"]
[null,null,null,null,null,null,null,"Spur Line Cost ($/kW)",null,null,null,null,"N/A"]
[]
[null,null,null,null,null,null,null,"Future Projections Costs:"]
[null,null,null,null,null,null,null,"Net Capacity Factor (%)",null,null,null,null,"National Renewable Energy Laboratory. Regional Energy Deployment System (ReEDS). Representative of national range of capacity factors."]
[null,null,null,null,null,null,null,"Overnight Capital Cost ($/kW)",null,null,null,null,"US Department of Energy. SunShot Vision Study: February 2012. NREL Report No. BK5200-47927. Low case from the 75% projection, mid case from the 62.5% by 2020 / 75% by 2030 projection, high case from the 50% projection "]
[null,null,null,null,null,null,null,"Fixed Operating Expenses ($/kW)",null,null,null,null,"US Department of Energy. SunShot Vision Study: February 2012. NREL Report No. BK5200-47927. Low case from the 75% projection, mid case from the 62.5% by 2020 / 75% by 2030 projection, high case from the 50% projection "]
[null,null,null,null,null,null,null,"Variable Operating Expenses ($/MWh)",null,null,null,null,"US Department of Energy. SunShot Vision Study: February 2012. NREL Report No. BK5200-47927. Low case from the 75% projection, mid case from the 62.5% by 2020 / 75% by 2030 projection, high case from the 50% projection "]
[null,null,null,null,null,null,null,"Grid Connection Cost ($/kW)",null,null,null,null,"N/A"]
[]
[]
[]
[null,null,null,null,null,null,null,null,null,null,null,null,null,null,null,null,null," "]

{"sheet":"Solar - CSP","index":5,"n_rows":764,"n_cols":48,"rows_kept":764,"cut":false,"hidden":false,"merged":[[93,9,101,9],[103,9,111,9],[113,9,121,9],[124,7,142,7],[124,9,132,9],[493,9,519,9],[151,7,429,7],[433,9,459,9],[524,6,524,19],[148,6,148,19],[134,9,142,9],[93,7,121,7],[319,9,345,9],[375,9,401,9],[347,9,373,9],[403,9,429,9],[41,9,49,9],[82,7,90,7],[82,9,90,9],[48,14,48,17],[49,14,49,17],[51,16,51,17],[51,9,59,9],[60,13,60,19],[61,14,61,19],[62,14,62,19],[63,14,63,19],[61,9,69,9],[71,9,79,9],[46,14,46,17],[47,14,47,17],[41,14,41,17],[36,14,36,17],[37,14,37,17],[38,14,38,17],[35,14,35,17],[34,14,34,17],[25,14,25,15],[26,14,26,15],[27,14,27,15],[28,14,28,15],[29,14,29,15],[0,0,0,9],[11,14,11,15],[13,14,13,19],[11,16,11,19],[33,14,33,17],[31,9,39,9],[16,14,16,19],[14,14,14,19],[17,14,17,19],[21,9,29,9],[32,14,32,18],[11,9,19,9],[11,7,79,7],[22,14,22,15],[23,14,23,15],[24,14,24,15],[42,14,42,17],[43,14,43,17],[44,14,44,17],[45,14,45,17],[30,14,30,15],[39,14,39,17],[40,14,40,17],[15,14,15,19],[751,7,751,11],[752,7,752,11],[753,7,753,11],[754,7,754,11],[750,7,750,11],[755,7,755,11],[151,9,177,9],[179,9,205,9],[207,9,233,9],[235,9,261,9],[263,9,289,9],[747,7,747,11],[748,7,748,11],[749,7,749,11],[741,7,741,11],[742,7,742,11],[743,7,743,11],[744,7,744,11],[746,7,746,11],[526,5,526,8],[291,9,317,9],[745,7,745,11],[742,12,742,26],[743,12,743,26],[744,12,744,26],[745,12,745,26],[746,12,746,26],[433,7,459,7],[463,7,489,7],[463,9,489,9],[493,7,519,7],[739,6,739,19],[752,12,752,26],[753,12,753,26],[754,12,754,26],[755,12,755,26],[747,12,747,26],[748,12,748,26],[749,12,749,26],[750,12,750,26],[751,12,751,26]]}
["Solar CSP Inputs"]
[]
[null,null,null,null,null,null,null,null,null,null,null,null,null,null,null,null,null,null,null,"Inputs"]
[null,null,null,null,null,null,null,null,null,"Take me to: ",null,null,null,null,null,null,null,null,null,"Calculated"]
[]
[]
[]
[]
[]
[null,"X",null,null,null,null,"Current Costs"]
[]
[null,null,null,null,null,null,null,"Techno-Economic Cost and Performance Parameters",null,"Net Capacity Factor (%)","CSP - no TES - Class 1",null,null,null,"Basis Year:",null,2013]
[null,null,null,null,null,null,null,null,null,null,"CSP - no TES - Class 3"]
[null,null,null,null,null,null,null,null,null,null,"CSP - no TES - Class 5",null,null,null,"Concentrating Solar Power"]
[null,null,null,null,null,null,null,null,null,null,"CSP - 6 hrs TES - Class 1",0.28000000000000003,null,null,"CSP technology is Trough before 2025, then Tower after 2025"]
[null,null,null,null,null,null,null,null,null,null,"CSP - 6 hrs TES - Class 3",0.37,null,null,"Representative plant without storage is 100-MW AC, solar multiple of 1.4."]
[null,null,null,null,null,null,null,null,null,null,"CSP - 6 hrs TES - Class 5",0.38,null,null,"Representative plant with Thermal Electric Storage (TES) is 100-MW AC"]
[null,null,null,null,null,null,null,null,null,null,"CSP - 12 hrs TES - Class 1",0.45,null,null,"6 hrs TES uses solar multiple of 2.0 / 12 hrs TES uses solar multiple of 2.5"]
[null,null,null,null,null,null,null,null,null,null,"CSP - 12 hrs TES - Class 3",0.59,null,null,"CSP Low projection = 75% SunShot Vision scenario",null,null,null,"Available","Available"]
[null,null,null,null,null,null,null,null,null,null,"CSP - 12 hrs TES - Class 5",0.62,null,null,"CSP Mid projection = 62.5% SunShot Vision scenario",null,null,null,"Capacity","Generation"]
[null,null,null,null,null,null,null,null,null,null,null,null,null,null,"CSP High projection = 50% SunShot Vision scenario",null,null,null,"(GW)","(GWh)"]
[null,null,null,null,null,null,null,null,null,"Annual Energy Production (kWh/kW)","CSP - no TES - Class 1",null,null,null,null,null,"Radiation Levels",null,38066,116146245]
[null,null,null,null,null,null,null,null,null,null,"CSP - no TES - Class 3",null,null,null,"No TES at Solar Class 1",null,"5.00 - 6.25 kW/m2/day"]
[null,null,null,null,null,null,null,null,null,null,"CSP - no TES - Class 5",null,null,null,"No TES at Solar Class 3",null,"7.25 - 7.5 kW/m2/day"]
[null,null,null,null,null,null,null,null,null,null,"CSP - 6 hrs TES - Class 1",{"$f":"L15*8760","v":2452.8000000000002},null,null,"No TES at Solar Class 5",null,"7.75 - 8.06 kW/m2/day"]
[null,null,null,null,null,null,null,null,null,null,"CSP - 6 hrs TES - Class 3",3241.2,null,null,"6 hrs TES at Solar Class 1  ",null,"5.00 - 6.25 kW/m2/day"]
[null,null,null,null,null,null,null,null,null,null,"CSP - 6 hrs TES - Class 5",3328.8,null,null,"6 hrs TES at Solar Class 3  ",null,"7.25 - 7.5 kW/m2/day"]
[null,null,null,null,null,null,null,null,null,null,"CSP - 12 hrs TES - Class 1",3942,null,null,"6 hrs TES at Solar Class 5  ",null,"7.75 - 8.06 kW/m2/day"]
[null,null,null,null,null,null,null,null,null,null,"CSP - 12 hrs TES - Class 3",5168.3999999999996,null,null,"12 hrs TES at Solar Class 1  ",null,"5.00 - 6.25 kW/m2/day"]
[null,null,null,null,null,null,null,null,null,null,"CSP - 12 hrs TES - Class 5",5431.2,null,null,"12 hrs TES at Solar Class 3  ",null,"7.25 - 7.5 kW/m2/day"]
[null,null,null,null,null,null,null,null,null,null,null,null,null,null,"12 hrs TES at Solar Class 5  ",null,"7.75 - 8.06 kW/m2/day"]
[null,null,null,null,null,null,null,null,null,"CAPEX ($/kW)","CSP - no TES - Class 1"]
[null,null,null,null,null,null,null,null,null,null,"CSP - no TES - Class 3",null,null,null,"Financial Assumptions:"]
[null,null,null,null,null,null,null,null,null,null,"CSP - no TES - Class 5",null,null,null,"Inflation Rate",null,null,null,2.5000000000000001E-2]
[null,null,null,null,null,null,null,null,null,null,"CSP - 6 hrs TES - Class 1",{"$f":" $S$46 * (L55 + L97)","v":7040.6407123093422},null,null,"Economic Lifetime (Years)",null,null,null,20]
[null,null,null,null,null,null,null,null,null,null,"CSP - 6 hrs TES - Class 3",7040.6407123093422,null,null,"Interest Rate - Nominal",null,null,null,0.08]
[null,null,null,null,null,null,null,null,null,null,"CSP - 6 hrs TES - Class 5",7040.6407123093422,null,null,"Calculated Interest Rate - Real",null,null,null,{"$f":"(1+S36)/(1+S34)-1","v":5.3658536585366123E-2}]
[null,null,null,null,null,null,null,null,null,null,"CSP - 12 hrs TES - Class 1",8863.3947524077248,null,null,"Interest During Construction  - Nominal",null,null,null,0.08]
[null,null,null,null,null,null,null,null,null,null,"CSP - 12 hrs TES - Class 3",8863.3947524077248,null,null,"Rate of Return on Equity - Nominal",null,null,null,0.13]
[null,null,null,null,null,null,null,null,null,null,"CSP - 12 hrs TES - Class 5",8863.3947524077248,null,null,"Calculated Rate of Return on Equity - Real",null,null,null,{"$f":"(1+S39)/(1+S34) - 1","v":0.10243902439024399}]
[null,null,null,null,null,null,null,null,null,null,null,null,null,null,"Debt Fraction",null,null,null,0.5]
[null,null,null,null,null,null,null,null,null,"Construction Financing Cost ($/kW)","CSP - no TES - Class 1",null,null,null,"Tax Rate (Federal and State)",null,null,null,0.4]
[null,null,null,null,null,null,null,null,null,null,"CSP - no TES - Class 3",null,null,null,"WACC - Nominal",null,null,null,{"$f":"IF(S42>0,S41*S36*(1-S42)+(1-S41)*S39,S41*S36+(1-S41)*S39)","v":8.8999999999999996E-2}]
[null,null,null,null,null,null,null,null,null,null,"CSP - no TES - Class 5",null,null,null,"WACC - Real",null,null,null,{"$f":" ((1+((1-S41)*((1+S40)*(1+S34)-1)) + (S41*((1+S37)*(1+S34)-1)*(1-S42))) / (1+S34)) - 1","v":6.2439024390243958E-2}]
[null,null,null,null,null,null,null,null,null,null,"CSP - 6 hrs TES - Class 1",{"$f":"(L55+L97)*($S$46-1)","v":263.64071230934252},null,null,"Depreciation Period  ",null,null,null,5]
[null,null,null,null,null,null,null,null,null,null,"CSP - 6 hrs TES - Class 3",263.64071230934252,null,null,"Construction Finance Factor",null,null,null,{"$f":"SUMPRODUCT(R55:R57,S55:S57)","v":1.0389022742082548}]
[null,null,null,null,null,null,null,null,null,null,"CSP - 6 hrs TES - Class 5",263.64071230934252,null,null,"Present Value of Depreciation",null,null,null,{"$f":"SUMPRODUCT(O68:T68,O70:T70)","v":0.79381715171662992}]
[null,null,null,null,null,null,null,null,null,null,"CSP - 12 hrs TES - Class 1",331.89475240772549,null,null,"Project Finance Factor",null,null,null,{"$f":" (1 - S42 * S47) / (1 - S42)","v":1.1374552321889135}]
[null,null,null,null,null,null,null,null,null,null,"CSP - 12 hrs TES - Class 3",331.89475240772549,null,null,"Capital Recovery Factor (CRF) - Nominal",null,null,null,{"$f":" S43 / (1 - (1 / (1 + S43)^S35))","v":0.10876693284230318}]
[null,null,null,null,null,null,null,null,null,null,"CSP - 12 hrs TES - Class 5",331.89475240772549,null,null,"Capital Recovery Factor (CRF) - Real",null,null,null,{"$f":" S44 / (1 - (1 / (1 + S44)^S35))","v":8.8918713624039622E-2}]
[]
[null,null,null,null,null,null,null,null,null,"Overnight Capital Cost ($/kW)","CSP - no TES - Class 1",null,null,null,null,null,"Construction Duration yrs",null,3]
[null,null,null,null,null,null,null,null,null,null,"CSP - no TES - Class 3",null,"Turbine CC","Storage CC","Field CC",null,"Year","Capital","Accumulated"]
[null,null,null,null,null,null,null,null,null,null,"CSP - no TES - Class 5",null,"$/kW","$/kWh","$/kW",null,"Index","Fraction","Interest"]
[null,null,null,null,null,null,null,null,null,null,"CSP - 6 hrs TES - Class 1",{"$f":"(100000*M55+(6*100000)*N55+(100000*2)*O55)/100000","v":6777},1793,113,2153,null,0,0.8,{"$f":"1+(1-S42)*((1+S38)^(Q55+0.5)-1)","v":1.0235382907247959}]
[null,null,null,null,null,null,null,null,null,null,"CSP - 6 hrs TES - Class 3",{"$f":"(100000*M56+(6*100000)*N56+(100000*2)*O56)/100000","v":6777},1793,113,2153,null,1,0.1,{"$f":"1+(1-S42)*((1+S38)^(Q56+0.5)-1)","v":1.0734213539827795}]
[null,null,null,null,null,null,null,null,null,null,"CSP - 6 hrs TES - Class 5",{"$f":"(100000*M57+(6*100000)*N57+(100000*2)*O57)/100000","v":6777},1793,113,2153,null,2,0.1,{"$f":"1+(1-S42)*((1+S38)^(Q57+0.5)-1)","v":1.127295062301402}]
[null,null,null,null,null,null,null,null,null,null,"CSP - 12 hrs TES - Class 1",{"$f":"(100000*M58+(12*100000)*N58+(100000*2.5)*O58)/100000","v":8531.5},1793,113,2153]
[null,null,null,null,null,null,null,null,null,null,"CSP - 12 hrs TES - Class 3",{"$f":"(100000*M59+(12*100000)*N59+(100000*2.5)*O59)/100000","v":8531.5},1793,113,2153]
[null,null,null,null,null,null,null,null,null,null,"CSP - 12 hrs TES - Class 5",{"$f":"(100000*M60+(12*100000)*N60+(100000*2.5)*O60)/100000","v":8531.5},1793,113,2153]
[null,null,null,null,null,null,null,null,null,null,null,null,null,"OCC=(turbine capacity*turbine cost+storage capacity*storage cost+field capacity*field cost)/turbine capacity"]
[null,null,null,null,null,null,null,null,null,"Fixed Operation and Maintenance Expenses ($/kW)","CSP - no TES - Class 1",null,null,null,"storage capacity = turbine capacity*TES"]
[null,null,null,null,null,null,null,null,null,null,"CSP - no TES - Class 3",null,null,null,"field capacity = turbine capacity * solar multiple"]
[null,null,null,null,null,null,null,null,null,null,"CSP - no TES - Class 5",null,null,null,"solar multiple of 2.5 for 12 hrs TES, 2.0 for 6 hrs TES"]
[null,null,null,null,null,null,null,null,null,null,"CSP - 6 hrs TES - Class 1",75]
[null,null,null,null,null,null,null,null,null,null,"CSP - 6 hrs TES - Class 3",75]
[null,null,null,null,null,null,null,null,null,null,"CSP - 6 hrs TES - Class 5",75,null,"MACRS yr",1,2,3,4,5,6]
[null,null,null,null,null,null,null,null,null,null,"CSP - 12 hrs TES - Class 1",75,null,"Depreciation",0.2,0.32,0.192,0.1152,0.1152,5.7599999999999998E-2]
[null,null,null,null,null,null,null,null,null,null,"CSP - 12 hrs TES - Class 3",75,null,"Fraction"]
[null,null,null,null,null,null,null,null,null,null,"CSP - 12 hrs TES - Class 5",75,null,"Depreciation",{"$f":"1/((1+S44)*(1+S34))^O67","v":0.91827364554637281},{"$f":"1/((1+S44)*(1+S34))^P67","v":0.84322648810502554},{"$f":"1/((1+S44)*(1+S34))^Q67","v":0.77431266125346698},{"$f":"1/((1+S44)*(1+S34))^R67","v":0.71103091024193477},{"$f":"1/((1+S44)*(1+S34))^S67","v":0.65292094604401729},{"$f":"1/((1+S44)*(1+S34))^T67","v":0.59956009737742622}]
[null,null,null,null,null,null,null,null,null,null,null,null,null,"Factor"]
[null,null,null,null,null,null,null,null,null,"Variable Operation and Maintenance Expenses ($/MWh)","CSP - no TES - Class 1"]
[null,null,null,null,null,null,null,null,null,null,"CSP - no TES - Class 3",null,null,null,"Investment Tax Credit (ITC)*",null,null,null,0]
[null,null,null,null,null,null,null,null,null,null,"CSP - no TES - Class 5",null,null,null,"Production Tax Credit (PTC)*",null,null,null,0]
[null,null,null,null,null,null,null,null,null,null,"CSP - 6 hrs TES - Class 1",3,null,null,"* not currently included in LCOE calculation"]
[null,null,null,null,null,null,null,null,null,null,"CSP - 6 hrs TES - Class 3",3]
[null,null,null,null,null,null,null,null,null,null,"CSP - 6 hrs TES - Class 5",3]
[null,null,null,null,null,null,null,null,null,null,"CSP - 12 hrs TES - Class 1",3]
[null,null,null,null,null,null,null,null,null,null,"CSP - 12 hrs TES - Class 3",3]
[null,null,null,null,null,null,null,null,null,null,"CSP - 12 hrs TES - Class 5",3]
[]
[]
[null,null,null,null,null,null,null,"Finance",null,"Weighted Average Cost of Capital (WACC) (Nominal) (%)","CSP - no TES - Class 1"]
[null,null,null,null,null,null,null,null,null,null,"CSP - no TES - Class 3"]
[null,null,null,null,null,null,null,null,null,null,"CSP - no TES - Class 5"]
[null,null,null,null,null,null,null,null,null,null,"CSP - 6 hrs TES - Class 1",{"$f":"$S$43","v":8.8999999999999996E-2}]
[null,null,null,null,null,null,null,null,null,null,"CSP - 6 hrs TES - Class 3",8.8999999999999996E-2]
[null,null,null,null,null,null,null,null,null,null,"CSP - 6 hrs TES - Class 5",8.8999999999999996E-2]
[null,null,null,null,null,null,null,null,null,null,"CSP - 12 hrs TES - Class 1",8.8999999999999996E-2]
[null,null,null,null,null,null,null,null,null,null,"CSP - 12 hrs TES - Class 3",{"$f":"$S$43","v":8.8999999999999996E-2}]
[null,null,null,null,null,null,null,null,null,null,"CSP - 12 hrs TES - Class 5",{"$f":"$S$43","v":8.8999999999999996E-2}]
[]
[]
[null,null,null,null,null,null,null,"Grid Connection Costs",null,"Grid Connection Costs (GCC) ($/kW)","CSP - no TES - Class 1"]
[null,null,null,null,null,null,null,null,null,null,"CSP - no TES - Class 3"]
[null,null,null,null,null,null,null,null,null,null,"CSP - no TES - Class 5"]
[null,null,null,null,null,null,null,null,null,null,"CSP - 6 hrs TES - Class 1",{"$f":"L107+L117","v":0}]
[null,null,null,null,null,null,null,null,null,null,"CSP - 6 hrs TES - Class 3",0]
[null,null,null,null,null,null,null,null,null,null,"CSP - 6 hrs TES - Class 5",0]
[null,null,null,null,null,null,null,null,null,null,"CSP - 12 hrs TES - Class 1",0,null,null,null,null," "]
[null,null,null,null,null,null,null,null,null,null,"CSP - 12 hrs TES - Class 3",{"$f":"L111+L121","v":0}]
[null,null,null,null,null,null,null,null,null,null,"CSP - 12 hrs TES - Class 5",{"$f":"L112+L122","v":0}]
[]
[null,null,null,null,null,null,null,null,null,"Grid Feature Costs ($/kW)","CSP - no TES - Class 1"]
[null,null,null,null,null,null,null,null,null,null,"CSP - no TES - Class 3"]
[null,null,null,null,null,null,null,null,null,null,"CSP - no TES - Class 5",null,null,null," "]
[null,null,null,null,null,null,null,null,null,null,"CSP - 6 hrs TES - Class 1",0]
[null,null,null,null,null,null,null,null,null,null,"CSP - 6 hrs TES - Class 3",0]
[null,null,null,null,null,null,null,null,null,null,"CSP - 6 hrs TES - Class 5",0]
[null,null,null,null,null,null,null,null,null,null,"CSP - 12 hrs TES - Class 1",0]
[null,null,null,null,null,null,null,null,null,null,"CSP - 12 hrs TES - Class 3",0]
[null,null,null,null,null,null,null,null,null,null,"CSP - 12 hrs TES - Class 5",0]
[]
[null,null,null,null,null,null,null,null,null,"Onshore Spur Line Costs ($/kW)","CSP - no TES - Class 1"]
[null,null,null,null,null,null,null,null,null,null,"CSP - no TES - Class 3"]
[null,null,null,null,null,null,null,null,null,null,"CSP - no TES - Class 5"]
[null,null,null,null,null,null,null,null,null,null,"CSP - 6 hrs TES - Class 1",0]
[null,null,null,null,null,null,null,null,null,null,"CSP - 6 hrs TES - Class 3",0]
[null,null,null,null,null,null,null,null,null,null,"CSP - 6 hrs TES - Class 5",0]
[null,null,null,null,null,null,null,null,null,null,"CSP - 12 hrs TES - Class 1",0]
[null,null,null,null,null,null,null,null,null,null,"CSP - 12 hrs TES - Class 3",0]
[null,null,null,null,null,null,null,null,null,null,"CSP - 12 hrs TES - Class 5",0]
[]
[]
[null,null,null,null,null,null,null,"LCOE",null,"Levelized Cost of Energy ($/MWh)","CSP - no TES - Class 1"]
[null,null,null,null,null,null,null,null,null,null,"CSP - no TES - Class 3"]
[null,null,null,null,null,null,null,null,null,null,"CSP - no TES - Class 5"]
[null,null,null,null,null,null,null,null,null,null,"CSP - 6 hrs TES - Class 1",{"$f":" (($S$50 * $S$48 * $S$46 * (L55 * 1 + L97) +L65) * 1000 / (L15 * 8760)) + L75 + 0","v":323.89768302341781}]
[null,null,null,null,null,null,null,null,null,null,"CSP - 6 hrs TES - Class 3",245.84148985555944]
[null,null,null,null,null,null,null,null,null,null,"CSP - 6 hrs TES - Class 5",239.4509243330447]
[null,null,null,null,null,null,null,null,null,null,"CSP - 12 hrs TES - Class 1",249.43660716817072]
[null,null,null,null,null,null,null,null,null,null,"CSP - 12 hrs TES - Class 3",190.96012411131667]
[null,null,null,null,null,null,null,null,null,null,"CSP - 12 hrs TES - Class 5",181.86527939625293]
[]
[null,null,null,null,null,null,null,null,null,"Overnight Levelized Cost of Energy ($/MWh)","CSP - no TES - Class 1",null,"* this is similar to the LCOE used in the TCDB (Transparent Cost Database)"]
[null,null,null,null,null,null,null,null,null,null,"CSP - no TES - Class 3"]
[null,null,null,null,null,null,null,null,null,null,"CSP - no TES - Class 5"]
[null,null,null,null,null,null,null,null,null,null,"CSP - 6 hrs TES - Class 1",{"$f":"(((L55*$S$50*(1-$S$42*$S$47))/(8760*L15*(1-$S$42))+L65/(8760*L15))*1000)+L75","v":313.02647458365504}]
[null,null,null,null,null,null,null,null,null,null,"CSP - 6 hrs TES - Class 3",237.61462941465791]
[null,null,null,null,null,null,null,null,null,null,"CSP - 6 hrs TES - Class 5",231.44056021953529]
[null,null,null,null,null,null,null,null,null,null,"CSP - 12 hrs TES - Class 1",240.92108566731852]
[null,null,null,null,null,null,null,null,null,null,"CSP - 12 hrs TES - Class 3",184.46523483100566]
[null,null,null,null,null,null,null,null,null,null,"CSP - 12 hrs TES - Class 5",175.68465895208601]
[]
[]
[null,null,null,null,null,null,null,"***Note: For future projections, low, mid, and high refer to low, mid, and high LCOE projections."]
[]
[]
[null,null,null,"X",null,null,"Future Projections"]
[]
[null,null,null,null,null,null,null,null,null,null,null,{"$f":"Q12+1","v":2014},{"$f":"L151+1","v":2015},{"$f":"M151+1","v":2016},{"$f":"N151+1","v":2017},{"$f":"O151+1","v":2018},2019,{"$f":"Q151+1","v":2020},2021,2022,{"$f":"T151+1","v":2023},{"$f":"U151+1","v":2024},2025,2026,2027,2028,2029,2030,2031,2032,2033,2034,2035,2036,2037,2038,2039,2040,2041,2042,2043,2044,2045,2046,2047,2048,2049,2050]
[null,null,null,null,null,null,null,"Techno-Economic Cost and Performance Parameters",null,"Net Capacity Factor (%)","No TES - Class 1 - low"]
[null,null,null,null,null,null,null,null,null,null,"No TES - Class 1 - mid"]
[null,null,null,null,null,null,null,null,null,null,"No TES - Class 1 - high"]
[null,null,null,null,null,null,null,null,null,null,"No TES - Class 3 - low"]
[null,null,null,null,null,null,null,null,null,null,"No TES - Class 3 - mid"]
[null,null,null,null,null,null,null,null,null,null,"No TES - Class 3 - high"]
[null,null,null,null,null,null,null,null,null,null,"No TES - Class 5 - low"]
[null,null,null,null,null,null,null,null,null,null,"No TES - Class 5 - mid"]
[null,null,null,null,null,null,null,null,null,null,"No TES - Class 5 - high"]
[null,null,null,null,null,null,null,null,null,null,"6 hrs TES - Class 1 - low",0.28000000000000003,0.28000000000000003,0.28000000000000003,0.28000000000000003,0.28000000000000003,0.28000000000000003,0.28000000000000003,0.28000000000000003,0.28000000000000003,0.28000000000000003,0.28000000000000003,0.28000000000000003,0.28000000000000003,0.28000000000000003,0.28000000000000003,0.28000000000000003,0.28000000000000003,0.28000000000000003,0.28000000000000003,0.28000000000000003,0.28000000000000003,0.28000000000000003,0.28000000000000003,0.28000000000000003,0.28000000000000003,0.28000000000000003,0.28000000000000003,0.28000000000000003,0.28000000000000003,0.28000000000000003,0.28000000000000003,0.28000000000000003,0.28000000000000003,0.28000000000000003,0.28000000000000003,0.28000000000000003,0.28000000000000003]
[null,null,null,null,null,null,null,null,null,null,"6 hrs TES - Class 1 - mid",0.28000000000000003,0.28000000000000003,0.28000000000000003,0.28000000000000003,0.28000000000000003,0.28000000000000003,0.28000000000000003,0.28000000000000003,0.28000000000000003,0.28000000000000003,0.28000000000000003,0.28000000000000003,0.28000000000000003,0.28000000000000003,0.28000000000000003,0.28000000000000003,0.28000000000000003,0.28000000000000003,0.28000000000000003,0.28000000000000003,0.28000000000000003,0.28000000000000003,0.28000000000000003,0.28000000000000003,0.28000000000000003,0.28000000000000003,0.28000000000000003,0.28000000000000003,0.28000000000000003,0.28000000000000003,0.28000000000000003,0.28000000000000003,0.28000000000000003,0.28000000000000003,0.28000000000000003,0.28000000000000003,0.28000000000000003]
[null,null,null,null,null,null,null,null,null,null,"6 hrs TES - Class 1 - high",0.28000000000000003,0.28000000000000003,0.28000000000000003,0.28000000000000003,0.28000000000000003,0.28000000000000003,0.28000000000000003,0.28000000000000003,0.28000000000000003,0.28000000000000003,0.28000000000000003,0.28000000000000003,0.28000000000000003,0.28000000000000003,0.28000000000000003,0.28000000000000003,0.28000000000000003,0.28000000000000003,0.28000000000000003,0.28000000000000003,0.28000000000000003,0.28000000000000003,0.28000000000000003,0.28000000000000003,0.28000000000000003,0.28000000000000003,0.28000000000000003,0.28000000000000003,0.28000000000000003,0.28000000000000003,0.28000000000000003,0.28000000000000003,0.28000000000000003,0.28000000000000003,0.28000000000000003,0.28000000000000003,0.28000000000000003]
[null,null,null,null,null,null,null,null,null,null,"6 hrs TES - Class 3 - low",0.37,0.37,0.37,0.37,0.37,0.37,0.37,0.37,0.37,0.37,0.37,0.37,0.37,0.37,0.37,0.37,0.37,0.37,0.37,0.37,0.37,0.37,0.37,0.37,0.37,0.37,0.37,0.37,0.37,0.37,0.37,0.37,0.37,0.37,0.37,0.37,0.37]
[null,null,null,null,null,null,null,null,null,null,"6 hrs TES - Class 3 - mid",0.37,0.37,0.37,0.37,0.37,0.37,0.37,0.37,0.37,0.37,0.37,0.37,0.37,0.37,0.37,0.37,0.37,0.37,0.37,0.37,0.37,0.37,0.37,0.37,0.37,0.37,0.37,0.37,0.37,0.37,0.37,0.37,0.37,0.37,0.37,0.37,0.37]
[null,null,null,null,null,null,null,null,null,null,"6 hrs TES - Class 3 - high",0.37,0.37,0.37,0.37,0.37,0.37,0.37,0.37,0.37,0.37,0.37,0.37,0.37,0.37,0.37,0.37,0.37,0.37,0.37,0.37,0.37,0.37,0.37,0.37,0.37,0.37,0.37,0.37,0.37,0.37,0.37,0.37,0.37,0.37,0.37,0.37,0.37]
[null,null,null,null,null,null,null,null,null,null,"6 hrs TES - Class 5 - low",0.38,0.38,0.38,0.38,0.38,0.38,0.38,0.38,0.38,0.38,0.38,0.38,0.38,0.38,0.38,0.38,0.38,0.38,0.38,0.38,0.38,0.38,0.38,0.38,0.38,0.38,0.38,0.38,0.38,0.38,0.38,0.38,0.38,0.38,0.38,0.38,0.38]
[null,null,null,null,null,null,null,null,null,null,"6 hrs TES - Class 5 - mid",0.38,0.38,0.38,0.38,0.38,0.38,0.38,0.38,0.38,0.38,0.38,0.38,0.38,0.38,0.38,0.38,0.38,0.38,0.38,0.38,0.38,0.38,0.38,0.38,0.38,0.38,0.38,0.38,0.38,0.38,0.38,0.38,0.38,0.38,0.38,0.38,0.38]
[null,null,null,null,null,null,null,null,null,null,"6 hrs TES - Class 5 - high",0.38,0.38,0.38,0.38,0.38,0.38,0.38,0.38,0.38,0.38,0.38,0.38,0.38,0.38,0.38,0.38,0.38,0.38,0.38,0.38,0.38,0.38,0.38,0.38,0.38,0.38,0.38,0.38,0.38,0.38,0.38,0.38,0.38,0.38,0.38,0.38,0.38]
[null,null,null,null,null,null,null,null,null,null,"12 hrs TES - Class 1 - low",0.45,0.45,0.45,0.45,0.45,0.45,0.45,0.45,0.45,0.45,0.45,0.45,0.45,0.45,0.45,0.45,0.45,0.45,0.45,0.45,0.45,0.45,0.45,0.45,0.45,0.45,0.45,0.45,0.45,0.45,0.45,0.45,0.45,0.45,0.45,0.45,0.45]
[null,null,null,null,null,null,null,null,null,null,"12 hrs TES - Class 1 - mid",0.45,0.45,0.45,0.45,0.45,0.45,0.45,0.45,0.45,0.45,0.45,0.45,0.45,0.45,0.45,0.45,0.45,0.45,0.45,0.45,0.45,0.45,0.45,0.45,0.45,0.45,0.45,0.45,0.45,0.45,0.45,0.45,0.45,0.45,0.45,0.45,0.45]
[null,null,null,null,null,null,null,null,null,null,"12 hrs TES - Class 1 - high",0.45,0.45,0.45,0.45,0.45,0.45,0.45,0.45,0.45,0.45,0.45,0.45,0.45,0.45,0.45,0.45,0.45,0.45,0.45,0.45,0.45,0.45,0.45,0.45,0.45,0.45,0.45,0.45,0.45,0.45,0.45,0.45,0.45,0.45,0.45,0.45,0.45]
[null,null,null,null,null,null,null,null,null,null,"12 hrs TES - Class 3 - low",0.59,0.59,0.59,0.59,0.59,0.59,0.59,0.59,0.59,0.59,0.59,0.59,0.59,0.59,0.59,0.59,0.59,0.59,0.59,0.59,0.59,0.59,0.59,0.59,0.59,0.59,0.59,0.59,0.59,0.59,0.59,0.59,0.59,0.59,0.59,0.59,0.59]
[null,null,null,null,null,null,null,null,null,null,"12 hrs TES - Class 3 - mid",0.59,0.59,0.59,0.59,0.59,0.59,0.59,0.59,0.59,0.59,0.59,0.59,0.59,0.59,0.59,0.59,0.59,0.59,0.59,0.59,0.59,0.59,0.59,0.59,0.59,0.59,0.59,0.59,0.59,0.59,0.59,0.59,0.59,0.59,0.59,0.59,0.59]
[null,null,null,null,null,null,null,null,null,null,"12 hrs TES - Class 3 - high",0.59,0.59,0.59,0.59,0.59,0.59,0.59,0.59,0.59,0.59,0.59,0.59,0.59,0.59,0.59,0.59,0.59,0.59,0.59,0.59,0.59,0.59,0.59,0.59,0.59,0.59,0.59,0.59,0.59,0.59,0.59,0.59,0.59,0.59,0.59,0.59,0.59]
[null,null,null,null,null,null,null,null,null,null,"12 hrs TES - Class 5 - low",0.62,0.62,0.62,0.62,0.62,0.62,0.62,0.62,0.62,0.62,0.62,0.62,0.62,0.62,0.62,0.62,0.62,0.62,0.62,0.62,0.62,0.62,0.62,0.62,0.62,0.62,0.62,0.62,0.62,0.62,0.62,0.62,0.62,0.62,0.62,0.62,0.62]
[null,null,null,null,null,null,null,null,null,null,"12 hrs TES - Class 5 - mid",0.62,0.62,0.62,0.62,0.62,0.62,0.62,0.62,0.62,0.62,0.62,0.62,0.62,0.62,0.62,0.62,0.62,0.62,0.62,0.62,0.62,0.62,0.62,0.62,0.62,0.62,0.62,0.62,0.62,0.62,0.62,0.62,0.62,0.62,0.62,0.62,0.62]
[null,null,null,null,null,null,null,null,null,null,"12 hrs TES - Class 5 - high",0.62,0.62,0.62,0.62,0.62,0.62,0.62,0.62,0.62,0.62,0.62,0.62,0.62,0.62,0.62,0.62,0.62,0.62,0.62,0.62,0.62,0.62,0.62,0.62,0.62,0.62,0.62,0.62,0.62,0.62,0.62,0.62,0.62,0.62,0.62,0.62,0.62]
[]
[null,null,null,null,null,null,null,null,null,"Annual Energy Production (kWh/kW)","No TES - Class 1 - low"]
[null,null,null,null,null,null,null,null,null,null,"No TES - Class 1 - mid"]
[null,null,null,null,null,null,null,null,null,null,"No TES - Class 1 - high"]
[null,null,null,null,null,null,null,null,null,null,"No TES - Class 3 - low"]
[null,null,null,null,null,null,null,null,null,null,"No TES - Class 3 - mid"]
[null,null,null,null,null,null,null,null,null,null,"No TES - Class 3 - high"]
[null,null,null,null,null,null,null,null,null,null,"No TES - Class 5 - low"]
[null,null,null,null,null,null,null,null,null,null,"No TES - Class 5 - mid"]
[null,null,null,null,null,null,null,null,null,null,"No TES - Class 5 - high"]
[null,null,null,null,null,null,null,null,null,null,"6 hrs TES - Class 1 - low",{"$f":"L161*8760","v":2452.8000000000002},{"$f":"M161*8760","v":2452.8000000000002},2452.8000000000002,2452.8000000000002,2452.8000000000002,2452.8000000000002,2452.8000000000002,2452.8000000000002,2452.8000000000002,2452.8000000000002,2452.8000000000002,2452.8000000000002,2452.8000000000002,2452.8000000000002,2452.8000000000002,2452.8000000000002,2452.8000000000002,2452.8000000000002,2452.8000000000002,2452.8000000000002,2452.8000000000002,2452.8000000000002,2452.8000000000002,2452.8000000000002,2452.8000000000002,2452.8000000000002,2452.8000000000002,2452.8000000000002,2452.8000000000002,2452.8000000000002,2452.8000000000002,2452.8000000000002,2452.8000000000002,2452.8000000000002,2452.8000000000002,2452.8000000000002,2452.8000000000002]
[null,null,null,null,null,null,null,null,null,null,"6 hrs TES - Class 1 - mid",2452.8000000000002,2452.8000000000002,2452.8000000000002,2452.8000000000002,2452.8000000000002,2452.8000000000002,2452.8000000000002,2452.8000000000002,2452.8000000000002,2452.8000000000002,2452.8000000000002,2452.8000000000002,2452.8000000000002,2452.8000000000002,2452.8000000000002,2452.8000000000002,2452.8000000000002,2452.8000000000002,2452.8000000000002,2452.8000000000002,2452.8000000000002,2452.8000000000002,2452.8000000000002,2452.8000000000002,2452.8000000000002,2452.8000000000002,2452.8000000000002,2452.8000000000002,2452.8000000000002,2452.8000000000002,2452.8000000000002,2452.8000000000002,2452.8000000000002,2452.8000000000002,2452.8000000000002,2452.8000000000002,2452.8000000000002]
[null,null,null,null,null,null,null,null,null,null,"6 hrs TES - Class 1 - high",2452.8000000000002,2452.8000000000002,2452.8000000000002,2452.8000000000002,2452.8000000000002,2452.8000000000002,2452.8000000000002,2452.8000000000002,2452.8000000000002,2452.8000000000002,2452.8000000000002,2452.8000000000002,2452.8000000000002,2452.8000000000002,2452.8000000000002,2452.8000000000002,2452.8000000000002,2452.8000000000002,2452.8000000000002,2452.8000000000002,2452.8000000000002,2452.8000000000002,2452.8000000000002,2452.8000000000002,2452.8000000000002,2452.8000000000002,2452.8000000000002,2452.8000000000002,2452.8000000000002,2452.8000000000002,2452.8000000000002,2452.8000000000002,2452.8000000000002,2452.8000000000002,2452.8000000000002,2452.8000000000002,2452.8000000000002]
[null,null,null,null,null,null,null,null,null,null,"6 hrs TES - Class 3 - low",3241.2,3241.2,3241.2,3241.2,3241.2,3241.2,3241.2,3241.2,3241.2,3241.2,3241.2,3241.2,3241.2,3241.2,3241.2,3241.2,3241.2,3241.2,3241.2,3241.2,3241.2,3241.2,3241.2,3241.2,3241.2,3241.2,3241.2,3241.2,3241.2,3241.2,3241.2,3241.2,3241.2,3241.2,3241.2,3241.2,3241.2]
[null,null,null,null,null,null,null,null,null,null,"6 hrs TES - Class 3 - mid",3241.2,3241.2,3241.2,3241.2,3241.2,3241.2,3241.2,3241.2,3241.2,3241.2,3241.2,3241.2,3241.2,3241.2,3241.2,3241.2,3241.2,3241.2,3241.2,3241.2,3241.2,3241.2,3241.2,3241.2,3241.2,3241.2,3241.2,3241.2,3241.2,3241.2,3241.2,3241.2,3241.2,3241.2,3241.2,3241.2,3241.2]
[null,null,null,null,null,null,null,null,null,null,"6 hrs TES - Class 3 - high",3241.2,3241.2,3241.2,3241.2,3241.2,3241.2,3241.2,3241.2,3241.2,3241.2,3241.2,3241.2,3241.2,3241.2,3241.2,3241.2,3241.2,3241.2,3241.2,3241.2,3241.2,3241.2,{"$f":"AH166*8760","v":3241.2},3241.2,3241.2,3241.2,3241.2,3241.2,3241.2,3241.2,3241.2,3241.2,3241.2,3241.2,3241.2,3241.2,3241.2]
[null,null,null,null,null,null,null,null,null,null,"6 hrs TES - Class 5 - low",3328.8,3328.8,3328.8,3328.8,3328.8,3328.8,3328.8,3328.8,3328.8,3328.8,3328.8,3328.8,3328.8,3328.8,3328.8,3328.8,3328.8,3328.8,3328.8,3328.8,3328.8,3328.8,3328.8,3328.8,3328.8,3328.8,3328.8,3328.8,3328.8,3328.8,3328.8,3328.8,3328.8,3328.8,3328.8,3328.8,3328.8]
[null,null,null,null,null,null,null,null,null,null,"6 hrs TES - Class 5 - mid",3328.8,3328.8,3328.8,3328.8,3328.8,3328.8,3328.8,3328.8,3328.8,3328.8,3328.8,3328.8,3328.8,3328.8,3328.8,3328.8,3328.8,3328.8,3328.8,3328.8,3328.8,3328.8,3328.8,3328.8,3328.8,3328.8,3328.8,3328.8,3328.8,3328.8,3328.8,3328.8,3328.8,3328.8,3328.8,3328.8,3328.8]
[null,null,null,null,null,null,null,null,null,null,"6 hrs TES - Class 5 - high",{"$f":"L169*8760","v":3328.8},3328.8,3328.8,3328.8,3328.8,3328.8,3328.8,3328.8,3328.8,3328.8,3328.8,3328.8,3328.8,3328.8,3328.8,3328.8,3328.8,3328.8,3328.8,3328.8,3328.8,3328.8,3328.8,3328.8,3328.8,3328.8,3328.8,3328.8,3328.8,3328.8,3328.8,3328.8,3328.8,3328.8,3328.8,3328.8,3328.8]
[null,null,null,null,null,null,null,null,null,null,"12 hrs TES - Class 1 - low",3942,3942,3942,3942,3942,3942,3942,3942,3942,3942,3942,3942,3942,3942,3942,3942,3942,3942,3942,3942,3942,3942,3942,3942,3942,3942,3942,3942,3942,3942,3942,3942,3942,3942,3942,3942,3942]
[null,null,null,null,null,null,null,null,null,null,"12 hrs TES - Class 1 - mid",3942,3942,3942,3942,3942,3942,3942,3942,3942,3942,3942,3942,3942,3942,3942,3942,3942,3942,3942,3942,3942,3942,3942,3942,3942,3942,3942,3942,3942,3942,3942,3942,3942,3942,3942,3942,3942]
[null,null,null,null,null,null,null,null,null,null,"12 hrs TES - Class 1 - high",3942,3942,3942,3942,3942,3942,3942,3942,3942,3942,3942,3942,3942,3942,3942,3942,3942,3942,3942,3942,3942,3942,3942,3942,3942,3942,3942,3942,3942,3942,3942,3942,3942,3942,3942,3942,3942]
[null,null,null,null,null,null,null,null,null,null,"12 hrs TES - Class 3 - low",5168.3999999999996,5168.3999999999996,5168.3999999999996,5168.3999999999996,5168.3999999999996,5168.3999999999996,5168.3999999999996,5168.3999999999996,5168.3999999999996,5168.3999999999996,5168.3999999999996,5168.3999999999996,5168.3999999999996,5168.3999999999996,5168.3999999999996,5168.3999999999996,5168.3999999999996,5168.3999999999996,5168.3999999999996,5168.3999999999996,5168.3999999999996,5168.3999999999996,5168.3999999999996,5168.3999999999996,5168.3999999999996,{"$f":"AK173*8760","v":5168.3999999999996},5168.3999999999996,5168.3999999999996,5168.3999999999996,5168.3999999999996,5168.3999999999996,5168.3999999999996,5168.3999999999996,5168.3999999999996,5168.3999999999996,5168.3999999999996,5168.3999999999996]
[null,null,null,null,null,null,null,null,null,null,"12 hrs TES - Class 3 - mid",5168.3999999999996,5168.3999999999996,5168.3999999999996,5168.3999999999996,5168.3999999999996,5168.3999999999996,5168.3999999999996,5168.3999999999996,5168.3999999999996,5168.3999999999996,5168.3999999999996,5168.3999999999996,5168.3999999999996,5168.3999999999996,5168.3999999999996,5168.3999999999996,5168.3999999999996,5168.3999999999996,5168.3999999999996,5168.3999999999996,5168.3999999999996,5168.3999999999996,5168.3999999999996,5168.3999999999996,5168.3999999999996,5168.3999999999996,5168.3999999999996,5168.3999999999996,5168.3999999999996,5168.3999999999996,5168.3999999999996,5168.3999999999996,5168.3999999999996,5168.3999999999996,5168.3999999999996,5168.3999999999996,5168.3999999999996]
[null,null,null,null,null,null,null,null,null,null,"12 hrs TES - Class 3 - high",5168.3999999999996,5168.3999999999996,5168.3999999999996,5168.3999999999996,5168.3999999999996,5168.3999999999996,5168.3999999999996,5168.3999999999996,5168.3999999999996,5168.3999999999996,5168.3999999999996,5168.3999999999996,5168.3999999999996,5168.3999999999996,5168.3999999999996,5168.3999999999996,5168.3999999999996,5168.3999999999996,5168.3999999999996,5168.3999999999996,5168.3999999999996,5168.3999999999996,5168.3999999999996,5168.3999999999996,5168.3999999999996,5168.3999999999996,5168.3999999999996,5168.3999999999996,5168.3999999999996,5168.3999999999996,5168.3999999999996,5168.3999999999996,5168.3999999999996,5168.3999999999996,5168.3999999999996,5168.3999999999996,5168.3999999999996]
[null,null,null,null,null,null,null,null,null,null,"12 hrs TES - Class 5 - low",5431.2,5431.2,5431.2,5431.2,5431.2,5431.2,5431.2,5431.2,5431.2,5431.2,5431.2,5431.2,5431.2,5431.2,5431.2,5431.2,5431.2,5431.2,5431.2,5431.2,5431.2,5431.2,5431.2,5431.2,5431.2,5431.2,5431.2,5431.2,5431.2,5431.2,5431.2,5431.2,5431.2,5431.2,5431.2,5431.2,5431.2]
[null,null,null,null,null,null,null,null,null,null,"12 hrs TES - Class 5 - mid",5431.2,5431.2,5431.2,5431.2,5431.2,5431.2,5431.2,5431.2,5431.2,5431.2,5431.2,5431.2,5431.2,5431.2,5431.2,5431.2,5431.2,5431.2,5431.2,5431.2,5431.2,5431.2,5431.2,5431.2,5431.2,5431.2,5431.2,5431.2,5431.2,5431.2,5431.2,5431.2,5431.2,5431.2,5431.2,5431.2,5431.2]
[null,null,null,null,null,null,null,null,null,null,"12 hrs TES - Class 5 - high",5431.2,5431.2,5431.2,5431.2,5431.2,5431.2,5431.2,5431.2,5431.2,5431.2,5431.2,5431.2,5431.2,5431.2,5431.2,5431.2,5431.2,5431.2,5431.2,5431.2,5431.2,5431.2,5431.2,5431.2,5431.2,5431.2,5431.2,5431.2,5431.2,5431.2,5431.2,5431.2,5431.2,5431.2,5431.2,5431.2,5431.2]
[]
[null,null,null,null,null,null,null,null,null,"CAPEX ($/kW)","No TES - Class 1 - low",{"$f":"$S$46*(L348+L464)","v":0},{"$f":"$S$46*(M348+M464)","v":0},0,0,0,0,0,0,0,0,0,0,0,0,0,0,0,0,0,0,0,0,0,0,0,0,0,0,0,0,0,0,0,0,0,0,0]
[null,null,null,null,null,null,null,null,null,null,"No TES - Class 1 - mid",{"$f":"$S$46*(L349+L465)","v":0},0,0,0,0,0,0,0,0,0,0,0,0,0,0,0,0,0,0,0,0,0,0,0,0,0,0,0,0,0,0,0,0,0,0,0,0]
[null,null,null,null,null,null,null,null,null,null,"No TES - Class 1 - high",0,0,0,0,0,0,0,0,0,0,0,0,0,0,0,0,0,0,0,0,0,0,0,0,0,0,0,0,0,0,0,0,0,0,0,0,0]
[null,null,null,null,null,null,null,null,null,null,"No TES - Class 3 - low",0,0,0,0,0,0,0,0,0,0,0,0,0,0,0,0,0,0,0,0,0,0,0,0,0,0,0,0,0,0,0,0,0,0,0,0,0]
[null,null,null,null,null,null,null,null,null,null,"No TES - Class 3 - mid",0,0,0,0,0,0,0,0,0,0,0,0,0,0,0,0,0,0,0,0,0,0,0,0,0,0,0,0,0,0,0,0,0,0,0,0,0]
[null,null,null,null,null,null,null,null,null,null,"No TES - Class 3 - high",0,0,0,0,0,0,0,0,0,0,0,0,0,0,0,0,0,0,0,0,0,0,0,0,0,0,0,0,0,0,0,0,0,0,0,0,0]
[null,null,null,null,null,null,null,null,null,null,"No TES - Class 5 - low",0,0,0,0,0,0,0,0,0,0,0,0,0,0,0,0,0,0,0,0,0,0,0,0,0,0,0,0,0,0,0,0,0,0,0,0,0]
[null,null,null,null,null,null,null,null,null,null,"No TES - Class 5 - mid",0,0,0,0,0,0,0,0,0,0,0,0,0,0,0,0,0,0,0,{"$f":"$S$46*(AE355+AE471)","v":0},0,0,0,0,0,0,0,0,0,0,0,0,0,0,0,0,0]
[null,null,null,null,null,null,null,null,null,null,"No TES - Class 5 - high",0,0,0,0,0,0,0,0,0,0,0,0,0,0,0,0,0,0,0,0,0,0,0,0,0,0,0,0,0,0,0,0,0,0,0,0,0]
[null,null,null,null,null,null,null,null,null,null,"6 hrs TES - Class 1 - low",7040.6407123093422,7040.6407123093422,4903.6187342629628,4477.668801837578,4052.7577716864016,3626.8078392610173,3202.9357113840492,3202.9357113840492,3202.9357113840492,3202.9357113840492,3202.9357113840492,3202.9357113840492,3202.9357113840492,3202.9357113840492,3202.9357113840492,3202.9357113840492,3202.9357113840492,3202.9357113840492,3202.9357113840492,3202.9357113840492,3202.9357113840492,3202.9357113840492,3202.9357113840492,3202.9357113840492,3202.9357113840492,3202.9357113840492,3202.9357113840492,3202.9357113840492,3202.9357113840492,3202.9357113840492,3202.9357113840492,3202.9357113840492,3202.9357113840492,3202.9357113840492,3202.9357113840492,3202.9357113840492,3202.9357113840492]
[null,null,null,null,null,null,null,null,null,null,"6 hrs TES - Class 1 - mid",7040.6407123093422,7040.6407123093422,6484.8279956079259,5920.7040607128438,5358.6579303661783,4794.5339954710953,4232.4878651244298,4129.532649750392,4026.5774343763542,3923.6222190023154,3820.6670036282776,3717.7117882542398,3614.7565728802019,3511.8013575061636,3408.8461421321263,3305.8909267580884,3202.9357113840492,3202.9357113840492,3202.9357113840492,3202.9357113840492,3202.9357113840492,3202.9357113840492,3202.9357113840492,3202.9357113840492,3202.9357113840492,3202.9357113840492,3202.9357113840492,3202.9357113840492,3202.9357113840492,3202.9357113840492,3202.9357113840492,3202.9357113840492,3202.9357113840492,3202.9357113840492,3202.9357113840492,3202.9357113840492,3202.9357113840492]
[null,null,null,null,null,null,null,null,null,null,"6 hrs TES - Class 1 - high",7040.6407123093422,7040.6407123093422,8179.2776048415899,7462.4350356378936,6753.9036846278641,6043.2945290694179,5334.7631780593883,5334.7631780593883,5334.7631780593883,5334.7631780593883,5334.7631780593883,5334.7631780593883,5334.7631780593883,5334.7631780593883,5334.7631780593883,5334.7631780593883,5334.7631780593883,5334.7631780593883,5334.7631780593883,5334.7631780593883,5334.7631780593883,5334.7631780593883,5334.7631780593883,5334.7631780593883,5334.7631780593883,5334.7631780593883,5334.7631780593883,5334.7631780593883,5334.7631780593883,5334.7631780593883,5334.7631780593883,5334.7631780593883,5334.7631780593883,5334.7631780593883,5334.7631780593883,5334.7631780593883,5334.7631780593883]
[null,null,null,null,null,null,null,null,null,null,"6 hrs TES - Class 3 - low",7040.6407123093422,7040.6407123093422,4903.6187342629628,4477.668801837578,4052.7577716864016,3626.8078392610173,3202.9357113840492,3202.9357113840492,3202.9357113840492,3202.9357113840492,3202.9357113840492,3202.9357113840492,3202.9357113840492,3202.9357113840492,3202.9357113840492,3202.9357113840492,3202.9357113840492,3202.9357113840492,3202.9357113840492,3202.9357113840492,3202.9357113840492,3202.9357113840492,3202.9357113840492,3202.9357113840492,3202.9357113840492,3202.9357113840492,3202.9357113840492,3202.9357113840492,3202.9357113840492,3202.9357113840492,3202.9357113840492,3202.9357113840492,3202.9357113840492,3202.9357113840492,3202.9357113840492,3202.9357113840492,3202.9357113840492]
[null,null,null,null,null,null,null,null,null,null,"6 hrs TES - Class 3 - mid",7040.6407123093422,7040.6407123093422,6484.8279956079259,5920.7040607128438,5358.6579303661783,4794.5339954710953,4232.4878651244298,4129.532649750392,4026.5774343763542,3923.6222190023154,3820.6670036282776,3717.7117882542398,3614.7565728802019,3511.8013575061636,3408.8461421321263,3305.8909267580884,3202.9357113840492,3202.9357113840492,3202.9357113840492,3202.9357113840492,3202.9357113840492,3202.9357113840492,3202.9357113840492,3202.9357113840492,3202.9357113840492,3202.9357113840492,3202.9357113840492,3202.9357113840492,3202.9357113840492,3202.9357113840492,3202.9357113840492,3202.9357113840492,3202.9357113840492,3202.9357113840492,3202.9357113840492,3202.9357113840492,3202.9357113840492]
[null,null,null,null,null,null,null,null,null,null,"6 hrs TES - Class 3 - high",7040.6407123093422,7040.6407123093422,8179.2776048415899,7462.4350356378936,6753.9036846278641,6043.2945290694179,5334.7631780593883,5334.7631780593883,5334.7631780593883,5334.7631780593883,5334.7631780593883,5334.7631780593883,5334.7631780593883,5334.7631780593883,5334.7631780593883,5334.7631780593883,5334.7631780593883,5334.7631780593883,5334.7631780593883,5334.7631780593883,5334.7631780593883,5334.7631780593883,{"$f":"$S$46*(AH362+AH478)","v":5334.7631780593883},5334.7631780593883,5334.7631780593883,5334.7631780593883,5334.7631780593883,5334.7631780593883,5334.7631780593883,5334.7631780593883,5334.7631780593883,5334.7631780593883,5334.7631780593883,5334.7631780593883,5334.7631780593883,5334.7631780593883,5334.7631780593883]
[null,null,null,null,null,null,null,null,null,null,"6 hrs TES - Class 5 - low",7040.6407123093422,7040.6407123093422,4903.6187342629628,4477.668801837578,4052.7577716864016,3626.8078392610173,3202.9357113840492,3202.9357113840492,3202.9357113840492,3202.9357113840492,3202.9357113840492,3202.9357113840492,3202.9357113840492,3202.9357113840492,3202.9357113840492,3202.9357113840492,3202.9357113840492,3202.9357113840492,3202.9357113840492,3202.9357113840492,3202.9357113840492,3202.9357113840492,3202.9357113840492,3202.9357113840492,3202.9357113840492,3202.9357113840492,3202.9357113840492,3202.9357113840492,3202.9357113840492,3202.9357113840492,3202.9357113840492,3202.9357113840492,3202.9357113840492,3202.9357113840492,3202.9357113840492,3202.9357113840492,3202.9357113840492]
[null,null,null,null,null,null,null,null,null,null,"6 hrs TES - Class 5 - mid",7040.6407123093422,7040.6407123093422,6484.8279956079259,5920.7040607128438,5358.6579303661783,4794.5339954710953,4232.4878651244298,4129.532649750392,4026.5774343763542,3923.6222190023154,3820.6670036282776,3717.7117882542398,3614.7565728802019,3511.8013575061636,3408.8461421321263,3305.8909267580884,3202.9357113840492,3202.9357113840492,3202.9357113840492,3202.9357113840492,3202.9357113840492,3202.9357113840492,3202.9357113840492,3202.9357113840492,3202.9357113840492,3202.9357113840492,3202.9357113840492,3202.9357113840492,3202.9357113840492,3202.9357113840492,3202.9357113840492,3202.9357113840492,3202.9357113840492,3202.9357113840492,3202.9357113840492,3202.9357113840492,3202.9357113840492]
[null,null,null,null,null,null,null,null,null,null,"6 hrs TES - Class 5 - high",7040.6407123093422,7040.6407123093422,8179.2776048415899,7462.4350356378936,6753.9036846278641,6043.2945290694179,5334.7631780593883,5334.7631780593883,5334.7631780593883,5334.7631780593883,5334.7631780593883,5334.7631780593883,5334.7631780593883,5334.7631780593883,5334.7631780593883,5334.7631780593883,5334.7631780593883,5334.7631780593883,5334.7631780593883,5334.7631780593883,5334.7631780593883,5334.7631780593883,5334.7631780593883,5334.7631780593883,5334.7631780593883,5334.7631780593883,5334.7631780593883,5334.7631780593883,5334.7631780593883,5334.7631780593883,5334.7631780593883,5334.7631780593883,5334.7631780593883,5334.7631780593883,5334.7631780593883,5334.7631780593883,5334.7631780593883]
[null,null,null,null,null,null,null,null,null,null,"12 hrs TES - Class 1 - low",8863.3947524077248,8863.3947524077248,6139.3929894336816,5566.9578363449327,4996.0810366674968,4423.6458835787489,3853.8079861755209,3853.8079861755209,3853.8079861755209,3853.8079861755209,3853.8079861755209,3853.8079861755209,3853.8079861755209,3853.8079861755209,3853.8079861755209,3853.8079861755209,3853.8079861755209,3853.8079861755209,3853.8079861755209,3853.8079861755209,3853.8079861755209,3853.8079861755209,3853.8079861755209,3853.8079861755209,3853.8079861755209,3853.8079861755209,3853.8079861755209,3853.8079861755209,3853.8079861755209,3853.8079861755209,3853.8079861755209,3853.8079861755209,3853.8079861755209,3853.8079861755209,3853.8079861755209,3853.8079861755209,3853.8079861755209]
[null,null,null,null,null,null,null,null,null,null,"12 hrs TES - Class 1 - mid",8863.3947524077248,8863.3947524077248,8120.0601752117191,7361.6615150396929,6605.860110553188,5847.4614503811617,5091.6600458946568,4967.8748399227434,4844.089633950829,4720.3044279789165,4596.519222007003,4472.7340160350896,4348.9488100631752,4225.1636040912626,4101.3783981193492,3977.5931921474353,3853.8079861755209,3853.8079861755209,3853.8079861755209,3853.8079861755209,3853.8079861755209,3853.8079861755209,3853.8079861755209,3853.8079861755209,3853.8079861755209,3853.8079861755209,3853.8079861755209,3853.8079861755209,3853.8079861755209,3853.8079861755209,3853.8079861755209,3853.8079861755209,3853.8079861755209,3853.8079861755209,3853.8079861755209,3853.8079861755209,3853.8079861755209]
[null,null,null,null,null,null,null,null,null,null,"12 hrs TES - Class 1 - high",8863.3947524077248,8863.3947524077248,10243.576423693392,9276.3584064055067,8324.204472093641,7369.453282096255,6417.2993477843893,6417.2993477843893,6417.2993477843893,6417.2993477843893,6417.2993477843893,6417.2993477843893,6417.2993477843893,6417.2993477843893,6417.2993477843893,6417.2993477843893,6417.2993477843893,6417.2993477843893,6417.2993477843893,6417.2993477843893,6417.2993477843893,6417.2993477843893,6417.2993477843893,6417.2993477843893,6417.2993477843893,6417.2993477843893,6417.2993477843893,6417.2993477843893,6417.2993477843893,6417.2993477843893,6417.2993477843893,6417.2993477843893,6417.2993477843893,6417.2993477843893,6417.2993477843893,6417.2993477843893,6417.2993477843893]
[null,null,null,null,null,null,null,null,null,null,"12 hrs TES - Class 3 - low",8863.3947524077248,8863.3947524077248,6139.3929894336816,5566.9578363449327,4996.0810366674968,4423.6458835787489,3853.8079861755209,3853.8079861755209,3853.8079861755209,3853.8079861755209,3853.8079861755209,3853.8079861755209,3853.8079861755209,3853.8079861755209,3853.8079861755209,3853.8079861755209,3853.8079861755209,3853.8079861755209,3853.8079861755209,3853.8079861755209,3853.8079861755209,3853.8079861755209,3853.8079861755209,3853.8079861755209,3853.8079861755209,{"$f":"$S$46*(AK369+AK485)","v":3853.8079861755209},3853.8079861755209,3853.8079861755209,3853.8079861755209,3853.8079861755209,3853.8079861755209,3853.8079861755209,3853.8079861755209,3853.8079861755209,3853.8079861755209,3853.8079861755209,3853.8079861755209]
[null,null,null,null,null,null,null,null,null,null,"12 hrs TES - Class 3 - mid",8863.3947524077248,8863.3947524077248,8120.0601752117191,7361.6615150396929,6605.860110553188,5847.4614503811617,5091.6600458946568,4967.8748399227434,4844.089633950829,4720.3044279789165,4596.519222007003,4472.7340160350896,4348.9488100631752,4225.1636040912626,4101.3783981193492,3977.5931921474353,3853.8079861755209,3853.8079861755209,3853.8079861755209,3853.8079861755209,3853.8079861755209,3853.8079861755209,3853.8079861755209,3853.8079861755209,3853.8079861755209,3853.8079861755209,3853.8079861755209,3853.8079861755209,3853.8079861755209,3853.8079861755209,3853.8079861755209,3853.8079861755209,3853.8079861755209,3853.8079861755209,3853.8079861755209,3853.8079861755209,3853.8079861755209]
[null,null,null,null,null,null,null,null,null,null,"12 hrs TES - Class 3 - high",8863.3947524077248,8863.3947524077248,10243.576423693392,9276.3584064055067,8324.204472093641,7369.453282096255,6417.2993477843893,6417.2993477843893,6417.2993477843893,6417.2993477843893,6417.2993477843893,6417.2993477843893,6417.2993477843893,6417.2993477843893,6417.2993477843893,6417.2993477843893,6417.2993477843893,6417.2993477843893,6417.2993477843893,6417.2993477843893,6417.2993477843893,6417.2993477843893,6417.2993477843893,6417.2993477843893,6417.2993477843893,6417.2993477843893,6417.2993477843893,6417.2993477843893,6417.2993477843893,6417.2993477843893,6417.2993477843893,6417.2993477843893,6417.2993477843893,6417.2993477843893,6417.2993477843893,6417.2993477843893,6417.2993477843893]
[null,null,null,null,null,null,null,null,null,null,"12 hrs TES - Class 5 - low",8863.3947524077248,8863.3947524077248,6139.3929894336816,5566.9578363449327,4996.0810366674968,4423.6458835787489,3853.8079861755209,3853.8079861755209,3853.8079861755209,3853.8079861755209,3853.8079861755209,3853.8079861755209,3853.8079861755209,3853.8079861755209,3853.8079861755209,3853.8079861755209,3853.8079861755209,3853.8079861755209,3853.8079861755209,3853.8079861755209,3853.8079861755209,3853.8079861755209,3853.8079861755209,3853.8079861755209,3853.8079861755209,3853.8079861755209,3853.8079861755209,3853.8079861755209,3853.8079861755209,3853.8079861755209,3853.8079861755209,3853.8079861755209,3853.8079861755209,3853.8079861755209,3853.8079861755209,3853.8079861755209,3853.8079861755209]
[null,null,null,null,null,null,null,null,null,null,"12 hrs TES - Class 5 - mid",8863.3947524077248,8863.3947524077248,8120.0601752117191,7361.6615150396929,6605.860110553188,5847.4614503811617,5091.6600458946568,4967.8748399227434,4844.089633950829,4720.3044279789165,4596.519222007003,4472.7340160350896,4348.9488100631752,4225.1636040912626,4101.3783981193492,3977.5931921474353,3853.8079861755209,3853.8079861755209,3853.8079861755209,3853.8079861755209,3853.8079861755209,3853.8079861755209,3853.8079861755209,3853.8079861755209,3853.8079861755209,3853.8079861755209,3853.8079861755209,3853.8079861755209,3853.8079861755209,3853.8079861755209,3853.8079861755209,3853.8079861755209,3853.8079861755209,3853.8079861755209,3853.8079861755209,3853.8079861755209,3853.8079861755209]
[null,null,null,null,null,null,null,null,null,null,"12 hrs TES - Class 5 - high",8863.3947524077248,8863.3947524077248,10243.576423693392,9276.3584064055067,8324.204472093641,7369.453282096255,6417.2993477843893,6417.2993477843893,6417.2993477843893,6417.2993477843893,6417.2993477843893,6417.2993477843893,6417.2993477843893,6417.2993477843893,6417.2993477843893,6417.2993477843893,6417.2993477843893,6417.2993477843893,6417.2993477843893,6417.2993477843893,6417.2993477843893,6417.2993477843893,6417.2993477843893,6417.2993477843893,6417.2993477843893,6417.2993477843893,6417.2993477843893,6417.2993477843893,6417.2993477843893,6417.2993477843893,6417.2993477843893,6417.2993477843893,6417.2993477843893,6417.2993477843893,6417.2993477843893,6417.2993477843893,6417.2993477843893]
[]
[null,null,null,null,null,null,null,null,null,"Construction Financing Cost ($/kW)","No TES - Class 1 - low",{"$f":"  (L348+L464)*($S$46-1)","v":0},{"$f":"  (M348+M464)*($S$46-1)","v":0},0,0,0,0,0,0,0,0,0,0,0,0,0,0,0,0,0,0,0,0,0,0,0,0,0,0,0,0,0,0,0,0,0,0,0]
[null,null,null,null,null,null,null,null,null,null,"No TES - Class 1 - mid",{"$f":"  (L349+L465)*($S$46-1)","v":0},0,0,0,0,0,0,0,0,0,0,0,0,0,0,0,0,0,0,0,0,0,0,0,0,0,0,0,0,0,0,0,0,0,0,0,0]
[null,null,null,null,null,null,null,null,null,null,"No TES - Class 1 - high",0,0,0,0,0,0,0,0,0,0,0,0,0,0,0,0,0,0,0,0,0,0,0,0,0,0,0,0,0,0,0,0,0,0,0,0,0]
[null,null,null,null,null,null,null,null,null,null,"No TES - Class 3 - low",0,0,0,0,0,0,0,0,0,0,0,0,0,0,0,0,0,0,0,0,0,0,0,0,0,0,0,0,0,0,0,0,0,0,0,0,0]
[null,null,null,null,null,null,null,null,null,null,"No TES - Class 3 - mid",0,0,0,0,0,0,0,0,0,0,0,0,0,0,0,0,0,0,0,0,0,0,0,0,0,0,0,0,0,0,0,0,0,0,0,0,0]
[null,null,null,null,null,null,null,null,null,null,"No TES - Class 3 - high",0,0,0,0,0,0,0,0,0,0,0,0,0,0,0,0,0,0,0,0,0,0,0,0,0,0,0,0,0,0,0,0,0,0,0,0,0]
[null,null,null,null,null,null,null,null,null,null,"No TES - Class 5 - low",0,0,0,0,0,0,0,0,0,0,0,0,0,0,0,0,0,0,0,0,0,0,0,0,0,0,0,0,0,0,0,0,0,0,0,0,0]
[null,null,null,null,null,null,null,null,null,null,"No TES - Class 5 - mid",0,0,0,0,0,0,0,0,0,0,0,0,0,0,0,0,0,0,0,{"$f":"  (AE355+AE471)*($S$46-1)","v":0},0,0,0,0,0,0,0,0,0,0,0,0,0,0,0,0,0]
[null,null,null,null,null,null,null,null,null,null,"No TES - Class 5 - high",0,0,0,0,0,0,0,0,0,0,0,0,0,0,0,0,0,0,0,0,0,0,0,0,0,0,0,0,0,0,0,0,0,0,0,0,0]
[null,null,null,null,null,null,null,null,null,null,"6 hrs TES - Class 1 - low",263.64071230934252,263.64071230934252,183.61873426296248,167.66880183757803,151.75777168640181,135.80783926101736,119.93571138404943,119.93571138404943,119.93571138404943,119.93571138404943,119.93571138404943,119.93571138404943,119.93571138404943,119.93571138404943,119.93571138404943,119.93571138404943,119.93571138404943,119.93571138404943,119.93571138404943,119.93571138404943,119.93571138404943,119.93571138404943,119.93571138404943,119.93571138404943,119.93571138404943,119.93571138404943,119.93571138404943,119.93571138404943,119.93571138404943,119.93571138404943,119.93571138404943,119.93571138404943,119.93571138404943,119.93571138404943,119.93571138404943,119.93571138404943,119.93571138404943]
[null,null,null,null,null,null,null,null,null,null,"6 hrs TES - Class 1 - mid",263.64071230934252,263.64071230934252,242.82799560792623,221.7040607128439,200.65793036617805,179.53399547109572,158.4878651244299,154.63264975039186,150.77743437635382,146.92221900231576,143.06700362827772,139.21178825423965,135.35657288020161,131.50135750616357,127.64614213212555,123.79092675808751,119.93571138404943,119.93571138404943,119.93571138404943,119.93571138404943,119.93571138404943,119.93571138404943,119.93571138404943,119.93571138404943,119.93571138404943,119.93571138404943,119.93571138404943,119.93571138404943,119.93571138404943,119.93571138404943,119.93571138404943,119.93571138404943,119.93571138404943,119.93571138404943,119.93571138404943,119.93571138404943,119.93571138404943]
[null,null,null,null,null,null,null,null,null,null,"6 hrs TES - Class 1 - high",263.64071230934252,263.64071230934252,306.27760484158972,279.43503563789398,252.90368462786421,226.29452906941793,199.7631780593882,199.7631780593882,199.7631780593882,199.7631780593882,199.7631780593882,199.7631780593882,199.7631780593882,199.7631780593882,199.7631780593882,199.7631780593882,199.7631780593882,199.7631780593882,199.7631780593882,199.7631780593882,199.7631780593882,199.7631780593882,199.7631780593882,199.7631780593882,199.7631780593882,199.7631780593882,199.7631780593882,199.7631780593882,199.7631780593882,199.7631780593882,199.7631780593882,199.7631780593882,199.7631780593882,199.7631780593882,199.7631780593882,199.7631780593882,199.7631780593882]
[null,null,null,null,null,null,null,null,null,null,"6 hrs TES - Class 3 - low",263.64071230934252,263.64071230934252,183.61873426296248,167.66880183757803,151.75777168640181,135.80783926101736,119.93571138404943,119.93571138404943,119.93571138404943,119.93571138404943,119.93571138404943,119.93571138404943,119.93571138404943,119.93571138404943,119.93571138404943,119.93571138404943,119.93571138404943,119.93571138404943,119.93571138404943,119.93571138404943,119.93571138404943,119.93571138404943,119.93571138404943,119.93571138404943,119.93571138404943,119.93571138404943,119.93571138404943,119.93571138404943,119.93571138404943,119.93571138404943,119.93571138404943,119.93571138404943,119.93571138404943,119.93571138404943,119.93571138404943,119.93571138404943,119.93571138404943]
[null,null,null,null,null,null,null,null,null,null,"6 hrs TES - Class 3 - mid",263.64071230934252,263.64071230934252,242.82799560792623,221.7040607128439,200.65793036617805,179.53399547109572,158.4878651244299,154.63264975039186,150.77743437635382,146.92221900231576,143.06700362827772,139.21178825423965,135.35657288020161,131.50135750616357,127.64614213212555,123.79092675808751,119.93571138404943,119.93571138404943,119.93571138404943,119.93571138404943,119.93571138404943,119.93571138404943,119.93571138404943,119.93571138404943,119.93571138404943,119.93571138404943,119.93571138404943,119.93571138404943,119.93571138404943,119.93571138404943,119.93571138404943,119.93571138404943,119.93571138404943,119.93571138404943,119.93571138404943,119.93571138404943,119.93571138404943]
[null,null,null,null,null,null,null,null,null,null,"6 hrs TES - Class 3 - high",263.64071230934252,263.64071230934252,306.27760484158972,279.43503563789398,252.90368462786421,226.29452906941793,199.7631780593882,199.7631780593882,199.7631780593882,199.7631780593882,199.7631780593882,199.7631780593882,199.7631780593882,199.7631780593882,199.7631780593882,199.7631780593882,199.7631780593882,199.7631780593882,199.7631780593882,199.7631780593882,199.7631780593882,199.7631780593882,{"$f":"  (AH362+AH478)*($S$46-1)","v":199.7631780593882},199.7631780593882,199.7631780593882,199.7631780593882,199.7631780593882,199.7631780593882,199.7631780593882,199.7631780593882,199.7631780593882,199.7631780593882,199.7631780593882,199.7631780593882,199.7631780593882,199.7631780593882,199.7631780593882]
[null,null,null,null,null,null,null,null,null,null,"6 hrs TES - Class 5 - low",263.64071230934252,263.64071230934252,183.61873426296248,167.66880183757803,151.75777168640181,135.80783926101736,119.93571138404943,119.93571138404943,119.93571138404943,119.93571138404943,119.93571138404943,119.93571138404943,119.93571138404943,119.93571138404943,119.93571138404943,119.93571138404943,119.93571138404943,119.93571138404943,119.93571138404943,119.93571138404943,119.93571138404943,119.93571138404943,119.93571138404943,119.93571138404943,119.93571138404943,119.93571138404943,119.93571138404943,119.93571138404943,119.93571138404943,119.93571138404943,119.93571138404943,119.93571138404943,119.93571138404943,119.93571138404943,119.93571138404943,119.93571138404943,119.93571138404943]
[null,null,null,null,null,null,null,null,null,null,"6 hrs TES - Class 5 - mid",263.64071230934252,263.64071230934252,242.82799560792623,221.7040607128439,200.65793036617805,179.53399547109572,158.4878651244299,154.63264975039186,150.77743437635382,146.92221900231576,143.06700362827772,139.21178825423965,135.35657288020161,131.50135750616357,127.64614213212555,123.79092675808751,119.93571138404943,119.93571138404943,119.93571138404943,119.93571138404943,119.93571138404943,119.93571138404943,119.93571138404943,119.93571138404943,119.93571138404943,119.93571138404943,119.93571138404943,119.93571138404943,119.93571138404943,119.93571138404943,119.93571138404943,119.93571138404943,119.93571138404943,119.93571138404943,119.93571138404943,119.93571138404943,119.93571138404943]
[null,null,null,null,null,null,null,null,null,null,"6 hrs TES - Class 5 - high",263.64071230934252,263.64071230934252,306.27760484158972,279.43503563789398,252.90368462786421,226.29452906941793,199.7631780593882,199.7631780593882,199.7631780593882,199.7631780593882,199.7631780593882,199.7631780593882,199.7631780593882,199.7631780593882,199.7631780593882,199.7631780593882,199.7631780593882,199.7631780593882,199.7631780593882,199.7631780593882,199.7631780593882,199.7631780593882,199.7631780593882,199.7631780593882,199.7631780593882,199.7631780593882,199.7631780593882,199.7631780593882,199.7631780593882,199.7631780593882,199.7631780593882,199.7631780593882,199.7631780593882,199.7631780593882,199.7631780593882,199.7631780593882,199.7631780593882]
[null,null,null,null,null,null,null,null,null,null,"12 hrs TES - Class 1 - low",331.89475240772549,331.89475240772549,229.89298943368152,208.45783634493313,187.08103666749716,165.64588357874877,144.30798617552102,144.30798617552102,144.30798617552102,144.30798617552102,144.30798617552102,144.30798617552102,144.30798617552102,144.30798617552102,144.30798617552102,144.30798617552102,144.30798617552102,144.30798617552102,144.30798617552102,144.30798617552102,144.30798617552102,144.30798617552102,144.30798617552102,144.30798617552102,144.30798617552102,144.30798617552102,144.30798617552102,144.30798617552102,144.30798617552102,144.30798617552102,144.30798617552102,144.30798617552102,144.30798617552102,144.30798617552102,144.30798617552102,144.30798617552102,144.30798617552102]
[null,null,null,null,null,null,null,null,null,null,"12 hrs TES - Class 1 - mid",331.89475240772549,331.89475240772549,304.06017521171924,275.66151503969326,247.36011055318789,218.96145038116191,190.66004589465658,186.02483992274304,181.38963395082948,176.75442797891591,172.11922200700238,167.48401603508884,162.84881006317528,158.21360409126174,153.57839811934818,148.94319214743462,144.30798617552102,144.30798617552102,144.30798617552102,144.30798617552102,144.30798617552102,144.30798617552102,144.30798617552102,144.30798617552102,144.30798617552102,144.30798617552102,144.30798617552102,144.30798617552102,144.30798617552102,144.30798617552102,144.30798617552102,144.30798617552102,144.30798617552102,144.30798617552102,144.30798617552102,144.30798617552102,144.30798617552102]
[null,null,null,null,null,null,null,null,null,null,"12 hrs TES - Class 1 - high",331.89475240772549,331.89475240772549,383.57642369339197,347.35840640550674,311.7044720936413,275.95328209625512,240.29934778438965,240.29934778438965,240.29934778438965,240.29934778438965,240.29934778438965,240.29934778438965,240.29934778438965,240.29934778438965,240.29934778438965,240.29934778438965,240.29934778438965,240.29934778438965,240.29934778438965,240.29934778438965,240.29934778438965,240.29934778438965,240.29934778438965,240.29934778438965,240.29934778438965,240.29934778438965,240.29934778438965,240.29934778438965,240.29934778438965,240.29934778438965,240.29934778438965,240.29934778438965,240.29934778438965,240.29934778438965,240.29934778438965,240.29934778438965,240.29934778438965]
[null,null,null,null,null,null,null,null,null,null,"12 hrs TES - Class 3 - low",331.89475240772549,331.89475240772549,229.89298943368152,208.45783634493313,187.08103666749716,165.64588357874877,144.30798617552102,144.30798617552102,144.30798617552102,144.30798617552102,144.30798617552102,144.30798617552102,144.30798617552102,144.30798617552102,144.30798617552102,144.30798617552102,144.30798617552102,144.30798617552102,144.30798617552102,144.30798617552102,144.30798617552102,144.30798617552102,144.30798617552102,144.30798617552102,144.30798617552102,{"$f":"  (AK369+AK485)*($S$46-1)","v":144.30798617552102},144.30798617552102,144.30798617552102,144.30798617552102,144.30798617552102,144.30798617552102,144.30798617552102,144.30798617552102,144.30798617552102,144.30798617552102,144.30798617552102,144.30798617552102]
[null,null,null,null,null,null,null,null,null,null,"12 hrs TES - Class 3 - mid",331.89475240772549,331.89475240772549,304.06017521171924,275.66151503969326,247.36011055318789,218.96145038116191,190.66004589465658,186.02483992274304,181.38963395082948,176.75442797891591,172.11922200700238,167.48401603508884,162.84881006317528,158.21360409126174,153.57839811934818,148.94319214743462,144.30798617552102,144.30798617552102,144.30798617552102,144.30798617552102,144.30798617552102,144.30798617552102,144.30798617552102,144.30798617552102,144.30798617552102,144.30798617552102,144.30798617552102,144.30798617552102,144.30798617552102,144.30798617552102,144.30798617552102,144.30798617552102,144.30798617552102,144.30798617552102,144.30798617552102,144.30798617552102,144.30798617552102]
[null,null,null,null,null,null,null,null,null,null,"12 hrs TES - Class 3 - high",331.89475240772549,331.89475240772549,383.57642369339197,347.35840640550674,311.7044720936413,275.95328209625512,240.29934778438965,240.29934778438965,240.29934778438965,240.29934778438965,240.29934778438965,240.29934778438965,240.29934778438965,240.29934778438965,240.29934778438965,240.29934778438965,240.29934778438965,240.29934778438965,240.29934778438965,240.29934778438965,240.29934778438965,240.29934778438965,240.29934778438965,240.29934778438965,240.29934778438965,240.29934778438965,240.29934778438965,240.29934778438965,240.29934778438965,240.29934778438965,240.29934778438965,240.29934778438965,240.29934778438965,240.29934778438965,240.29934778438965,240.29934778438965,240.29934778438965]
[null,null,null,null,null,null,null,null,null,null,"12 hrs TES - Class 5 - low",331.89475240772549,331.89475240772549,229.89298943368152,208.45783634493313,187.08103666749716,165.64588357874877,144.30798617552102,144.30798617552102,144.30798617552102,144.30798617552102,144.30798617552102,144.30798617552102,144.30798617552102,144.30798617552102,144.30798617552102,144.30798617552102,144.30798617552102,144.30798617552102,144.30798617552102,144.30798617552102,144.30798617552102,144.30798617552102,144.30798617552102,144.30798617552102,144.30798617552102,144.30798617552102,144.30798617552102,144.30798617552102,144.30798617552102,144.30798617552102,144.30798617552102,144.30798617552102,144.30798617552102,144.30798617552102,144.30798617552102,144.30798617552102,144.30798617552102]
[null,null,null,null,null,null,null,null,null,null,"12 hrs TES - Class 5 - mid",331.89475240772549,331.89475240772549,304.06017521171924,275.66151503969326,247.36011055318789,218.96145038116191,190.66004589465658,186.02483992274304,181.38963395082948,176.75442797891591,172.11922200700238,167.48401603508884,162.84881006317528,158.21360409126174,153.57839811934818,148.94319214743462,144.30798617552102,144.30798617552102,144.30798617552102,144.30798617552102,144.30798617552102,144.30798617552102,144.30798617552102,144.30798617552102,144.30798617552102,144.30798617552102,144.30798617552102,144.30798617552102,144.30798617552102,144.30798617552102,144.30798617552102,144.30798617552102,144.30798617552102,144.30798617552102,144.30798617552102,144.30798617552102,144.30798617552102]
[null,null,null,null,null,null,null,null,null,null,"12 hrs TES - Class 5 - high",331.89475240772549,331.89475240772549,383.57642369339197,347.35840640550674,311.7044720936413,275.95328209625512,240.29934778438965,240.29934778438965,240.29934778438965,240.29934778438965,240.29934778438965,240.29934778438965,240.29934778438965,240.29934778438965,240.29934778438965,240.29934778438965,240.29934778438965,240.29934778438965,240.29934778438965,240.29934778438965,240.29934778438965,240.29934778438965,240.29934778438965,240.29934778438965,240.29934778438965,240.29934778438965,240.29934778438965,240.29934778438965,240.29934778438965,240.29934778438965,240.29934778438965,240.29934778438965,240.29934778438965,240.29934778438965,240.29934778438965,240.29934778438965,240.29934778438965]
[]
[null,null,null,null,null,null,null,null,null,"Capital Cost ($/kW)","No TES - Class 1 - low","-","-","-","-","-","-","-","-","-","-","-","-","-","-","-","-","-","-","-","-","-","-","-","-","-","-","-","-","-","-","-","-","-","-","-","-","-"]
[null,null,null,null,null,null,null,null,null,null,"No TES - Class 1 - mid","-","-","-","-","-","-","-","-","-","-","-","-","-","-","-","-","-","-","-","-","-","-","-","-","-","-","-","-","-","-","-","-","-","-","-","-","-"]
[null,null,null,null,null,null,null,null,null,null,"No TES - Class 1 - high","-","-","-","-","-","-","-","-","-","-","-","-","-","-","-","-","-","-","-","-","-","-","-","-","-","-","-","-","-","-","-","-","-","-","-","-","-"]
[null,null,null,null,null,null,null,null,null,null,"No TES - Class 3 - low","-","-","-","-","-","-","-","-","-","-","-","-","-","-","-","-","-","-","-","-","-","-","-","-","-","-","-","-","-","-","-","-","-","-","-","-","-"]
[null,null,null,null,null,null,null,null,null,null,"No TES - Class 3 - mid","-","-","-","-","-","-","-","-","-","-","-","-","-","-","-","-","-","-","-","-","-","-","-","-","-","-","-","-","-","-","-","-","-","-","-","-","-"]
[null,null,null,null,null,null,null,null,null,null,"No TES - Class 3 - high","-","-","-","-","-","-","-","-","-","-","-","-","-","-","-","-","-","-","-","-","-","-","-","-","-","-","-","-","-","-","-","-","-","-","-","-","-"]
[null,null,null,null,null,null,null,null,null,null,"No TES - Class 5 - low","-","-","-","-","-","-","-","-","-","-","-","-","-","-","-","-","-","-","-","-","-","-","-","-","-","-","-","-","-","-","-","-","-","-","-","-","-"]
[null,null,null,null,null,null,null,null,null,null,"No TES - Class 5 - mid","-","-","-","-","-","-","-","-","-","-","-","-","-","-","-","-","-","-","-","-","-","-","-","-","-","-","-","-","-","-","-","-","-","-","-","-","-"]
[null,null,null,null,null,null,null,null,null,null,"No TES - Class 5 - high","-","-","-","-","-","-","-","-","-","-","-","-","-","-","-","-","-","-","-","-","-","-","-","-","-","-","-","-","-","-","-","-","-","-","-","-","-"]
[null,null,null,null,null,null,null,null,null,null,"6 hrs TES - Class 1 - low",1793,1793,1348,1340,1331,1323,1315,1315,1315,1315,1315,1315,1315,1315,1315,1315,1315,1315,1315,1315,1315,1315,1315,1315,1315,1315,1315,1315,1315,1315,1315,1315,1315,1315,1315,1315,1315]
[null,null,null,null,null,null,null,null,null,null,"6 hrs TES - Class 1 - mid",1793,1793,1782,1771,1760,1749,1738,1695.7,1653.4,1611.1000000000001,1568.8000000000002,1526.5000000000002,1484.2000000000003,1441.9000000000003,1399.6000000000004,1357.3000000000004,1315,1315,1315,1315,1315,1315,1315,1315,1315,1315,1315,1315,1315,1315,1315,1315,1315,1315,1315,1315,1315]
[null,null,null,null,null,null,null,null,null,null,"6 hrs TES - Class 1 - high",1793,1793,2247,2233,2219,2205,2191,2191,2191,2191,2191,2191,2191,2191,2191,2191,2191,2191,2191,2191,2191,2191,2191,2191,2191,2191,2191,2191,2191,2191,2191,2191,2191,2191,2191,2191,2191]
[null,null,null,null,null,null,null,null,null,null,"6 hrs TES - Class 3 - low",1793,1793,1348,1340,1331,1323,1315,1315,1315,1315,1315,1315,1315,1315,1315,1315,1315,1315,1315,1315,1315,1315,1315,1315,1315,1315,1315,1315,1315,1315,1315,1315,1315,1315,1315,1315,1315]
[null,null,null,null,null,null,null,null,null,null,"6 hrs TES - Class 3 - mid",1793,1793,1782,1771,1760,1749,1738,1695.7,1653.4,1611.1000000000001,1568.8000000000002,1526.5000000000002,1484.2000000000003,1441.9000000000003,1399.6000000000004,1357.3000000000004,1315,1315,1315,1315,1315,1315,1315,1315,1315,1315,1315,1315,1315,1315,1315,1315,1315,1315,1315,1315,1315]
[null,null,null,null,null,null,null,null,null,null,"6 hrs TES - Class 3 - high",1793,1793,2247,2233,2219,2205,2191,2191,2191,2191,2191,2191,2191,2191,2191,2191,2191,2191,2191,2191,2191,2191,2191,2191,2191,2191,2191,2191,2191,2191,2191,2191,2191,2191,2191,2191,2191]
[null,null,null,null,null,null,null,null,null,null,"6 hrs TES - Class 5 - low",1793,1793,1348,1340,1331,1323,1315,1315,1315,1315,1315,1315,1315,1315,1315,1315,1315,1315,1315,1315,1315,1315,1315,1315,1315,1315,1315,1315,1315,1315,1315,1315,1315,1315,1315,1315,1315]
[null,null,null,null,null,null,null,null,null,null,"6 hrs TES - Class 5 - mid",1793,1793,1782,1771,1760,1749,1738,1695.7,1653.4,1611.1000000000001,1568.8000000000002,1526.5000000000002,1484.2000000000003,1441.9000000000003,1399.6000000000004,1357.3000000000004,1315,1315,1315,1315,1315,1315,1315,1315,1315,1315,1315,1315,1315,1315,1315,1315,1315,1315,1315,1315,1315]
[null,null,null,null,null,null,null,null,null,null,"6 hrs TES - Class 5 - high",1793,1793,2247,2233,2219,2205,2191,2191,2191,2191,2191,2191,2191,2191,2191,2191,2191,2191,2191,2191,2191,2191,2191,2191,2191,2191,2191,2191,2191,2191,2191,2191,2191,2191,2191,2191,2191]
[null,null,null,null,null,null,null,null,null,null,"12 hrs TES - Class 1 - low",1793,1793,1348,1340,1331,1323,1315,1315,1315,1315,1315,1315,1315,1315,1315,1315,1315,1315,1315,1315,1315,1315,1315,1315,1315,1315,1315,1315,1315,1315,1315,1315,1315,1315,1315,1315,1315]
[null,null,null,null,null,null,null,null,null,null,"12 hrs TES - Class 1 - mid",1793,1793,1782,1771,1760,1749,1738,1695.7,1653.4,1611.1000000000001,1568.8000000000002,1526.5000000000002,1484.2000000000003,1441.9000000000003,1399.6000000000004,1357.3000000000004,1315,1315,1315,1315,1315,1315,1315,1315,1315,1315,1315,1315,1315,1315,1315,1315,1315,1315,1315,1315,1315]
[null,null,null,null,null,null,null,null,null,null,"12 hrs TES - Class 1 - high",1793,1793,2247,2233,2219,2205,2191,2191,2191,2191,2191,2191,2191,2191,2191,2191,2191,2191,2191,2191,2191,2191,2191,2191,2191,2191,2191,2191,2191,2191,2191,2191,2191,2191,2191,2191,2191]
[null,null,null,null,null,null,null,null,null,null,"12 hrs TES - Class 3 - low",1793,1793,1348,1340,1331,1323,1315,1315,1315,1315,1315,1315,1315,1315,1315,1315,1315,1315,1315,1315,1315,1315,1315,1315,1315,1315,1315,1315,1315,1315,1315,1315,1315,1315,1315,1315,1315]
[null,null,null,null,null,null,null,null,null,null,"12 hrs TES - Class 3 - mid",1793,1793,1782,1771,1760,1749,1738,1695.7,1653.4,1611.1000000000001,1568.8000000000002,1526.5000000000002,1484.2000000000003,1441.9000000000003,1399.6000000000004,1357.3000000000004,1315,1315,1315,1315,1315,1315,1315,1315,1315,1315,1315,1315,1315,1315,1315,1315,1315,1315,1315,1315,1315]
[null,null,null,null,null,null,null,null,null,null,"12 hrs TES - Class 3 - high",1793,1793,2247,2233,2219,2205,2191,2191,2191,2191,2191,2191,2191,2191,2191,2191,2191,2191,2191,2191,2191,2191,2191,2191,2191,2191,2191,2191,2191,2191,2191,2191,2191,2191,2191,2191,2191]
[null,null,null,null,null,null,null,null,null,null,"12 hrs TES - Class 5 - low",1793,1793,1348,1340,1331,1323,1315,1315,1315,1315,1315,1315,1315,1315,1315,1315,1315,1315,1315,1315,1315,1315,1315,1315,1315,1315,1315,1315,1315,1315,1315,1315,1315,1315,1315,1315,1315]
[null,null,null,null,null,null,null,null,null,null,"12 hrs TES - Class 5 - mid",1793,1793,1782,1771,1760,1749,1738,1695.7,1653.4,1611.1000000000001,1568.8000000000002,1526.5000000000002,1484.2000000000003,1441.9000000000003,1399.6000000000004,1357.3000000000004,1315,1315,1315,1315,1315,1315,1315,1315,1315,1315,1315,1315,1315,1315,1315,1315,1315,1315,1315,1315,1315]
[null,null,null,null,null,null,null,null,null,null,"12 hrs TES - Class 5 - high",1793,1793,2247,2233,2219,2205,2191,2191,2191,2191,2191,2191,2191,2191,2191,2191,2191,2191,2191,2191,2191,2191,2191,2191,2191,2191,2191,2191,2191,2191,2191,2191,2191,2191,2191,2191,2191]
[]
[null,null,null,null,null,null,null,null,null,"Storage Capital Cost ($/kWh)","No TES - Class 1 - low","-","-","-","-","-","-","-","-","-","-","-","-","-","-","-","-","-","-","-","-","-","-","-","-","-","-","-","-","-","-","-","-","-","-","-","-","-"]
[null,null,null,null,null,null,null,null,null,null,"No TES - Class 1 - mid","-","-","-","-","-","-","-","-","-","-","-","-","-","-","-","-","-","-","-","-","-","-","-","-","-","-","-","-","-","-","-","-","-","-","-","-","-"]
[null,null,null,null,null,null,null,null,null,null,"No TES - Class 1 - high","-","-","-","-","-","-","-","-","-","-","-","-","-","-","-","-","-","-","-","-","-","-","-","-","-","-","-","-","-","-","-","-","-","-","-","-","-"]
[null,null,null,null,null,null,null,null,null,null,"No TES - Class 3 - low","-","-","-","-","-","-","-","-","-","-","-","-","-","-","-","-","-","-","-","-","-","-","-","-","-","-","-","-","-","-","-","-","-","-","-","-","-"]
[null,null,null,null,null,null,null,null,null,null,"No TES - Class 3 - mid","-","-","-","-","-","-","-","-","-","-","-","-","-","-","-","-","-","-","-","-","-","-","-","-","-","-","-","-","-","-","-","-","-","-","-","-","-"]
[null,null,null,null,null,null,null,null,null,null,"No TES - Class 3 - high","-","-","-","-","-","-","-","-","-","-","-","-","-","-","-","-","-","-","-","-","-","-","-","-","-","-","-","-","-","-","-","-","-","-","-","-","-"]
[null,null,null,null,null,null,null,null,null,null,"No TES - Class 5 - low","-","-","-","-","-","-","-","-","-","-","-","-","-","-","-","-","-","-","-","-","-","-","-","-","-","-","-","-","-","-","-","-","-","-","-","-","-"]
[null,null,null,null,null,null,null,null,null,null,"No TES - Class 5 - mid","-","-","-","-","-","-","-","-","-","-","-","-","-","-","-","-","-","-","-","-","-","-","-","-","-","-","-","-","-","-","-","-","-","-","-","-","-"]
[null,null,null,null,null,null,null,null,null,null,"No TES - Class 5 - high","-","-","-","-","-","-","-","-","-","-","-","-","-","-","-","-","-","-","-","-","-","-","-","-","-","-","-","-","-","-","-","-","-","-","-","-","-"]
[null,null,null,null,null,null,null,null,null,null,"6 hrs TES - Class 1 - low",113,113,77,68,59,50,41,41,41,41,41,41,41,41,41,41,41,41,41,41,41,41,41,41,41,41,41,41,41,41,41,41,41,41,41,41,41]
[null,null,null,null,null,null,null,null,null,null,"6 hrs TES - Class 1 - mid",113,113,102,90,78,66,54,52.7,51.400000000000006,50.100000000000009,48.800000000000011,47.500000000000014,46.200000000000017,44.90000000000002,43.600000000000023,42.300000000000026,41,41,41,41,41,41,41,41,41,41,41,41,41,41,41,41,41,41,41,41,41]
[null,null,null,null,null,null,null,null,null,null,"6 hrs TES - Class 1 - high",113,113,129,113,98,83,68,68,68,68,68,68,68,68,68,68,68,68,68,68,68,68,68,68,68,68,68,68,68,68,68,68,68,68,68,68,68]
[null,null,null,null,null,null,null,null,null,null,"6 hrs TES - Class 3 - low",113,113,77,68,59,50,41,41,41,41,41,41,41,41,41,41,41,41,41,41,41,41,41,41,41,41,41,41,41,41,41,41,41,41,41,41,41]
[null,null,null,null,null,null,null,null,null,null,"6 hrs TES - Class 3 - mid",113,113,102,90,78,66,54,52.7,51.400000000000006,50.100000000000009,48.800000000000011,47.500000000000014,46.200000000000017,44.90000000000002,43.600000000000023,42.300000000000026,41,41,41,41,41,41,41,41,41,41,41,41,41,41,41,41,41,41,41,41,41]
[null,null,null,null,null,null,null,null,null,null,"6 hrs TES - Class 3 - high",113,113,129,113,98,83,68,68,68,68,68,68,68,68,68,68,68,68,68,68,68,68,68,68,68,68,68,68,68,68,68,68,68,68,68,68,68]
[null,null,null,null,null,null,null,null,null,null,"6 hrs TES - Class 5 - low",113,113,77,68,59,50,41,41,41,41,41,41,41,41,41,41,41,41,41,41,41,41,41,41,41,41,41,41,41,41,41,41,41,41,41,41,41]
[null,null,null,null,null,null,null,null,null,null,"6 hrs TES - Class 5 - mid",113,113,102,90,78,66,54,52.7,51.400000000000006,50.100000000000009,48.800000000000011,47.500000000000014,46.200000000000017,44.90000000000002,43.600000000000023,42.300000000000026,41,41,41,41,41,41,41,41,41,41,41,41,41,41,41,41,41,41,41,41,41]
[null,null,null,null,null,null,null,null,null,null,"6 hrs TES - Class 5 - high",113,113,129,113,98,83,68,68,68,68,68,68,68,68,68,68,68,68,68,68,68,68,68,68,68,68,68,68,68,68,68,68,68,68,68,68,68]
[null,null,null,null,null,null,null,null,null,null,"12 hrs TES - Class 1 - low",113,113,77,68,59,50,41,41,41,41,41,41,41,41,41,41,41,41,41,41,41,41,41,41,41,41,41,41,41,41,41,41,41,41,41,41,41]
[null,null,null,null,null,null,null,null,null,null,"12 hrs TES - Class 1 - mid",113,113,102,90,78,66,54,52.7,51.400000000000006,50.100000000000009,48.800000000000011,47.500000000000014,46.200000000000017,44.90000000000002,43.600000000000023,42.300000000000026,41,41,41,41,41,41,41,41,41,41,41,41,41,41,41,41,41,41,41,41,41]
[null,null,null,null,null,null,null,null,null,null,"12 hrs TES - Class 1 - high",113,113,129,113,98,83,68,68,68,68,68,68,68,68,68,68,68,68,68,68,68,68,68,68,68,68,68,68,68,68,68,68,68,68,68,68,68]
[null,null,null,null,null,null,null,null,null,null,"12 hrs TES - Class 3 - low",113,113,77,68,59,50,41,41,41,41,41,41,41,41,41,41,41,41,41,41,41,41,41,41,41,41,41,41,41,41,41,41,41,41,41,41,41]
[null,null,null,null,null,null,null,null,null,null,"12 hrs TES - Class 3 - mid",113,113,102,90,78,66,54,52.7,51.400000000000006,50.100000000000009,48.800000000000011,47.500000000000014,46.200000000000017,44.90000000000002,43.600000000000023,42.300000000000026,41,41,41,41,41,41,41,41,41,41,41,41,41,41,41,41,41,41,41,41,41]
[null,null,null,null,null,null,null,null,null,null,"12 hrs TES - Class 3 - high",113,113,129,113,98,83,68,68,68,68,68,68,68,68,68,68,68,68,68,68,68,68,68,68,68,68,68,68,68,68,68,68,68,68,68,68,68]
[null,null,null,null,null,null,null,null,null,null,"12 hrs TES - Class 5 - low",113,113,77,68,59,50,41,41,41,41,41,41,41,41,41,41,41,41,41,41,41,41,41,41,41,41,41,41,41,41,41,41,41,41,41,41,41]
[null,null,null,null,null,null,null,null,null,null,"12 hrs TES - Class 5 - mid",113,113,102,90,78,66,54,52.7,51.400000000000006,50.100000000000009,48.800000000000011,47.500000000000014,46.200000000000017,44.90000000000002,43.600000000000023,42.300000000000026,41,41,41,41,41,41,41,41,41,41,41,41,41,41,41,41,41,41,41,41,41]
[null,null,null,null,null,null,null,null,null,null,"12 hrs TES - Class 5 - high",113,113,129,113,98,83,68,68,68,68,68,68,68,68,68,68,68,68,68,68,68,68,68,68,68,68,68,68,68,68,68,68,68,68,68,68,68]
[]
[null,null,null,null,null,null,null,null,null,"Field Capital Cost ($/kW)","No TES - Class 1 - low","-","-","-","-","-","-","-","-","-","-","-","-","-","-","-","-","-","-","-","-","-","-","-","-","-","-","-","-","-","-","-","-","-","-","-","-","-"]
[null,null,null,null,null,null,null,null,null,null,"No TES - Class 1 - mid","-","-","-","-","-","-","-","-","-","-","-","-","-","-","-","-","-","-","-","-","-","-","-","-","-","-","-","-","-","-","-","-","-","-","-","-","-"]
[null,null,null,null,null,null,null,null,null,null,"No TES - Class 1 - high","-","-","-","-","-","-","-","-","-","-","-","-","-","-","-","-","-","-","-","-","-","-","-","-","-","-","-","-","-","-","-","-","-","-","-","-","-"]
[null,null,null,null,null,null,null,null,null,null,"No TES - Class 3 - low","-","-","-","-","-","-","-","-","-","-","-","-","-","-","-","-","-","-","-","-","-","-","-","-","-","-","-","-","-","-","-","-","-","-","-","-","-"]
[null,null,null,null,null,null,null,null,null,null,"No TES - Class 3 - mid","-","-","-","-","-","-","-","-","-","-","-","-","-","-","-","-","-","-","-","-","-","-","-","-","-","-","-","-","-","-","-","-","-","-","-","-","-"]
[null,null,null,null,null,null,null,null,null,null,"No TES - Class 3 - high","-","-","-","-","-","-","-","-","-","-","-","-","-","-","-","-","-","-","-","-","-","-","-","-","-","-","-","-","-","-","-","-","-","-","-","-","-"]
[null,null,null,null,null,null,null,null,null,null,"No TES - Class 5 - low","-","-","-","-","-","-","-","-","-","-","-","-","-","-","-","-","-","-","-","-","-","-","-","-","-","-","-","-","-","-","-","-","-","-","-","-","-"]
[null,null,null,null,null,null,null,null,null,null,"No TES - Class 5 - mid","-","-","-","-","-","-","-","-","-","-","-","-","-","-","-","-","-","-","-","-","-","-","-","-","-","-","-","-","-","-","-","-","-","-","-","-","-"]
[null,null,null,null,null,null,null,null,null,null,"No TES - Class 5 - high","-","-","-","-","-","-","-","-","-","-","-","-","-","-","-","-","-","-","-","-","-","-","-","-","-","-","-","-","-","-","-","-","-","-","-","-","-"]
[null,null,null,null,null,null,null,null,null,null,"6 hrs TES - Class 1 - low",2153,2153,1455,1281,1108,934,761,761,761,761,761,761,761,761,761,761,761,761,761,761,761,761,761,761,761,761,761,761,761,761,761,761,761,761,761,761,761]
[null,null,null,null,null,null,null,null,null,null,"6 hrs TES - Class 1 - mid",2153,2153,1924,1694,1465,1235,1006,981.5,957,932.5,908,883.5,859,834.5,810,785.5,761,761,761,761,761,761,761,761,761,761,761,761,761,761,761,761,761,761,761,761,761]
[null,null,null,null,null,null,null,null,null,null,"6 hrs TES - Class 1 - high",2153,2153,2426,2136,1847,1557,1268,1268,1268,1268,1268,1268,1268,1268,1268,1268,1268,1268,1268,1268,1268,1268,1268,1268,1268,1268,1268,1268,1268,1268,1268,1268,1268,1268,1268,1268,1268]
[null,null,null,null,null,null,null,null,null,null,"6 hrs TES - Class 3 - low",2153,2153,1455,1281,1108,934,761,761,761,761,761,761,761,761,761,761,761,761,761,761,761,761,761,761,761,761,761,761,761,761,761,761,761,761,761,761,761]
[null,null,null,null,null,null,null,null,null,null,"6 hrs TES - Class 3 - mid",2153,2153,1924,1694,1465,1235,1006,981.5,957,932.5,908,883.5,859,834.5,810,785.5,761,761,761,761,761,761,761,761,761,761,761,761,761,761,761,761,761,761,761,761,761]
[null,null,null,null,null,null,null,null,null,null,"6 hrs TES - Class 3 - high",2153,2153,2426,2136,1847,1557,1268,1268,1268,1268,1268,1268,1268,1268,1268,1268,1268,1268,1268,1268,1268,1268,1268,1268,1268,1268,1268,1268,1268,1268,1268,1268,1268,1268,1268,1268,1268]
[null,null,null,null,null,null,null,null,null,null,"6 hrs TES - Class 5 - low",2153,2153,1455,1281,1108,934,761,761,761,761,761,761,761,761,761,761,761,761,761,761,761,761,761,761,761,761,761,761,761,761,761,761,761,761,761,761,761]
[null,null,null,null,null,null,null,null,null,null,"6 hrs TES - Class 5 - mid",2153,2153,1924,1694,1465,1235,1006,981.5,957,932.5,908,883.5,859,834.5,810,785.5,761,761,761,761,761,761,761,761,761,761,761,761,761,761,761,761,761,761,761,761,761]
[null,null,null,null,null,null,null,null,null,null,"6 hrs TES - Class 5 - high",2153,2153,2426,2136,1847,1557,1268,1268,1268,1268,1268,1268,1268,1268,1268,1268,1268,1268,1268,1268,1268,1268,1268,1268,1268,1268,1268,1268,1268,1268,1268,1268,1268,1268,1268,1268,1268]
[null,null,null,null,null,null,null,null,null,null,"12 hrs TES - Class 1 - low",2153,2153,1455,1281,1108,934,761,761,761,761,761,761,761,761,761,761,761,761,761,761,761,761,761,761,761,761,761,761,761,761,761,761,761,761,761,761,761]
[null,null,null,null,null,null,null,null,null,null,"12 hrs TES - Class 1 - mid",2153,2153,1924,1694,1465,1235,1006,981.5,957,932.5,908,883.5,859,834.5,810,785.5,761,761,761,761,761,761,761,761,761,761,761,761,761,761,761,761,761,761,761,761,761]
[null,null,null,null,null,null,null,null,null,null,"12 hrs TES - Class 1 - high",2153,2153,2426,2136,1847,1557,1268,1268,1268,1268,1268,1268,1268,1268,1268,1268,1268,1268,1268,1268,1268,1268,1268,1268,1268,1268,1268,1268,1268,1268,1268,1268,1268,1268,1268,1268,1268]
[null,null,null,null,null,null,null,null,null,null,"12 hrs TES - Class 3 - low",2153,2153,1455,1281,1108,934,761,761,761,761,761,761,761,761,761,761,761,761,761,761,761,761,761,761,761,761,761,761,761,761,761,761,761,761,761,761,761]
[null,null,null,null,null,null,null,null,null,null,"12 hrs TES - Class 3 - mid",2153,2153,1924,1694,1465,1235,1006,981.5,957,932.5,908,883.5,859,834.5,810,785.5,761,761,761,761,761,761,761,761,761,761,761,761,761,761,761,761,761,761,761,761,761]
[null,null,null,null,null,null,null,null,null,null,"12 hrs TES - Class 3 - high",2153,2153,2426,2136,1847,1557,1268,1268,1268,1268,1268,1268,1268,1268,1268,1268,1268,1268,1268,1268,1268,1268,1268,1268,1268,1268,1268,1268,1268,1268,1268,1268,1268,1268,1268,1268,1268]
[null,null,null,null,null,null,null,null,null,null,"12 hrs TES - Class 5 - low",2153,2153,1455,1281,1108,934,761,761,761,761,761,761,761,761,761,761,761,761,761,761,761,761,761,761,761,761,761,761,761,761,761,761,761,761,761,761,761]
[null,null,null,null,null,null,null,null,null,null,"12 hrs TES - Class 5 - mid",2153,2153,1924,1694,1465,1235,1006,981.5,957,932.5,908,883.5,859,834.5,810,785.5,761,761,761,761,761,761,761,761,761,761,761,761,761,761,761,761,761,761,761,761,761]
[null,null,null,null,null,null,null,null,null,null,"12 hrs TES - Class 5 - high",2153,2153,2426,2136,1847,1557,1268,1268,1268,1268,1268,1268,1268,1268,1268,1268,1268,1268,1268,1268,1268,1268,1268,1268,1268,1268,1268,1268,1268,1268,1268,1268,1268,1268,1268,1268,1268]
[" "]
[null,null,null,null,null,null,null,null,null,"Overnight Capital Cost ($/kW)","No TES - Class 1 - low"]
[null,null,null,null,null,null,null,null,null,null,"No TES - Class 1 - mid"]
[null,null,null,null,null,null,null,null,null,null,"No TES - Class 1 - high"]
[null,null,null,null,null,null,null,null,null,null,"No TES - Class 3 - low"]
[null,null,null,null,null,null,null,null,null,null,"No TES - Class 3 - mid"]
[null,null,null,null,null,null,null,null,null,null,"No TES - Class 3 - high"]
[null,null,null,null,null,null,null,null,null,null,"No TES - Class 5 - low"]
[null,null,null,null,null,null,null,null,null,null,"No TES - Class 5 - mid"]
[null,null,null,null,null,null,null,null,null,null,"No TES - Class 5 - high"]
[null,null,null,null,null,null,null,null,null,null,"6 hrs TES - Class 1 - low",{"$f":"(100000*L273+(6*100000)*L301+(100000*2)*L329)/100000","v":6777},{"$f":"(100000*M273+(6*100000)*M301+(100000*2)*M329)/100000","v":6777},4720,4310,3901,3491,3083,3083,3083,3083,3083,3083,3083,3083,3083,3083,3083,3083,3083,3083,3083,3083,3083,3083,3083,3083,3083,3083,3083,3083,3083,3083,3083,3083,3083,3083,3083]
[null,null,null,null,null,null,null,null,null,null,"6 hrs TES - Class 1 - mid",{"$f":"(100000*L274+(6*100000)*L302+(100000*2)*L330)/100000","v":6777},6777,6242,5699,5158,4615,4074,3974.9,3875.8,3776.7,3677.6,3578.5,3479.4,3380.3,3281.2000000000007,3182.1000000000008,3083,3083,3083,3083,3083,3083,3083,3083,3083,3083,3083,3083,3083,3083,3083,3083,3083,3083,3083,3083,3083]
[null,null,null,null,null,null,null,null,null,null,"6 hrs TES - Class 1 - high",6777,6777,7873,7183,6501,5817,5135,5135,5135,5135,5135,5135,5135,5135,5135,5135,5135,5135,5135,5135,5135,5135,5135,5135,5135,5135,5135,5135,5135,5135,5135,5135,5135,5135,5135,5135,5135]
[null,null,null,null,null,null,null,null,null,null,"6 hrs TES - Class 3 - low",{"$f":"(100000*L276+(6*100000)*L304+(100000*2)*L332)/100000","v":6777},6777,4720,4310,3901,3491,3083,3083,3083,3083,3083,3083,3083,3083,3083,3083,3083,3083,3083,3083,3083,3083,3083,3083,3083,3083,3083,3083,3083,3083,3083,3083,3083,3083,3083,3083,3083]
[null,null,null,null,null,null,null,null,null,null,"6 hrs TES - Class 3 - mid",6777,6777,6242,5699,5158,4615,4074,3974.9,3875.8,3776.7,3677.6,3578.5,3479.4,3380.3,3281.2000000000007,3182.1000000000008,3083,3083,3083,3083,3083,3083,3083,3083,3083,3083,3083,3083,3083,3083,3083,3083,3083,3083,3083,3083,3083]
[null,null,null,null,null,null,null,null,null,null,"6 hrs TES - Class 3 - high",6777,6777,7873,7183,6501,5817,5135,5135,5135,5135,5135,5135,5135,5135,5135,5135,5135,5135,5135,5135,5135,5135,5135,5135,5135,5135,5135,5135,5135,5135,5135,5135,5135,5135,5135,5135,5135]
[null,null,null,null,null,null,null,null,null,null,"6 hrs TES - Class 5 - low",6777,6777,4720,4310,3901,3491,3083,3083,3083,3083,3083,3083,3083,3083,3083,3083,3083,3083,3083,3083,3083,3083,3083,3083,3083,3083,3083,3083,3083,3083,3083,3083,3083,3083,3083,3083,3083]
[null,null,null,null,null,null,null,null,null,null,"6 hrs TES - Class 5 - mid",6777,6777,6242,5699,5158,4615,4074,3974.9,3875.8,3776.7,3677.6,3578.5,3479.4,3380.3,3281.2000000000007,3182.1000000000008,3083,3083,3083,{"$f":"(100000*AE280+(6*100000)*AE308+(100000*2)*AE336)/100000","v":3083},3083,3083,3083,3083,3083,3083,3083,3083,3083,3083,3083,3083,3083,3083,3083,3083,3083]
[null,null,null,null,null,null,null,null,null,null,"6 hrs TES - Class 5 - high",6777,6777,7873,7183,6501,5817,5135,5135,5135,5135,5135,5135,5135,5135,5135,5135,5135,5135,5135,5135,5135,5135,5135,5135,5135,5135,5135,5135,5135,5135,5135,5135,5135,5135,5135,5135,5135]
[null,null,null,null,null,null,null,null,null,null,"12 hrs TES - Class 1 - low",{"$f":"(100000*L282+(12*100000)*L310+(100000*2.5)*L338)/100000","v":8531.5},{"$f":"(100000*M282+(12*100000)*M310+(100000*2.5)*M338)/100000","v":8531.5},5909.5,5358.5,4809,4258,3709.5,3709.5,3709.5,3709.5,3709.5,3709.5,3709.5,3709.5,3709.5,3709.5,3709.5,3709.5,3709.5,3709.5,3709.5,3709.5,3709.5,3709.5,3709.5,3709.5,3709.5,3709.5,3709.5,3709.5,3709.5,3709.5,3709.5,3709.5,3709.5,3709.5,3709.5]
[null,null,null,null,null,null,null,null,null,null,"12 hrs TES - Class 1 - mid",{"$f":"(100000*L283+(12*100000)*L311+(100000*2.5)*L339)/100000","v":8531.5},8531.5,7816,7086,6358.5,5628.5,4901,4781.8500000000004,4662.7,4543.55,4424.4000000000005,4305.2500000000009,4186.1000000000004,4066.9500000000007,3947.8000000000006,3828.6500000000005,3709.5,3709.5,3709.5,3709.5,3709.5,3709.5,3709.5,3709.5,3709.5,3709.5,3709.5,3709.5,3709.5,3709.5,3709.5,3709.5,3709.5,3709.5,3709.5,3709.5,3709.5]
[null,null,null,null,null,null,null,null,null,null,"12 hrs TES - Class 1 - high",8531.5,8531.5,9860,8929,8012.5,7093.5,6177,6177,6177,6177,6177,6177,6177,6177,6177,6177,6177,6177,6177,6177,6177,6177,6177,6177,6177,6177,6177,6177,6177,6177,6177,6177,6177,6177,6177,6177,6177]
[null,null,null,null,null,null,null,null,null,null,"12 hrs TES - Class 3 - low",8531.5,8531.5,5909.5,5358.5,4809,4258,3709.5,3709.5,3709.5,3709.5,3709.5,3709.5,3709.5,3709.5,3709.5,3709.5,3709.5,3709.5,3709.5,3709.5,3709.5,3709.5,3709.5,3709.5,3709.5,3709.5,3709.5,3709.5,3709.5,3709.5,3709.5,3709.5,3709.5,3709.5,3709.5,3709.5,3709.5]
[null,null,null,null,null,null,null,null,null,null,"12 hrs TES - Class 3 - mid",8531.5,8531.5,7816,7086,6358.5,5628.5,4901,4781.8500000000004,4662.7,4543.55,4424.4000000000005,4305.2500000000009,4186.1000000000004,4066.9500000000007,3947.8000000000006,3828.6500000000005,3709.5,3709.5,3709.5,3709.5,3709.5,3709.5,3709.5,3709.5,3709.5,3709.5,3709.5,3709.5,3709.5,3709.5,3709.5,3709.5,3709.5,3709.5,3709.5,3709.5,3709.5]
[null,null,null,null,null,null,null,null,null,null,"12 hrs TES - Class 3 - high",8531.5,8531.5,9860,8929,8012.5,7093.5,6177,6177,6177,6177,6177,6177,6177,6177,6177,6177,6177,6177,6177,6177,6177,6177,6177,6177,6177,6177,6177,6177,6177,6177,6177,6177,6177,6177,6177,6177,6177]
[null,null,null,null,null,null,null,null,null,null,"12 hrs TES - Class 5 - low",8531.5,8531.5,5909.5,5358.5,4809,4258,3709.5,3709.5,3709.5,3709.5,3709.5,3709.5,3709.5,3709.5,3709.5,3709.5,3709.5,3709.5,3709.5,3709.5,3709.5,3709.5,3709.5,3709.5,3709.5,3709.5,3709.5,3709.5,3709.5,3709.5,3709.5,3709.5,3709.5,3709.5,3709.5,3709.5,3709.5]
[null,null,null,null,null,null,null,null,null,null,"12 hrs TES - Class 5 - mid",8531.5,8531.5,7816,7086,6358.5,5628.5,4901,4781.8500000000004,4662.7,4543.55,4424.4000000000005,4305.2500000000009,4186.1000000000004,4066.9500000000007,3947.8000000000006,3828.6500000000005,3709.5,3709.5,3709.5,{"$f":"(100000*AE289+(12*100000)*AE317+(100000*2.5)*AE345)/100000","v":3709.5},3709.5,3709.5,3709.5,3709.5,3709.5,3709.5,3709.5,3709.5,3709.5,3709.5,3709.5,3709.5,3709.5,3709.5,3709.5,3709.5,3709.5]
[null,null,null,null,null,null,null,null,null,null,"12 hrs TES - Class 5 - high",8531.5,8531.5,9860,8929,8012.5,7093.5,6177,6177,6177,6177,6177,6177,6177,6177,6177,6177,6177,6177,6177,6177,6177,6177,6177,6177,6177,6177,6177,6177,6177,6177,6177,6177,6177,6177,6177,6177,6177]
[]
[null,null,null,null,null,null,null,null,null,"Fixed Operation and Maintenance Expenses ($/MW)","No TES - Class 1 - low"]
[null,null,null,null,null,null,null,null,null,null,"No TES - Class 1 - mid"]
[null,null,null,null,null,null,null,null,null,null,"No TES - Class 1 - high"]
[null,null,null,null,null,null,null,null,null,null,"No TES - Class 3 - low"]
[null,null,null,null,null,null,null,null,null,null,"No TES - Class 3 - mid"]
[null,null,null,null,null,null,null,null,null,null,"No TES - Class 3 - high"]
[null,null,null,null,null,null,null,null,null,null,"No TES - Class 5 - low"]
[null,null,null,null,null,null,null,null,null,null,"No TES - Class 5 - mid"]
[null,null,null,null,null,null,null,null,null,null,"No TES - Class 5 - high"]
[null,null,null,null,null,null,null,null,null,null,"6 hrs TES - Class 1 - low",71,68,65,61,58,54,51,51,51,51,51,51,51,51,51,51,51,51,51,51,51,51,51,51,51,51,51,51,51,51,51,51,51,51,51,51,51]
[null,null,null,null,null,null,null,null,null,null,"6 hrs TES - Class 1 - mid",71,68,65,61,58,54,51,51,51,51,51,51,51,51,51,51,51,51,51,51,51,51,51,51,51,51,51,51,51,51,51,51,51,51,51,51,51]
[null,null,null,null,null,null,null,null,null,null,"6 hrs TES - Class 1 - high",71,68,65,61,58,54,51,51,51,51,51,51,51,51,51,51,51,51,51,51,51,51,51,51,51,51,51,51,51,51,51,51,51,51,51,51,51]
[null,null,null,null,null,null,null,null,null,null,"6 hrs TES - Class 3 - low",71,68,65,61,58,54,51,51,51,51,51,51,51,51,51,51,51,51,51,51,51,51,51,51,51,51,51,51,51,51,51,51,51,51,51,51,51]
[null,null,null,null,null,null,null,null,null,null,"6 hrs TES - Class 3 - mid",71,68,65,61,58,54,51,51,51,51,51,51,51,51,51,51,51,51,51,51,51,51,51,51,51,51,51,51,51,51,51,51,51,51,51,51,51]
[null,null,null,null,null,null,null,null,null,null,"6 hrs TES - Class 3 - high",71,68,65,61,58,54,51,51,51,51,51,51,51,51,51,51,51,51,51,51,51,51,51,51,51,51,51,51,51,51,51,51,51,51,51,51,51]
[null,null,null,null,null,null,null,null,null,null,"6 hrs TES - Class 5 - low",71,68,65,61,58,54,51,51,51,51,51,51,51,51,51,51,51,51,51,51,51,51,51,51,51,51,51,51,51,51,51,51,51,51,51,51,51]
[null,null,null,null,null,null,null,null,null,null,"6 hrs TES - Class 5 - mid",71,68,65,61,58,54,51,51,51,51,51,51,51,51,51,51,51,51,51,51,51,51,51,51,51,51,51,51,51,51,51,51,51,51,51,51,51]
[null,null,null,null,null,null,null,null,null,null,"6 hrs TES - Class 5 - high",71,68,65,61,58,54,51,51,51,51,51,51,51,51,51,51,51,51,51,51,51,51,51,51,51,51,51,51,51,51,51,51,51,51,51,51,51]
[null,null,null,null,null,null,null,null,null,null,"12 hrs TES - Class 1 - low",71,68,65,61,58,54,51,51,51,51,51,51,51,51,51,51,51,51,51,51,51,51,51,51,51,51,51,51,51,51,51,51,51,51,51,51,51]
[null,null,null,null,null,null,null,null,null,null,"12 hrs TES - Class 1 - mid",71,68,65,61,58,54,51,51,51,51,51,51,51,51,51,51,51,51,51,51,51,51,51,51,51,51,51,51,51,51,51,51,51,51,51,51,51]
[null,null,null,null,null,null,null,null,null,null,"12 hrs TES - Class 1 - high",71,68,65,61,58,54,51,51,51,51,51,51,51,51,51,51,51,51,51,51,51,51,51,51,51,51,51,51,51,51,51,51,51,51,51,51,51]
[null,null,null,null,null,null,null,null,null,null,"12 hrs TES - Class 3 - low",71,68,65,61,58,54,51,51,51,51,51,51,51,51,51,51,51,51,51,51,51,51,51,51,51,51,51,51,51,51,51,51,51,51,51,51,51]
[null,null,null,null,null,null,null,null,null,null,"12 hrs TES - Class 3 - mid",71,68,65,61,58,54,51,51,51,51,51,51,51,51,51,51,51,51,51,51,51,51,51,51,51,51,51,51,51,51,51,51,51,51,51,51,51]
[null,null,null,null,null,null,null,null,null,null,"12 hrs TES - Class 3 - high",71,68,65,61,58,54,51,51,51,51,51,51,51,51,51,51,51,51,51,51,51,51,51,51,51,51,51,51,51,51,51,51,51,51,51,51,51]
[null,null,null,null,null,null,null,null,null,null,"12 hrs TES - Class 5 - low",71,68,65,61,58,54,51,51,51,51,51,51,51,51,51,51,51,51,51,51,51,51,51,51,51,51,51,51,51,51,51,51,51,51,51,51,51]
[null,null,null,null,null,null,null,null,null,null,"12 hrs TES - Class 5 - mid",71,68,65,61,58,54,51,51,51,51,51,51,51,51,51,51,51,51,51,51,51,51,51,51,51,51,51,51,51,51,51,51,51,51,51,51,51]
[null,null,null,null,null,null,null,null,null,null,"12 hrs TES - Class 5 - high",71,68,65,61,58,54,51,51,51,51,51,51,51,51,51,51,51,51,51,51,51,51,51,51,51,51,51,51,51,51,51,51,51,51,51,51,51]
[]
[null,null,null,null,null,null,null,null,null,"Variable Operation and Maintenance Expenses ($/MWh)","No TES - Class 1 - low",0,0,0,0,0,0,0,0,0,0,0,0,0,0,0,0,0,0,0,0,0,0,0,0,0,0,0,0,0,0,0,0,0,0,0,0,0]
[null,null,null,null,null,null,null,null,null,null,"No TES - Class 1 - mid",0,0,0,0,0,0,0,0,0,0,0,0,0,0,0,0,0,0,0,0,0,0,0,0,0,0,0,0,0,0,0,0,0,0,0,0,0]
[null,null,null,null,null,null,null,null,null,null,"No TES - Class 1 - high",0,0,0,0,0,0,0,0,0,0,0,0,0,0,0,0,0,0,0,0,0,0,0,0,0,0,0,0,0,0,0,0,0,0,0,0,0]
[null,null,null,null,null,null,null,null,null,null,"No TES - Class 3 - low",0,0,0,0,0,0,0,0,0,0,0,0,0,0,0,0,0,0,0,0,0,0,0,0,0,0,0,0,0,0,0,0,0,0,0,0,0]
[null,null,null,null,null,null,null,null,null,null,"No TES - Class 3 - mid",0,0,0,0,0,0,0,0,0,0,0,0,0,0,0,0,0,0,0,0,0,0,0,0,0,0,0,0,0,0,0,0,0,0,0,0,0]
[null,null,null,null,null,null,null,null,null,null,"No TES - Class 3 - high",0,0,0,0,0,0,0,0,0,0,0,0,0,0,0,0,0,0,0,0,0,0,0,0,0,0,0,0,0,0,0,0,0,0,0,0,0]
[null,null,null,null,null,null,null,null,null,null,"No TES - Class 5 - low",0,0,0,0,0,0,0,0,0,0,0,0,0,0,0,0,0,0,0,0,0,0,0,0,0,0,0,0,0,0,0,0,0,0,0,0,0]
[null,null,null,null,null,null,null,null,null,null,"No TES - Class 5 - mid",0,0,0,0,0,0,0,0,0,0,0,0,0,0,0,0,0,0,0,0,0,0,0,0,0,0,0,0,0,0,0,0,0,0,0,0,0]
[null,null,null,null,null,null,null,null,null,null,"No TES - Class 5 - high",0,0,0,0,0,0,0,0,0,0,0,0,0,0,0,0,0,0,0,0,0,0,0,0,0,0,0,0,0,0,0,0,0,0,0,0,0]
[null,null,null,null,null,null,null,null,null,null,"6 hrs TES - Class 1 - low",3,3,3,3,3,3,3,3,3,3,3,3,3,3,3,3,3,3,3,3,3,3,3,3,3,3,3,3,3,3,3,3,3,3,3,3,3]
[null,null,null,null,null,null,null,null,null,null,"6 hrs TES - Class 1 - mid",3,3,3,3,3,3,3,3,3,3,3,3,3,3,3,3,3,3,3,3,3,3,3,3,3,3,3,3,3,3,3,3,3,3,3,3,3]
[null,null,null,null,null,null,null,null,null,null,"6 hrs TES - Class 1 - high",3,3,3,3,3,3,3,3,3,3,3,3,3,3,3,3,3,3,3,3,3,3,3,3,3,3,3,3,3,3,3,3,3,3,3,3,3]
[null,null,null,null,null,null,null,null,null,null,"6 hrs TES - Class 3 - low",3,3,3,3,3,3,3,3,3,3,3,3,3,3,3,3,3,3,3,3,3,3,3,3,3,3,3,3,3,3,3,3,3,3,3,3,3]
[null,null,null,null,null,null,null,null,null,null,"6 hrs TES - Class 3 - mid",3,3,3,3,3,3,3,3,3,3,3,3,3,3,3,3,3,3,3,3,3,3,3,3,3,3,3,3,3,3,3,3,3,3,3,3,3]
[null,null,null,null,null,null,null,null,null,null,"6 hrs TES - Class 3 - high",3,3,3,3,3,3,3,3,3,3,3,3,3,3,3,3,3,3,3,3,3,3,3,3,3,3,3,3,3,3,3,3,3,3,3,3,3]
[null,null,null,null,null,null,null,null,null,null,"6 hrs TES - Class 5 - low",3,3,3,3,3,3,3,3,3,3,3,3,3,3,3,3,3,3,3,3,3,3,3,3,3,3,3,3,3,3,3,3,3,3,3,3,3]
[null,null,null,null,null,null,null,null,null,null,"6 hrs TES - Class 5 - mid",3,3,3,3,3,3,3,3,3,3,3,3,3,3,3,3,3,3,3,3,3,3,3,3,3,3,3,3,3,3,3,3,3,3,3,3,3]
[null,null,null,null,null,null,null,null,null,null,"6 hrs TES - Class 5 - high",3,3,3,3,3,3,3,3,3,3,3,3,3,3,3,3,3,3,3,3,3,3,3,3,3,3,3,3,3,3,3,3,3,3,3,3,3]
[null,null,null,null,null,null,null,null,null,null,"12 hrs TES - Class 1 - low",3,3,3,3,3,3,3,3,3,3,3,3,3,3,3,3,3,3,3,3,3,3,3,3,3,3,3,3,3,3,3,3,3,3,3,3,3]
[null,null,null,null,null,null,null,null,null,null,"12 hrs TES - Class 1 - mid",3,3,3,3,3,3,3,3,3,3,3,3,3,3,3,3,3,3,3,3,3,3,3,3,3,3,3,3,3,3,3,3,3,3,3,3,3]
[null,null,null,null,null,null,null,null,null,null,"12 hrs TES - Class 1 - high",3,3,3,3,3,3,3,3,3,3,3,3,3,3,3,3,3,3,3,3,3,3,3,3,3,3,3,3,3,3,3,3,3,3,3,3,3]
[null,null,null,null,null,null,null,null,null,null,"12 hrs TES - Class 3 - low",3,3,3,3,3,3,3,3,3,3,3,3,3,3,3,3,3,3,3,3,3,3,3,3,3,3,3,3,3,3,3,3,3,3,3,3,3]
[null,null,null,null,null,null,null,null,null,null,"12 hrs TES - Class 3 - mid",3,3,3,3,3,3,3,3,3,3,3,3,3,3,3,3,3,3,3,3,3,3,3,3,3,3,3,3,3,3,3,3,3,3,3,3,3]
[null,null,null,null,null,null,null,null,null,null,"12 hrs TES - Class 3 - high",3,3,3,3,3,3,3,3,3,3,3,3,3,3,3,3,3,3,3,3,3,3,3,3,3,3,3,3,3,3,3,3,3,3,3,3,3]
[null,null,null,null,null,null,null,null,null,null,"12 hrs TES - Class 5 - low",3,3,3,3,3,3,3,3,3,3,3,3,3,3,3,3,3,3,3,3,3,3,3,3,3,3,3,3,3,3,3,3,3,3,3,3,3]
[null,null,null,null,null,null,null,null,null,null,"12 hrs TES - Class 5 - mid",3,3,3,3,3,3,3,3,3,3,3,3,3,3,3,3,3,3,3,3,3,3,3,3,3,3,3,3,3,3,3,3,3,3,3,3,3]
[null,null,null,null,null,null,null,null,null,null,"12 hrs TES - Class 5 - high",3,3,3,3,3,3,3,3,3,3,3,3,3,3,3,3,3,3,3,3,3,3,3,3,3,3,3,3,3,3,3,3,3,3,3,3,3]
[]
[]
[null,null,null,null,null,null,null,null,null,null,null,{"$f":"L151","v":2014},2015,2016,2017,2018,2019,2020,2021,2022,2023,2024,2025,2026,2027,2028,2029,2030,2031,2032,2033,2034,2035,2036,2037,2038,2039,2040,2041,2042,2043,2044,2045,2046,2047,2048,2049,2050]
[null,null,null,null,null,null,null,"Finance",null,"Weighted Average Cost of Capital (WACC) (Nominal) (%)","No TES - Class 1 - low",{"$f":"$S$43","v":8.8999999999999996E-2},8.8999999999999996E-2,8.8999999999999996E-2,8.8999999999999996E-2,8.8999999999999996E-2,8.8999999999999996E-2,8.8999999999999996E-2,8.8999999999999996E-2,8.8999999999999996E-2,8.8999999999999996E-2,{"$f":"$S$43","v":8.8999999999999996E-2},8.8999999999999996E-2,8.8999999999999996E-2,8.8999999999999996E-2,8.8999999999999996E-2,8.8999999999999996E-2,8.8999999999999996E-2,8.8999999999999996E-2,8.8999999999999996E-2,8.8999999999999996E-2,{"$f":"$S$43","v":8.8999999999999996E-2},8.8999999999999996E-2,8.8999999999999996E-2,8.8999999999999996E-2,8.8999999999999996E-2,8.8999999999999996E-2,8.8999999999999996E-2,8.8999999999999996E-2,8.8999999999999996E-2,8.8999999999999996E-2,{"$f":"$S$43","v":8.8999999999999996E-2},8.8999999999999996E-2,8.8999999999999996E-2,8.8999999999999996E-2,8.8999999999999996E-2,8.8999999999999996E-2,8.8999999999999996E-2]
[null,null,null,null,null,null,null,null,null,null,"No TES - Class 1 - mid",8.8999999999999996E-2,8.8999999999999996E-2,8.8999999999999996E-2,8.8999999999999996E-2,8.8999999999999996E-2,8.8999999999999996E-2,8.8999999999999996E-2,8.8999999999999996E-2,8.8999999999999996E-2,8.8999999999999996E-2,8.8999999999999996E-2,8.8999999999999996E-2,8.8999999999999996E-2,8.8999999999999996E-2,8.8999999999999996E-2,8.8999999999999996E-2,8.8999999999999996E-2,8.8999999999999996E-2,8.8999999999999996E-2,8.8999999999999996E-2,8.8999999999999996E-2,8.8999999999999996E-2,8.8999999999999996E-2,8.8999999999999996E-2,8.8999999999999996E-2,8.8999999999999996E-2,8.8999999999999996E-2,8.8999999999999996E-2,8.8999999999999996E-2,8.8999999999999996E-2,8.8999999999999996E-2,8.8999999999999996E-2,8.8999999999999996E-2,8.8999999999999996E-2,8.8999999999999996E-2,8.8999999999999996E-2,8.8999999999999996E-2]
[null,null,null,null,null,null,null,null,null,null,"No TES - Class 1 - high",8.8999999999999996E-2,8.8999999999999996E-2,8.8999999999999996E-2,8.8999999999999996E-2,8.8999999999999996E-2,8.8999999999999996E-2,8.8999999999999996E-2,8.8999999999999996E-2,8.8999999999999996E-2,8.8999999999999996E-2,8.8999999999999996E-2,8.8999999999999996E-2,8.8999999999999996E-2,8.8999999999999996E-2,8.8999999999999996E-2,8.8999999999999996E-2,8.8999999999999996E-2,8.8999999999999996E-2,8.8999999999999996E-2,8.8999999999999996E-2,8.8999999999999996E-2,8.8999999999999996E-2,8.8999999999999996E-2,8.8999999999999996E-2,8.8999999999999996E-2,8.8999999999999996E-2,8.8999999999999996E-2,8.8999999999999996E-2,8.8999999999999996E-2,8.8999999999999996E-2,8.8999999999999996E-2,8.8999999999999996E-2,8.8999999999999996E-2,8.8999999999999996E-2,8.8999999999999996E-2,8.8999999999999996E-2,8.8999999999999996E-2]
[null,null,null,null,null,null,null,null,null,null,"No TES - Class 3 - low",8.8999999999999996E-2,8.8999999999999996E-2,8.8999999999999996E-2,8.8999999999999996E-2,8.8999999999999996E-2,8.8999999999999996E-2,8.8999999999999996E-2,8.8999999999999996E-2,8.8999999999999996E-2,8.8999999999999996E-2,8.8999999999999996E-2,8.8999999999999996E-2,8.8999999999999996E-2,8.8999999999999996E-2,8.8999999999999996E-2,8.8999999999999996E-2,8.8999999999999996E-2,8.8999999999999996E-2,8.8999999999999996E-2,8.8999999999999996E-2,8.8999999999999996E-2,8.8999999999999996E-2,8.8999999999999996E-2,8.8999999999999996E-2,8.8999999999999996E-2,8.8999999999999996E-2,8.8999999999999996E-2,8.8999999999999996E-2,8.8999999999999996E-2,8.8999999999999996E-2,8.8999999999999996E-2,8.8999999999999996E-2,8.8999999999999996E-2,8.8999999999999996E-2,8.8999999999999996E-2,8.8999999999999996E-2,8.8999999999999996E-2]
[null,null,null,null,null,null,null,null,null,null,"No TES - Class 3 - mid",8.8999999999999996E-2,8.8999999999999996E-2,8.8999999999999996E-2,8.8999999999999996E-2,8.8999999999999996E-2,8.8999999999999996E-2,8.8999999999999996E-2,8.8999999999999996E-2,8.8999999999999996E-2,8.8999999999999996E-2,8.8999999999999996E-2,8.8999999999999996E-2,8.8999999999999996E-2,8.8999999999999996E-2,8.8999999999999996E-2,8.8999999999999996E-2,8.8999999999999996E-2,8.8999999999999996E-2,8.8999999999999996E-2,8.8999999999999996E-2,8.8999999999999996E-2,8.8999999999999996E-2,8.8999999999999996E-2,8.8999999999999996E-2,8.8999999999999996E-2,8.8999999999999996E-2,8.8999999999999996E-2,8.8999999999999996E-2,8.8999999999999996E-2,8.8999999999999996E-2,8.8999999999999996E-2,8.8999999999999996E-2,8.8999999999999996E-2,8.8999999999999996E-2,8.8999999999999996E-2,8.8999999999999996E-2,8.8999999999999996E-2]
[null,null,null,null,null,null,null,null,null,null,"No TES - Class 3 - high",8.8999999999999996E-2,8.8999999999999996E-2,8.8999999999999996E-2,8.8999999999999996E-2,8.8999999999999996E-2,8.8999999999999996E-2,8.8999999999999996E-2,8.8999999999999996E-2,8.8999999999999996E-2,8.8999999999999996E-2,8.8999999999999996E-2,8.8999999999999996E-2,8.8999999999999996E-2,8.8999999999999996E-2,8.8999999999999996E-2,8.8999999999999996E-2,8.8999999999999996E-2,8.8999999999999996E-2,8.8999999999999996E-2,8.8999999999999996E-2,8.8999999999999996E-2,8.8999999999999996E-2,8.8999999999999996E-2,8.8999999999999996E-2,8.8999999999999996E-2,8.8999999999999996E-2,8.8999999999999996E-2,8.8999999999999996E-2,8.8999999999999996E-2,8.8999999999999996E-2,8.8999999999999996E-2,8.8999999999999996E-2,8.8999999999999996E-2,8.8999999999999996E-2,8.8999999999999996E-2,8.8999999999999996E-2,8.8999999999999996E-2]
[null,null,null,null,null,null,null,null,null,null,"No TES - Class 5 - low",8.8999999999999996E-2,8.8999999999999996E-2,8.8999999999999996E-2,8.8999999999999996E-2,8.8999999999999996E-2,8.8999999999999996E-2,8.8999999999999996E-2,8.8999999999999996E-2,8.8999999999999996E-2,8.8999999999999996E-2,8.8999999999999996E-2,8.8999999999999996E-2,8.8999999999999996E-2,8.8999999999999996E-2,8.8999999999999996E-2,8.8999999999999996E-2,8.8999999999999996E-2,8.8999999999999996E-2,8.8999999999999996E-2,8.8999999999999996E-2,8.8999999999999996E-2,8.8999999999999996E-2,8.8999999999999996E-2,8.8999999999999996E-2,8.8999999999999996E-2,8.8999999999999996E-2,8.8999999999999996E-2,8.8999999999999996E-2,8.8999999999999996E-2,8.8999999999999996E-2,8.8999999999999996E-2,8.8999999999999996E-2,8.8999999999999996E-2,8.8999999999999996E-2,8.8999999999999996E-2,8.8999999999999996E-2,8.8999999999999996E-2]
[null,null,null,null,null,null,null,null,null,null,"No TES - Class 5 - mid",8.8999999999999996E-2,8.8999999999999996E-2,8.8999999999999996E-2,8.8999999999999996E-2,8.8999999999999996E-2,8.8999999999999996E-2,8.8999999999999996E-2,8.8999999999999996E-2,8.8999999999999996E-2,8.8999999999999996E-2,8.8999999999999996E-2,8.8999999999999996E-2,8.8999999999999996E-2,8.8999999999999996E-2,8.8999999999999996E-2,8.8999999999999996E-2,8.8999999999999996E-2,8.8999999999999996E-2,8.8999999999999996E-2,8.8999999999999996E-2,8.8999999999999996E-2,8.8999999999999996E-2,8.8999999999999996E-2,8.8999999999999996E-2,8.8999999999999996E-2,8.8999999999999996E-2,8.8999999999999996E-2,8.8999999999999996E-2,8.8999999999999996E-2,8.8999999999999996E-2,8.8999999999999996E-2,8.8999999999999996E-2,8.8999999999999996E-2,8.8999999999999996E-2,8.8999999999999996E-2,8.8999999999999996E-2,8.8999999999999996E-2]
[null,null,null,null,null,null,null,null,null,null,"No TES - Class 5 - high",8.8999999999999996E-2,8.8999999999999996E-2,8.8999999999999996E-2,8.8999999999999996E-2,8.8999999999999996E-2,8.8999999999999996E-2,8.8999999999999996E-2,8.8999999999999996E-2,8.8999999999999996E-2,8.8999999999999996E-2,8.8999999999999996E-2,8.8999999999999996E-2,8.8999999999999996E-2,8.8999999999999996E-2,8.8999999999999996E-2,8.8999999999999996E-2,8.8999999999999996E-2,8.8999999999999996E-2,8.8999999999999996E-2,8.8999999999999996E-2,8.8999999999999996E-2,8.8999999999999996E-2,8.8999999999999996E-2,8.8999999999999996E-2,8.8999999999999996E-2,8.8999999999999996E-2,8.8999999999999996E-2,8.8999999999999996E-2,8.8999999999999996E-2,8.8999999999999996E-2,8.8999999999999996E-2,8.8999999999999996E-2,8.8999999999999996E-2,8.8999999999999996E-2,8.8999999999999996E-2,8.8999999999999996E-2,8.8999999999999996E-2]
[null,null,null,null,null,null,null,null,null,null,"6 hrs TES - Class 1 - low",8.8999999999999996E-2,8.8999999999999996E-2,8.8999999999999996E-2,8.8999999999999996E-2,8.8999999999999996E-2,8.8999999999999996E-2,8.8999999999999996E-2,8.8999999999999996E-2,8.8999999999999996E-2,8.8999999999999996E-2,8.8999999999999996E-2,8.8999999999999996E-2,8.8999999999999996E-2,8.8999999999999996E-2,8.8999999999999996E-2,8.8999999999999996E-2,8.8999999999999996E-2,8.8999999999999996E-2,8.8999999999999996E-2,8.8999999999999996E-2,8.8999999999999996E-2,8.8999999999999996E-2,8.8999999999999996E-2,8.8999999999999996E-2,8.8999999999999996E-2,8.8999999999999996E-2,8.8999999999999996E-2,8.8999999999999996E-2,8.8999999999999996E-2,8.8999999999999996E-2,8.8999999999999996E-2,8.8999999999999996E-2,8.8999999999999996E-2,8.8999999999999996E-2,8.8999999999999996E-2,8.8999999999999996E-2,8.8999999999999996E-2]
[null,null,null,null,null,null,null,null,null,null,"6 hrs TES - Class 1 - mid",{"$f":"$S$43","v":8.8999999999999996E-2},8.8999999999999996E-2,8.8999999999999996E-2,8.8999999999999996E-2,8.8999999999999996E-2,8.8999999999999996E-2,8.8999999999999996E-2,8.8999999999999996E-2,8.8999999999999996E-2,8.8999999999999996E-2,{"$f":"$S$43","v":8.8999999999999996E-2},8.8999999999999996E-2,8.8999999999999996E-2,8.8999999999999996E-2,8.8999999999999996E-2,8.8999999999999996E-2,8.8999999999999996E-2,8.8999999999999996E-2,8.8999999999999996E-2,8.8999999999999996E-2,8.8999999999999996E-2,8.8999999999999996E-2,8.8999999999999996E-2,8.8999999999999996E-2,8.8999999999999996E-2,8.8999999999999996E-2,8.8999999999999996E-2,8.8999999999999996E-2,8.8999999999999996E-2,8.8999999999999996E-2,8.8999999999999996E-2,{"$f":"$S$43","v":8.8999999999999996E-2},8.8999999999999996E-2,8.8999999999999996E-2,8.8999999999999996E-2,8.8999999999999996E-2,8.8999999999999996E-2]
[null,null,null,null,null,null,null,null,null,null,"6 hrs TES - Class 1 - high",8.8999999999999996E-2,8.8999999999999996E-2,8.8999999999999996E-2,8.8999999999999996E-2,8.8999999999999996E-2,8.8999999999999996E-2,8.8999999999999996E-2,8.8999999999999996E-2,8.8999999999999996E-2,8.8999999999999996E-2,{"$f":"$S$43","v":8.8999999999999996E-2},8.8999999999999996E-2,8.8999999999999996E-2,8.8999999999999996E-2,8.8999999999999996E-2,8.8999999999999996E-2,{"$f":"$S$43","v":8.8999999999999996E-2},8.8999999999999996E-2,8.8999999999999996E-2,8.8999999999999996E-2,8.8999999999999996E-2,8.8999999999999996E-2,8.8999999999999996E-2,8.8999999999999996E-2,8.8999999999999996E-2,8.8999999999999996E-2,8.8999999999999996E-2,8.8999999999999996E-2,8.8999999999999996E-2,8.8999999999999996E-2,8.8999999999999996E-2,8.8999999999999996E-2,8.8999999999999996E-2,8.8999999999999996E-2,8.8999999999999996E-2,8.8999999999999996E-2,8.8999999999999996E-2]
[null,null,null,null,null,null,null,null,null,null,"6 hrs TES - Class 3 - low",8.8999999999999996E-2,8.8999999999999996E-2,8.8999999999999996E-2,8.8999999999999996E-2,8.8999999999999996E-2,8.8999999999999996E-2,8.8999999999999996E-2,8.8999999999999996E-2,8.8999999999999996E-2,8.8999999999999996E-2,8.8999999999999996E-2,8.8999999999999996E-2,8.8999999999999996E-2,8.8999999999999996E-2,8.8999999999999996E-2,8.8999999999999996E-2,8.8999999999999996E-2,8.8999999999999996E-2,8.8999999999999996E-2,8.8999999999999996E-2,8.8999999999999996E-2,8.8999999999999996E-2,8.8999999999999996E-2,8.8999999999999996E-2,8.8999999999999996E-2,8.8999999999999996E-2,8.8999999999999996E-2,8.8999999999999996E-2,8.8999999999999996E-2,8.8999999999999996E-2,8.8999999999999996E-2,8.8999999999999996E-2,8.8999999999999996E-2,8.8999999999999996E-2,8.8999999999999996E-2,8.8999999999999996E-2,8.8999999999999996E-2]
[null,null,null,null,null,null,null,null,null,null,"6 hrs TES - Class 3 - mid",8.8999999999999996E-2,8.8999999999999996E-2,8.8999999999999996E-2,8.8999999999999996E-2,8.8999999999999996E-2,8.8999999999999996E-2,8.8999999999999996E-2,8.8999999999999996E-2,8.8999999999999996E-2,8.8999999999999996E-2,8.8999999999999996E-2,8.8999999999999996E-2,8.8999999999999996E-2,8.8999999999999996E-2,8.8999999999999996E-2,8.8999999999999996E-2,8.8999999999999996E-2,8.8999999999999996E-2,8.8999999999999996E-2,8.8999999999999996E-2,8.8999999999999996E-2,8.8999999999999996E-2,8.8999999999999996E-2,8.8999999999999996E-2,8.8999999999999996E-2,8.8999999999999996E-2,8.8999999999999996E-2,8.8999999999999996E-2,8.8999999999999996E-2,8.8999999999999996E-2,8.8999999999999996E-2,8.8999999999999996E-2,8.8999999999999996E-2,8.8999999999999996E-2,8.8999999999999996E-2,8.8999999999999996E-2,8.8999999999999996E-2]
[null,null,null,null,null,null,null,null,null,null,"6 hrs TES - Class 3 - high",8.8999999999999996E-2,8.8999999999999996E-2,8.8999999999999996E-2,8.8999999999999996E-2,8.8999999999999996E-2,8.8999999999999996E-2,8.8999999999999996E-2,8.8999999999999996E-2,8.8999999999999996E-2,8.8999999999999996E-2,8.8999999999999996E-2,8.8999999999999996E-2,8.8999999999999996E-2,8.8999999999999996E-2,8.8999999999999996E-2,8.8999999999999996E-2,8.8999999999999996E-2,8.8999999999999996E-2,8.8999999999999996E-2,8.8999999999999996E-2,8.8999999999999996E-2,8.8999999999999996E-2,8.8999999999999996E-2,8.8999999999999996E-2,8.8999999999999996E-2,8.8999999999999996E-2,8.8999999999999996E-2,8.8999999999999996E-2,8.8999999999999996E-2,8.8999999999999996E-2,8.8999999999999996E-2,8.8999999999999996E-2,8.8999999999999996E-2,8.8999999999999996E-2,8.8999999999999996E-2,8.8999999999999996E-2,8.8999999999999996E-2]
[null,null,null,null,null,null,null,null,null,null,"6 hrs TES - Class 5 - low",8.8999999999999996E-2,8.8999999999999996E-2,8.8999999999999996E-2,8.8999999999999996E-2,8.8999999999999996E-2,8.8999999999999996E-2,8.8999999999999996E-2,8.8999999999999996E-2,8.8999999999999996E-2,8.8999999999999996E-2,8.8999999999999996E-2,8.8999999999999996E-2,8.8999999999999996E-2,8.8999999999999996E-2,8.8999999999999996E-2,8.8999999999999996E-2,8.8999999999999996E-2,8.8999999999999996E-2,8.8999999999999996E-2,8.8999999999999996E-2,8.8999999999999996E-2,8.8999999999999996E-2,8.8999999999999996E-2,8.8999999999999996E-2,8.8999999999999996E-2,8.8999999999999996E-2,8.8999999999999996E-2,8.8999999999999996E-2,8.8999999999999996E-2,8.8999999999999996E-2,8.8999999999999996E-2,8.8999999999999996E-2,8.8999999999999996E-2,8.8999999999999996E-2,8.8999999999999996E-2,8.8999999999999996E-2,8.8999999999999996E-2]
[null,null,null,null,null,null,null,null,null,null,"6 hrs TES - Class 5 - mid",8.8999999999999996E-2,8.8999999999999996E-2,8.8999999999999996E-2,8.8999999999999996E-2,8.8999999999999996E-2,8.8999999999999996E-2,8.8999999999999996E-2,8.8999999999999996E-2,8.8999999999999996E-2,8.8999999999999996E-2,8.8999999999999996E-2,8.8999999999999996E-2,8.8999999999999996E-2,8.8999999999999996E-2,8.8999999999999996E-2,8.8999999999999996E-2,8.8999999999999996E-2,8.8999999999999996E-2,8.8999999999999996E-2,8.8999999999999996E-2,8.8999999999999996E-2,8.8999999999999996E-2,8.8999999999999996E-2,8.8999999999999996E-2,8.8999999999999996E-2,8.8999999999999996E-2,8.8999999999999996E-2,8.8999999999999996E-2,8.8999999999999996E-2,8.8999999999999996E-2,8.8999999999999996E-2,8.8999999999999996E-2,8.8999999999999996E-2,8.8999999999999996E-2,8.8999999999999996E-2,8.8999999999999996E-2,8.8999999999999996E-2]
[null,null,null,null,null,null,null,null,null,null,"6 hrs TES - Class 5 - high",8.8999999999999996E-2,8.8999999999999996E-2,8.8999999999999996E-2,8.8999999999999996E-2,8.8999999999999996E-2,8.8999999999999996E-2,8.8999999999999996E-2,8.8999999999999996E-2,8.8999999999999996E-2,8.8999999999999996E-2,{"$f":"$S$43","v":8.8999999999999996E-2},8.8999999999999996E-2,8.8999999999999996E-2,8.8999999999999996E-2,{"$f":"$S$43","v":8.8999999999999996E-2},8.8999999999999996E-2,8.8999999999999996E-2,8.8999999999999996E-2,8.8999999999999996E-2,8.8999999999999996E-2,8.8999999999999996E-2,8.8999999999999996E-2,8.8999999999999996E-2,8.8999999999999996E-2,8.8999999999999996E-2,8.8999999999999996E-2,8.8999999999999996E-2,8.8999999999999996E-2,8.8999999999999996E-2,8.8999999999999996E-2,8.8999999999999996E-2,8.8999999999999996E-2,8.8999999999999996E-2,8.8999999999999996E-2,8.8999999999999996E-2,8.8999999999999996E-2,8.8999999999999996E-2]
[null,null,null,null,null,null,null,null,null,null,"12 hrs TES - Class 1 - low",8.8999999999999996E-2,8.8999999999999996E-2,8.8999999999999996E-2,8.8999999999999996E-2,8.8999999999999996E-2,8.8999999999999996E-2,8.8999999999999996E-2,8.8999999999999996E-2,8.8999999999999996E-2,8.8999999999999996E-2,8.8999999999999996E-2,8.8999999999999996E-2,8.8999999999999996E-2,8.8999999999999996E-2,{"$f":"$S$43","v":8.8999999999999996E-2},8.8999999999999996E-2,8.8999999999999996E-2,8.8999999999999996E-2,8.8999999999999996E-2,8.8999999999999996E-2,8.8999999999999996E-2,8.8999999999999996E-2,8.8999999999999996E-2,8.8999999999999996E-2,{"$f":"$S$43","v":8.8999999999999996E-2},8.8999999999999996E-2,8.8999999999999996E-2,8.8999999999999996E-2,8.8999999999999996E-2,8.8999999999999996E-2,8.8999999999999996E-2,8.8999999999999996E-2,8.8999999999999996E-2,8.8999999999999996E-2,8.8999999999999996E-2,8.8999999999999996E-2,8.8999999999999996E-2]
[null,null,null,null,null,null,null,null,null,null,"12 hrs TES - Class 1 - mid",8.8999999999999996E-2,8.8999999999999996E-2,8.8999999999999996E-2,8.8999999999999996E-2,8.8999999999999996E-2,8.8999999999999996E-2,8.8999999999999996E-2,8.8999999999999996E-2,8.8999999999999996E-2,8.8999999999999996E-2,8.8999999999999996E-2,8.8999999999999996E-2,8.8999999999999996E-2,8.8999999999999996E-2,8.8999999999999996E-2,8.8999999999999996E-2,8.8999999999999996E-2,8.8999999999999996E-2,8.8999999999999996E-2,8.8999999999999996E-2,8.8999999999999996E-2,8.8999999999999996E-2,8.8999999999999996E-2,8.8999999999999996E-2,8.8999999999999996E-2,8.8999999999999996E-2,8.8999999999999996E-2,8.8999999999999996E-2,8.8999999999999996E-2,8.8999999999999996E-2,8.8999999999999996E-2,8.8999999999999996E-2,8.8999999999999996E-2,8.8999999999999996E-2,8.8999999999999996E-2,8.8999999999999996E-2,8.8999999999999996E-2]
[null,null,null,null,null,null,null,null,null,null,"12 hrs TES - Class 1 - high",{"$f":"$S$43","v":8.8999999999999996E-2},8.8999999999999996E-2,8.8999999999999996E-2,8.8999999999999996E-2,8.8999999999999996E-2,8.8999999999999996E-2,8.8999999999999996E-2,8.8999999999999996E-2,8.8999999999999996E-2,8.8999999999999996E-2,8.8999999999999996E-2,8.8999999999999996E-2,8.8999999999999996E-2,8.8999999999999996E-2,8.8999999999999996E-2,8.8999999999999996E-2,8.8999999999999996E-2,8.8999999999999996E-2,8.8999999999999996E-2,8.8999999999999996E-2,8.8999999999999996E-2,8.8999999999999996E-2,8.8999999999999996E-2,8.8999999999999996E-2,8.8999999999999996E-2,8.8999999999999996E-2,8.8999999999999996E-2,8.8999999999999996E-2,8.8999999999999996E-2,8.8999999999999996E-2,8.8999999999999996E-2,8.8999999999999996E-2,8.8999999999999996E-2,8.8999999999999996E-2,8.8999999999999996E-2,8.8999999999999996E-2,8.8999999999999996E-2]
[null,null,null,null,null,null,null,null,null,null,"12 hrs TES - Class 3 - low",8.8999999999999996E-2,8.8999999999999996E-2,8.8999999999999996E-2,8.8999999999999996E-2,8.8999999999999996E-2,8.8999999999999996E-2,8.8999999999999996E-2,8.8999999999999996E-2,8.8999999999999996E-2,8.8999999999999996E-2,8.8999999999999996E-2,8.8999999999999996E-2,8.8999999999999996E-2,8.8999999999999996E-2,8.8999999999999996E-2,8.8999999999999996E-2,8.8999999999999996E-2,8.8999999999999996E-2,8.8999999999999996E-2,8.8999999999999996E-2,8.8999999999999996E-2,8.8999999999999996E-2,8.8999999999999996E-2,8.8999999999999996E-2,8.8999999999999996E-2,8.8999999999999996E-2,8.8999999999999996E-2,8.8999999999999996E-2,8.8999999999999996E-2,8.8999999999999996E-2,8.8999999999999996E-2,8.8999999999999996E-2,8.8999999999999996E-2,8.8999999999999996E-2,8.8999999999999996E-2,8.8999999999999996E-2,8.8999999999999996E-2]
[null,null,null,null,null,null,null,null,null,null,"12 hrs TES - Class 3 - mid",8.8999999999999996E-2,8.8999999999999996E-2,8.8999999999999996E-2,8.8999999999999996E-2,8.8999999999999996E-2,8.8999999999999996E-2,8.8999999999999996E-2,8.8999999999999996E-2,8.8999999999999996E-2,8.8999999999999996E-2,8.8999999999999996E-2,8.8999999999999996E-2,8.8999999999999996E-2,8.8999999999999996E-2,8.8999999999999996E-2,8.8999999999999996E-2,8.8999999999999996E-2,8.8999999999999996E-2,8.8999999999999996E-2,8.8999999999999996E-2,8.8999999999999996E-2,8.8999999999999996E-2,8.8999999999999996E-2,8.8999999999999996E-2,8.8999999999999996E-2,8.8999999999999996E-2,8.8999999999999996E-2,8.8999999999999996E-2,8.8999999999999996E-2,8.8999999999999996E-2,8.8999999999999996E-2,8.8999999999999996E-2,8.8999999999999996E-2,8.8999999999999996E-2,8.8999999999999996E-2,8.8999999999999996E-2,8.8999999999999996E-2]
[null,null,null,null,null,null,null,null,null,null,"12 hrs TES - Class 3 - high",8.8999999999999996E-2,8.8999999999999996E-2,8.8999999999999996E-2,8.8999999999999996E-2,8.8999999999999996E-2,8.8999999999999996E-2,8.8999999999999996E-2,8.8999999999999996E-2,8.8999999999999996E-2,8.8999999999999996E-2,8.8999999999999996E-2,8.8999999999999996E-2,8.8999999999999996E-2,8.8999999999999996E-2,8.8999999999999996E-2,8.8999999999999996E-2,8.8999999999999996E-2,8.8999999999999996E-2,8.8999999999999996E-2,8.8999999999999996E-2,8.8999999999999996E-2,8.8999999999999996E-2,8.8999999999999996E-2,8.8999999999999996E-2,8.8999999999999996E-2,8.8999999999999996E-2,8.8999999999999996E-2,8.8999999999999996E-2,8.8999999999999996E-2,8.8999999999999996E-2,8.8999999999999996E-2,8.8999999999999996E-2,8.8999999999999996E-2,8.8999999999999996E-2,8.8999999999999996E-2,8.8999999999999996E-2,8.8999999999999996E-2]
[null,null,null,null,null,null,null,null,null,null,"12 hrs TES - Class 5 - low",8.8999999999999996E-2,8.8999999999999996E-2,8.8999999999999996E-2,8.8999999999999996E-2,8.8999999999999996E-2,8.8999999999999996E-2,8.8999999999999996E-2,8.8999999999999996E-2,8.8999999999999996E-2,8.8999999999999996E-2,8.8999999999999996E-2,8.8999999999999996E-2,8.8999999999999996E-2,8.8999999999999996E-2,{"$f":"$S$43","v":8.8999999999999996E-2},8.8999999999999996E-2,8.8999999999999996E-2,8.8999999999999996E-2,8.8999999999999996E-2,8.8999999999999996E-2,8.8999999999999996E-2,8.8999999999999996E-2,8.8999999999999996E-2,8.8999999999999996E-2,8.8999999999999996E-2,8.8999999999999996E-2,8.8999999999999996E-2,8.8999999999999996E-2,8.8999999999999996E-2,8.8999999999999996E-2,8.8999999999999996E-2,8.8999999999999996E-2,8.8999999999999996E-2,{"$f":"$S$43","v":8.8999999999999996E-2},8.8999999999999996E-2,8.8999999999999996E-2,8.8999999999999996E-2]
[null,null,null,null,null,null,null,null,null,null,"12 hrs TES - Class 5 - mid",8.8999999999999996E-2,8.8999999999999996E-2,8.8999999999999996E-2,8.8999999999999996E-2,8.8999999999999996E-2,8.8999999999999996E-2,8.8999999999999996E-2,8.8999999999999996E-2,8.8999999999999996E-2,8.8999999999999996E-2,8.8999999999999996E-2,8.8999999999999996E-2,8.8999999999999996E-2,8.8999999999999996E-2,{"$f":"$S$43","v":8.8999999999999996E-2},{"$f":"$S$43","v":8.8999999999999996E-2},{"$f":"$S$43","v":8.8999999999999996E-2},8.8999999999999996E-2,8.8999999999999996E-2,8.8999999999999996E-2,8.8999999999999996E-2,8.8999999999999996E-2,8.8999999999999996E-2,8.8999999999999996E-2,8.8999999999999996E-2,8.8999999999999996E-2,8.8999999999999996E-2,8.8999999999999996E-2,8.8999999999999996E-2,8.8999999999999996E-2,8.8999999999999996E-2,8.8999999999999996E-2,8.8999999999999996E-2,8.8999999999999996E-2,8.8999999999999996E-2,8.8999999999999996E-2,8.8999999999999996E-2]
[null,null,null,null,null,null,null,null,null,null,"12 hrs TES - Class 5 - high",8.8999999999999996E-2,8.8999999999999996E-2,8.8999999999999996E-2,8.8999999999999996E-2,8.8999999999999996E-2,8.8999999999999996E-2,8.8999999999999996E-2,8.8999999999999996E-2,8.8999999999999996E-2,8.8999999999999996E-2,8.8999999999999996E-2,8.8999999999999996E-2,8.8999999999999996E-2,8.8999999999999996E-2,{"$f":"$S$43","v":8.8999999999999996E-2},{"$f":"$S$43","v":8.8999999999999996E-2},8.8999999999999996E-2,8.8999999999999996E-2,8.8999999999999996E-2,8.8999999999999996E-2,8.8999999999999996E-2,8.8999999999999996E-2,8.8999999999999996E-2,8.8999999999999996E-2,8.8999999999999996E-2,8.8999999999999996E-2,8.8999999999999996E-2,8.8999999999999996E-2,8.8999999999999996E-2,8.8999999999999996E-2,8.8999999999999996E-2,8.8999999999999996E-2,8.8999999999999996E-2,8.8999999999999996E-2,8.8999999999999996E-2,8.8999999999999996E-2,8.8999999999999996E-2]
[]
[]
[null,null,null,null,null,null,null,null,null,null,null,{"$f":"L433","v":2014},2015,2016,2017,2018,2019,2020,2021,2022,2023,2024,2025,2026,2027,2028,2029,2030,2031,2032,2033,2034,2035,2036,2037,2038,2039,2040,2041,2042,2043,2044,2045,2046,2047,2048,2049,2050]
[null,null,null,null,null,null,null,"Grid Connection Costs",null,"Grid Connection Costs (GCC) ($/kW)","No TES - Class 1 - low",0,0,0,0,0,0,0,0,0,0,0,0,0,0,0,0,0,0,0,0,0,0,0,0,0,0,0,0,0,0,0,0,0,0,0,0,0]
[null,null,null,null,null,null,null,null,null,null,"No TES - Class 1 - mid",0,0,0,0,0,0,0,0,0,0,0,0,0,0,0,0,0,0,0,0,0,0,0,0,0,0,0,0,0,0,0,0,0,0,0,0,0]
[null,null,null,null,null,null,null,null,null,null,"No TES - Class 1 - high",0,0,0,0,0,0,0,0,0,0,0,0,0,0,0,0,0,0,0,0,0,0,0,0,0,0,0,0,0,0,0,0,0,0,0,0,0]
[null,null,null,null,null,null,null,null,null,null,"No TES - Class 3 - low",0,0,0,0,0,0,0,0,0,0,0,0,0,0,0,0,0,0,0,0,0,0,0,0,0,0,0,0,0,0,0,0,0,0,0,0,0]
[null,null,null,null,null,null,null,null,null,null,"No TES - Class 3 - mid",0,0,0,0,0,0,0,0,0,0,0,0,0,0,0,0,0,0,0,0,0,0,0,0,0,0,0,0,0,0,0,0,0,0,0,0,0]
[null,null,null,null,null,null,null,null,null,null,"No TES - Class 3 - high",0,0,0,0,0,0,0,0,0,0,0,0,0,0,0,0,0,0,0,0,0,0,0,0,0,0,0,0,0,0,0,0,0,0,0,0,0]
[null,null,null,null,null,null,null,null,null,null,"No TES - Class 5 - low",0,0,0,0,0,0,0,0,0,0,0,0,0,0,0,0,0,0,0,0,0,0,0,0,0,0,0,0,0,0,0,0,0,0,0,0,0]
[null,null,null,null,null,null,null,null,null,null,"No TES - Class 5 - mid",0,0,0,0,0,0,0,0,0,0,0,0,0,0,0,0,0,0,0,0,0,0,0,0,0,0,0,0,0,0,0,0,0,0,0,0,0]
[null,null,null,null,null,null,null,null,null,null,"No TES - Class 5 - high",0,0,0,0,0,0,0,0,0,0,0,0,0,0,0,0,0,0,0,0,0,0,0,0,0,0,0,0,0,0,0,0,0,0,0,0,0]
[null,null,null,null,null,null,null,null,null,null,"6 hrs TES - Class 1 - low",0,0,0,0,0,0,0,0,0,0,0,0,0,0,0,0,0,0,0,0,0,0,0,0,0,0,0,0,0,0,0,0,0,0,0,0,0]
[null,null,null,null,null,null,null,null,null,null,"6 hrs TES - Class 1 - mid",0,0,0,0,0,0,0,0,0,0,0,0,0,0,0,0,0,0,0,0,0,0,0,0,0,0,0,0,0,0,0,0,0,0,0,0,0]
[null,null,null,null,null,null,null,null,null,null,"6 hrs TES - Class 1 - high",0,0,0,0,0,0,0,0,0,0,0,0,0,0,0,0,0,0,0,0,0,0,0,0,0,0,0,0,0,0,0,0,0,0,0,0,0]
[null,null,null,null,null,null,null,null,null,null,"6 hrs TES - Class 3 - low",0,0,0,0,0,0,0,0,0,0,0,0,0,0,0,0,0,0,0,0,0,0,0,0,0,0,0,0,0,0,0,0,0,0,0,0,0]
[null,null,null,null,null,null,null,null,null,null,"6 hrs TES - Class 3 - mid",0,0,0,0,0,0,0,0,0,0,0,0,0,0,0,0,0,0,0,0,0,0,0,0,0,0,0,0,0,0,0,0,0,0,0,0,0]
[null,null,null,null,null,null,null,null,null,null,"6 hrs TES - Class 3 - high",0,0,0,0,0,0,0,0,0,0,0,0,0,0,0,0,0,0,0,0,0,0,0,0,0,0,0,0,0,0,0,0,0,0,0,0,0]
[null,null,null,null,null,null,null,null,null,null,"6 hrs TES - Class 5 - low",0,0,0,0,0,0,0,0,0,0,0,0,0,0,0,0,0,0,0,0,0,0,0,0,0,0,0,0,0,0,0,0,0,0,0,0,0]
[null,null,null,null,null,null,null,null,null,null,"6 hrs TES - Class 5 - mid",0,0,0,0,0,0,0,0,0,0,0,0,0,0,0,0,0,0,0,0,0,0,0,0,0,0,0,0,0,0,0,0,0,0,0,0,0]
[null,null,null,null,null,null,null,null,null,null,"6 hrs TES - Class 5 - high",0,0,0,0,0,0,0,0,0,0,0,0,0,0,0,0,0,0,0,0,0,0,0,0,0,0,0,0,0,0,0,0,0,0,0,0,0]
[null,null,null,null,null,null,null,null,null,null,"12 hrs TES - Class 1 - low",0,0,0,0,0,0,0,0,0,0,0,0,0,0,0,0,0,0,0,0,0,0,0,0,0,0,0,0,0,0,0,0,0,0,0,0,0]
[null,null,null,null,null,null,null,null,null,null,"12 hrs TES - Class 1 - mid",0,0,0,0,0,0,0,0,0,0,0,0,0,0,0,0,0,0,0,0,0,0,0,0,0,0,0,0,0,0,0,0,0,0,0,0,0]
[null,null,null,null,null,null,null,null,null,null,"12 hrs TES - Class 1 - high",0,0,0,0,0,0,0,0,0,0,0,0,0,0,0,0,0,0,0,0,0,0,0,0,0,0,0,0,0,0,0,0,0,0,0,0,0]
[null,null,null,null,null,null,null,null,null,null,"12 hrs TES - Class 3 - low",0,0,0,0,0,0,0,0,0,0,0,0,0,0,0,0,0,0,0,0,0,0,0,0,0,0,0,0,0,0,0,0,0,0,0,0,0]
[null,null,null,null,null,null,null,null,null,null,"12 hrs TES - Class 3 - mid",0,0,0,0,0,0,0,0,0,0,0,0,0,0,0,0,0,0,0,0,0,0,0,0,0,0,0,0,0,0,0,0,0,0,0,0,0]
[null,null,null,null,null,null,null,null,null,null,"12 hrs TES - Class 3 - high",0,0,0,0,0,0,0,0,0,0,0,0,0,0,0,0,0,0,0,0,0,0,0,0,0,0,0,0,0,0,0,0,0,0,0,0,0]
[null,null,null,null,null,null,null,null,null,null,"12 hrs TES - Class 5 - low",0,0,0,0,0,0,0,0,0,0,0,0,0,0,0,0,0,0,0,0,0,0,0,0,0,0,0,0,0,0,0,0,0,0,0,0,0]
[null,null,null,null,null,null,null,null,null,null,"12 hrs TES - Class 5 - mid",0,0,0,0,0,0,0,0,0,0,0,0,0,0,0,0,0,0,0,0,0,0,0,0,0,0,0,0,0,0,0,0,0,0,0,0,0]
[null,null,null,null,null,null,null,null,null,null,"12 hrs TES - Class 5 - high",0,0,0,0,0,0,0,0,0,0,0,0,0,0,0,0,0,0,0,0,0,0,0,0,0,0,0,0,0,0,0,0,0,0,0,0,0]
[]
[]
[null,null,null,null,null,null,null,null,null,null,null,{"$f":"L463","v":2014},2015,2016,2017,2018,2019,2020,2021,2022,2023,2024,2025,2026,2027,2028,2029,2030,2031,2032,2033,2034,2035,2036,2037,2038,2039,2040,2041,2042,2043,2044,2045,2046,2047,2048,2049,2050]
[null,null,null,null,null,null,null,"LCOE",null,"Levelized Cost of Energy ($/MWh)","No TES - Class 1 - low"]
[null,null,null,null,null,null,null,null,null,null,"No TES - Class 1 - mid"]
[null,null,null,null,null,null,null,null,null,null,"No TES - Class 1 - high"]
[null,null,null,null,null,null,null,null,null,null,"No TES - Class 3 - low"]
[null,null,null,null,null,null,null,null,null,null,"No TES - Class 3 - mid"]
[null,null,null,null,null,null,null,null,null,null,"No TES - Class 3 - high"]
[null,null,null,null,null,null,null,null,null,null,"No TES - Class 5 - low"]
[null,null,null,null,null,null,null,null,null,null,"No TES - Class 5 - mid"]
[null,null,null,null,null,null,null,null,null,null,"No TES - Class 5 - high"]
[null,null,null,null,null,null,null,null,null,null,"6 hrs TES - Class 1 - low",{"$f":" (($S$50 * $S$48 * $S$46 * (L357 * 1 + L473) +L385) * 1000 / (L161 * 8760)) + L413 + 0","v":322.2668937213956},321.04380174487898,231.70074089027429,212.50593251191955,193.76166052998826,174.5668521516335,155.86541924062007,155.86541924062007,155.86541924062007,155.86541924062007,155.86541924062007,155.86541924062007,155.86541924062007,155.86541924062007,155.86541924062007,155.86541924062007,155.86541924062007,155.86541924062007,155.86541924062007,155.86541924062007,155.86541924062007,155.86541924062007,155.86541924062007,155.86541924062007,155.86541924062007,155.86541924062007,155.86541924062007,155.86541924062007,155.86541924062007,155.86541924062007,155.86541924062007,155.86541924062007,155.86541924062007,155.86541924062007,155.86541924062007,155.86541924062007,155.86541924062007]
[null,null,null,null,null,null,null,null,null,null,"6 hrs TES - Class 1 - mid",{"$f":" (($S$50 * $S$48 * $S$46 * (L358 * 1 + L474) +L386) * 1000 / (L162 * 8760)) + L414 + 0","v":322.2668937213956},321.04380174487898,296.90180682729425,272.00940201686092,247.61037267376881,222.71796786333542,198.31893852024342,194.07358659228109,189.82823466431876,185.5828827363564,181.33753080839409,177.09217888043173,172.84682695246943,168.6014750245071,164.35612309654476,160.11077116858246,155.86541924062007,155.86541924062007,155.86541924062007,155.86541924062007,155.86541924062007,155.86541924062007,155.86541924062007,155.86541924062007,155.86541924062007,155.86541924062007,155.86541924062007,155.86541924062007,155.86541924062007,155.86541924062007,155.86541924062007,155.86541924062007,155.86541924062007,155.86541924062007,155.86541924062007,155.86541924062007,155.86541924062007]
[null,null,null,null,null,null,null,null,null,null,"6 hrs TES - Class 1 - high",{"$f":" (($S$50 * $S$48 * $S$46 * (L359 * 1 + L475) +L387) * 1000 / (L163 * 8760)) + L415 + 0","v":322.2668937213956},321.04380174487898,366.77233149436347,335.58258325900113,305.14324491648745,274.2105311066324,243.77119276411867,243.77119276411867,243.77119276411867,243.77119276411867,243.77119276411867,243.77119276411867,243.77119276411867,243.77119276411867,243.77119276411867,243.77119276411867,243.77119276411867,243.77119276411867,243.77119276411867,243.77119276411867,243.77119276411867,243.77119276411867,243.77119276411867,243.77119276411867,243.77119276411867,243.77119276411867,243.77119276411867,243.77119276411867,243.77119276411867,243.77119276411867,243.77119276411867,243.77119276411867,243.77119276411867,243.77119276411867,243.77119276411867,243.77119276411867,243.77119276411867]
[null,null,null,null,null,null,null,null,null,null,"6 hrs TES - Class 3 - low",{"$f":" (($S$50 * $S$48 * $S$46 * (L360 * 1 + L476) +L388) * 1000 / (L164 * 8760)) + L416 + 0","v":244.60737903240752},243.68179591504361,176.07083094399138,161.54503000902022,147.36017553620735,132.83437460123616,118.68193888479358,118.68193888479358,118.68193888479358,118.68193888479358,118.68193888479358,118.68193888479358,118.68193888479358,118.68193888479358,118.68193888479358,118.68193888479358,118.68193888479358,118.68193888479358,118.68193888479358,118.68193888479358,118.68193888479358,118.68193888479358,118.68193888479358,118.68193888479358,118.68193888479358,118.68193888479358,118.68193888479358,118.68193888479358,118.68193888479358,118.68193888479358,118.68193888479358,118.68193888479358,118.68193888479358,118.68193888479358,118.68193888479358,118.68193888479358,118.68193888479358]
[null,null,null,null,null,null,null,null,null,null,"6 hrs TES - Class 3 - mid",{"$f":" (($S$50 * $S$48 * $S$46 * (L361 * 1 + L477) +L389) * 1000 / (L165 * 8760)) + L417 + 0","v":244.60737903240752},243.68179591504361,225.41217813957405,206.57468260735422,188.11055229366292,169.27305676144303,150.80892644775179,147.59622769145599,144.38352893516017,141.17083017886432,137.9581314225685,134.74543266627268,131.53273390997688,128.32003515368106,125.10733639738525,121.89463764108945,118.68193888479358,118.68193888479358,118.68193888479358,118.68193888479358,118.68193888479358,118.68193888479358,118.68193888479358,118.68193888479358,118.68193888479358,118.68193888479358,118.68193888479358,118.68193888479358,118.68193888479358,118.68193888479358,118.68193888479358,118.68193888479358,118.68193888479358,118.68193888479358,118.68193888479358,118.68193888479358,118.68193888479358]
[null,null,null,null,null,null,null,null,null,null,"6 hrs TES - Class 3 - high",{"$f":" (($S$50 * $S$48 * $S$46 * (L362 * 1 + L478) +L390) * 1000 / (L166 * 8760)) + L418 + 0","v":244.60737903240752},243.68179591504361,278.28716977951836,254.68411706086576,231.64894209896352,208.24040191853265,185.20522695663036,185.20522695663036,185.20522695663036,185.20522695663036,185.20522695663036,185.20522695663036,185.20522695663036,185.20522695663036,185.20522695663036,185.20522695663036,185.20522695663036,185.20522695663036,185.20522695663036,185.20522695663036,185.20522695663036,185.20522695663036,185.20522695663036,185.20522695663036,185.20522695663036,185.20522695663036,185.20522695663036,185.20522695663036,185.20522695663036,185.20522695663036,185.20522695663036,185.20522695663036,185.20522695663036,185.20522695663036,185.20522695663036,185.20522695663036,185.20522695663036]
[null,null,null,null,null,null,null,null,null,null,"6 hrs TES - Class 5 - low",{"$f":" (($S$50 * $S$48 * $S$46 * (L363 * 1 + L479) +L391) * 1000 / (L167 * 8760)) + L419 + 0","v":238.24929011050205},237.34806444359506,171.5163353928337,157.37279237720389,143.56122354841241,129.41768053278258,115.63767733519374,115.63767733519374,115.63767733519374,115.63767733519374,115.63767733519374,115.63767733519374,115.63767733519374,115.63767733519374,115.63767733519374,115.63767733519374,115.63767733519374,115.63767733519374,115.63767733519374,115.63767733519374,115.63767733519374,115.63767733519374,115.63767733519374,115.63767733519374,115.63767733519374,115.63767733519374,115.63767733519374,115.63767733519374,115.63767733519374,115.63767733519374,115.63767733519374,115.63767733519374,115.63767733519374,115.63767733519374,115.63767733519374,115.63767733519374,115.63767733519374]
[null,null,null,null,null,null,null,null,null,null,"6 hrs TES - Class 5 - mid",{"$f":" (($S$50 * $S$48 * $S$46 * (L364 * 1 + L480) +L392) * 1000 / (L168 * 8760)) + L420 + 0","v":238.24929011050205},237.34806444359506,219.55922608326944,201.21745411768697,183.23922197014545,164.89745000456296,146.91921785702147,143.7910638048387,140.66290975265593,137.53475570047314,134.40660164829038,131.27844759610761,128.15029354392485,125.02213949174207,121.89398543955932,118.76583138737655,115.63767733519374,115.63767733519374,115.63767733519374,115.63767733519374,115.63767733519374,115.63767733519374,115.63767733519374,115.63767733519374,115.63767733519374,115.63767733519374,115.63767733519374,115.63767733519374,115.63767733519374,115.63767733519374,115.63767733519374,115.63767733519374,115.63767733519374,115.63767733519374,115.63767733519374,115.63767733519374,115.63767733519374]
[null,null,null,null,null,null,null,null,null,null,"6 hrs TES - Class 5 - high",{"$f":" (($S$50 * $S$48 * $S$46 * (L365 * 1 + L481) +L393) * 1000 / (L169 * 8760)) + L421 + 0","v":238.24929011050205},237.34806444359506,271.04277057479413,248.06085082242191,225.63186467530656,202.8393387101502,180.41035256303479,180.41035256303479,180.41035256303479,180.41035256303479,180.41035256303479,180.41035256303479,180.41035256303479,180.41035256303479,180.41035256303479,180.41035256303479,180.41035256303479,180.41035256303479,180.41035256303479,180.41035256303479,180.41035256303479,180.41035256303479,180.41035256303479,180.41035256303479,180.41035256303479,180.41035256303479,180.41035256303479,180.41035256303479,180.41035256303479,180.41035256303479,180.41035256303479,180.41035256303479,180.41035256303479,180.41035256303479,180.41035256303479,180.41035256303479,180.41035256303479]
[null,null,null,null,null,null,null,null,null,null,"12 hrs TES - Class 1 - low",{"$f":" (($S$50 * $S$48 * $S$46 * (L366 * 1 + L482) +L394) * 1000 / (L170 * 8760)) + L422 + 0","v":248.42189382469024},247.66085881707988,177.00930757597192,161.30745676313325,145.89926741902136,130.19741660618271,114.81588268397532,114.81588268397532,114.81588268397532,114.81588268397532,114.81588268397532,114.81588268397532,114.81588268397532,114.81588268397532,114.81588268397532,114.81588268397532,114.81588268397532,114.81588268397532,114.81588268397532,114.81588268397532,114.81588268397532,114.81588268397532,114.81588268397532,114.81588268397532,114.81588268397532,114.81588268397532,114.81588268397532,114.81588268397532,114.81588268397532,114.81588268397532,114.81588268397532,114.81588268397532,114.81588268397532,114.81588268397532,114.81588268397532,114.81588268397532,114.81588268397532]
[null,null,null,null,null,null,null,null,null,null,"12 hrs TES - Class 1 - mid",{"$f":" (($S$50 * $S$48 * $S$46 * (L367 * 1 + L483) +L395) * 1000 / (L171 * 8760)) + L423 + 0","v":248.42189382469024},247.66085881707988,227.82786943682746,207.35469810309019,187.20184365998423,166.72867232624696,146.57581788314101,143.39982436322444,140.22383084330789,137.04783732339132,133.87184380347475,130.6958502835582,127.5198567636416,124.34386324372505,121.16786972380845,117.99187620389189,114.81588268397532,114.81588268397532,114.81588268397532,114.81588268397532,114.81588268397532,114.81588268397532,114.81588268397532,114.81588268397532,114.81588268397532,114.81588268397532,114.81588268397532,114.81588268397532,114.81588268397532,114.81588268397532,114.81588268397532,114.81588268397532,114.81588268397532,114.81588268397532,114.81588268397532,114.81588268397532,114.81588268397532]
[null,null,null,null,null,null,null,null,null,null,"12 hrs TES - Class 1 - high",{"$f":" (($S$50 * $S$48 * $S$46 * (L368 * 1 + L484) +L396) * 1000 / (L172 * 8760)) + L424 + 0","v":248.42189382469024},247.66085881707988,282.31155180954647,256.48064067301249,231.28991148996329,205.77886541628285,180.58813623323368,180.58813623323368,180.58813623323368,180.58813623323368,180.58813623323368,180.58813623323368,180.58813623323368,180.58813623323368,180.58813623323368,180.58813623323368,180.58813623323368,180.58813623323368,180.58813623323368,180.58813623323368,180.58813623323368,180.58813623323368,180.58813623323368,180.58813623323368,180.58813623323368,180.58813623323368,180.58813623323368,180.58813623323368,180.58813623323368,180.58813623323368,180.58813623323368,180.58813623323368,180.58813623323368,180.58813623323368,180.58813623323368,180.58813623323368,180.58813623323368]
[null,null,null,null,null,null,null,null,null,null,"12 hrs TES - Class 3 - low",{"$f":" (($S$50 * $S$48 * $S$46 * (L369 * 1 + L485) +L397) * 1000 / (L173 * 8760)) + L425 + 0","v":190.18619020527223},189.60573977573893,135.71896340540232,123.74297549730503,111.99096667552477,100.01497876742751,88.283300352184568,88.283300352184568,88.283300352184568,88.283300352184568,88.283300352184568,88.283300352184568,88.283300352184568,88.283300352184568,88.283300352184568,88.283300352184568,88.283300352184568,88.283300352184568,88.283300352184568,88.283300352184568,88.283300352184568,88.283300352184568,88.283300352184568,88.283300352184568,88.283300352184568,88.283300352184568,88.283300352184568,88.283300352184568,88.283300352184568,88.283300352184568,88.283300352184568,88.283300352184568,88.283300352184568,88.283300352184568,88.283300352184568,88.283300352184568,88.283300352184568]
[null,null,null,null,null,null,null,null,null,null,"12 hrs TES - Class 3 - mid",{"$f":" (($S$50 * $S$48 * $S$46 * (L370 * 1 + L486) +L398) * 1000 / (L174 * 8760)) + L426 + 0","v":190.18619020527223},189.60573977573893,174.47888346876672,158.86375279049253,143.49293160507276,127.87780092679854,112.50697974137874,110.08461180245934,107.66224386353993,105.23987592462051,102.81750798570108,100.39514004678168,97.972772107862241,95.550404168942848,93.128036230023412,90.70566829110399,88.283300352184568,88.283300352184568,88.283300352184568,88.283300352184568,88.283300352184568,88.283300352184568,88.283300352184568,88.283300352184568,88.283300352184568,88.283300352184568,88.283300352184568,88.283300352184568,88.283300352184568,88.283300352184568,88.283300352184568,88.283300352184568,88.283300352184568,88.283300352184568,88.283300352184568,88.283300352184568,88.283300352184568]
[null,null,null,null,null,null,null,null,null,null,"12 hrs TES - Class 3 - high",{"$f":" (($S$50 * $S$48 * $S$46 * (L371 * 1 + L487) +L399) * 1000 / (L175 * 8760)) + L427 + 0","v":190.18619020527223},189.60573977573893,216.03423443101002,196.33269203873834,177.11942401776864,157.66184650394456,138.44857848297485,138.44857848297485,138.44857848297485,138.44857848297485,138.44857848297485,138.44857848297485,138.44857848297485,138.44857848297485,138.44857848297485,138.44857848297485,138.44857848297485,138.44857848297485,138.44857848297485,138.44857848297485,138.44857848297485,138.44857848297485,138.44857848297485,138.44857848297485,138.44857848297485,138.44857848297485,138.44857848297485,138.44857848297485,138.44857848297485,138.44857848297485,138.44857848297485,138.44857848297485,138.44857848297485,138.44857848297485,138.44857848297485,138.44857848297485,138.44857848297485]
[null,null,null,null,null,null,null,null,null,null,"12 hrs TES - Class 5 - low",{"$f":" (($S$50 * $S$48 * $S$46 * (L372 * 1 + L488) +L400) * 1000 / (L176 * 8760)) + L428 + 0","v":181.12879390501712},180.57642978659027,129.29707807933445,117.90057345711284,106.71721022348325,95.32070560126165,84.156689044820794,84.156689044820794,84.156689044820794,84.156689044820794,84.156689044820794,84.156689044820794,84.156689044820794,84.156689044820794,84.156689044820794,84.156689044820794,84.156689044820794,84.156689044820794,84.156689044820794,84.156689044820794,84.156689044820794,84.156689044820794,84.156689044820794,84.156689044820794,84.156689044820794,84.156689044820794,84.156689044820794,84.156689044820794,84.156689044820794,84.156689044820794,84.156689044820794,84.156689044820794,84.156689044820794,84.156689044820794,84.156689044820794,84.156689044820794,84.156689044820794]
[null,null,null,null,null,null,null,null,null,null,"12 hrs TES - Class 5 - mid",{"$f":" (($S$50 * $S$48 * $S$46 * (L373 * 1 + L489) +L401) * 1000 / (L177 * 8760)) + L429 + 0","v":181.12879390501712},180.57642978659027,166.18151813963283,151.32195830063,136.69488652740793,121.83532668840506,107.20825491518301,104.90309832814678,102.59794174111057,100.29278515407435,97.987628567038129,95.682471980001921,93.377315392965684,91.072158805929476,88.767002218893239,86.461845631857017,84.156689044820794,84.156689044820794,84.156689044820794,84.156689044820794,84.156689044820794,84.156689044820794,84.156689044820794,84.156689044820794,84.156689044820794,84.156689044820794,84.156689044820794,84.156689044820794,84.156689044820794,84.156689044820794,84.156689044820794,84.156689044820794,84.156689044820794,84.156689044820794,84.156689044820794,84.156689044820794,84.156689044820794]
[null,null,null,null,null,null,null,null,null,null,"12 hrs TES - Class 5 - high",{"$f":" (($S$50 * $S$48 * $S$46 * (L374 * 1 + L490) +L402) * 1000 / (L178 * 8760)) + L430 + 0","v":181.12879390501712},180.57642978659027,205.72612631338049,186.97788435944454,168.69429059755402,150.17820876988273,131.8946150079922,131.8946150079922,131.8946150079922,131.8946150079922,131.8946150079922,131.8946150079922,131.8946150079922,131.8946150079922,131.8946150079922,131.8946150079922,131.8946150079922,131.8946150079922,131.8946150079922,131.8946150079922,131.8946150079922,131.8946150079922,131.8946150079922,131.8946150079922,131.8946150079922,131.8946150079922,131.8946150079922,131.8946150079922,131.8946150079922,131.8946150079922,131.8946150079922,131.8946150079922,131.8946150079922,131.8946150079922,131.8946150079922,131.8946150079922,131.8946150079922]
[]
[]
[]
[]
[null,null,null,null,"X",null,"Graphics"]
[]
[]
[]
[]
[]
[]
[]
[]
[]
[]
[]
[]
[]
[]
[]
[]
[]
[]
[]
[]
[]
[]
[]
[]
[]
[]
[]
[]
[]
[]
[]
[]
[]
[]
[]
[]
[]
[]
[]
[]
[]
[]
[]
[]
[]
[]
[]
[]
[]
[]
[]
[]
[]
[]
[]
[]
[]
[]
[]
[]
[]
[]
[]
[]
[]
[]
[]
[]
[]
[]
[]
[]
[]
[]
[]
[]
[]
[]
[]
[]
[]
[]
[]
[]
[]
[]
[]
[]
[]
[]
[]
[]
[]
[]
[]
[]
[]
[]
[]
[]
[]
[]
[]
[]
[]
[]
[]
[]
[]
[]
[]
[]
[]
[]
[]
[]
[]
[]
[]
[]
[]
[]
[]
[]
[]
[]
[]
[]
[]
[]
[]
[]
[]
[]
[]
[]
[]
[]
[]
[]
[]
[]
[]
[]
[]
[]
[]
[]
[]
[]
[]
[]
[]
[]
[]
[]
[]
[]
[]
[]
[]
[]
[]
[]
[]
[]
[]
[]
[]
[]
[]
[]
[]
[]
[]
[]
[]
[]
[]
[]
[]
[]
[]
[]
[]
[]
[]
[]
[]
[]
[]
[]
[]
[]
[]
[]
[]
[]
[]
[]
[]
[]
[]
[]
[]
[]
[]
[]
[]
[]
[]
[]
[]
[]
[null,null,"X",null,null,null,"Data Sources for Default Inputs"]
[]
[null,null,null,null,null,null,null,"Current Costs:"]
[null,null,null,null,null,null,null,"Available Capacity (GW)",null,null,null,null,"U.S. Renewable Energy Technical Potentials - A GIS-Based Analysis 2012"]
[null,null,null,null,null,null,null,"Net Capacity Factor (%)",null,null,null,null,"National Renewable Energy Laboratory. Regional Energy Deployment System (ReEDS). Representative range of capacity factors across the continental U.S. for three classes of solar insolation."]
[null,null,null,null,null,null,null,"Overnight Capital Cost ($/kW)",null,null,null,null,"NREL: Regional Energy Deployment System (ReEDS). SunShot Vision Study. NREL Report No. BK5200-47927. Hybrid projection 62.5% by 2020 / 75% by 2040."]
[null,null,null,null,null,null,null,"Fixed Operating Expenses ($/kW)",null,null,null,null,"NREL: Regional Energy Deployment System (ReEDS). SunShot Vision Study. NREL Report No. BK5200-47927. Hybrid projection 62.5% by 2020 / 75% by 2040."]
[null,null,null,null,null,null,null,"Variable Operating Expenses ($/MWh)",null,null,null,null,"NREL: Regional Energy Deployment System (ReEDS).  SunShot Vision Study. NREL Report No. BK5200-47927. Hybrid projection 62.5% by 2020 / 75% by 2040."]
[null,null,null,null,null,null,null,"Grid Feature Cost ($/kW)",null,null,null,null,"N/A"]
[null,null,null,null,null,null,null,"Spur Line Cost ($/kW)",null,null,null,null,"N/A"]
[]
[null,null,null,null,null,null,null,"Future Projections Costs:"]
[null,null,null,null,null,null,null,"Net Capacity Factor (%)",null,null,null,null,"National Renewable Energy Laboratory. Regional Energy Deployment System (ReEDS). Representative range of capacity factors across the continental U.S. for three classes of solar insolation."]
[null,null,null,null,null,null,null,"Overnight Capital Cost ($/kW)",null,null,null,null,"NREL: Regional Energy Deployment System (ReEDS). No TES - Black and Veatch, 6 and 12 hr TES - SunShot Vision Study. NREL Report No. BK5200-47927. Hybrid projection 62.5% by 2020 / 75% by 2040."]
[null,null,null,null,null,null,null,"Fixed Operating Expenses ($/kW)",null,null,null,null,"NREL: Regional Energy Deployment System (ReEDS). No TES - Black and Veatch, 6 and 12 hr TES - SunShot Vision Study. NREL Report No. BK5200-47927. Hybrid projection 62.5% by 2020 / 75% by 2040."]
[null,null,null,null,null,null,null,"Variable Operating Expenses ($/MWh)",null,null,null,null,"NREL: Regional Energy Deployment System (ReEDS). No TES - Black and Veatch, 6 and 12 hr TES - SunShot Vision Study. NREL Report No. BK5200-47927. Hybrid projection 62.5% by 2020 / 75% by 2040."]
[null,null,null,null,null,null,null,"Grid Connection Cost ($/kW)",null,null,null,null,"N/A"]
[]
[]
[]
[]
[]
[]
[]
[null,null,null,null,null,null,null,null,null,null,null,null,null,"U.S. Renewable Energy Technical Potentials - A GIS-Based Analysis 2012"]

{"sheet":"Geothermal","index":6,"n_rows":542,"n_cols":118,"rows_kept":542,"cut":false,"hidden":false,"merged":[[533,7,533,10],[534,7,534,10],[535,7,535,10],[536,7,536,10],[537,7,537,10],[528,7,528,10],[529,7,529,10],[530,7,530,10],[531,7,531,10],[532,7,532,10],[534,11,534,26],[535,11,535,26],[536,11,536,26],[537,11,537,26],[528,11,528,26],[529,11,529,26],[530,11,530,26],[531,11,531,26],[532,11,532,26],[539,11,539,26],[9,6,9,19],[527,7,527,11],[292,7,309,7],[111,6,111,19],[316,6,316,19],[525,6,525,19],[292,9,309,9],[115,7,246,7],[538,7,538,10],[539,7,539,10],[41,14,41,17],[41,9,46,9],[43,14,43,17],[45,14,45,15],[533,11,533,26],[540,7,540,10],[541,7,541,10],[540,11,540,26],[541,11,541,26],[115,9,132,9],[134,9,151,9],[153,9,170,9],[172,9,189,9],[250,7,267,7],[250,9,267,9],[271,7,288,7],[271,9,288,9],[191,9,208,9],[210,9,227,9],[229,9,246,9],[538,11,538,26],[0,0,0,7],[11,7,11,19],[93,7,105,7],[93,9,98,9],[100,9,105,9],[55,9,60,9],[63,7,68,7],[63,9,68,9],[40,14,40,17],[71,7,90,7],[71,9,76,9],[78,9,83,9],[85,9,90,9],[42,14,42,17],[59,14,59,17],[60,14,60,17],[48,9,53,9],[34,14,34,17],[35,14,35,17],[36,14,36,17],[34,9,39,9],[37,14,37,17],[38,14,38,17],[39,14,39,17],[29,14,29,17],[30,14,30,17],[31,14,31,17],[32,14,32,17],[33,14,33,17],[23,14,23,16],[24,14,24,16],[13,7,60,7],[13,9,18,9],[13,14,13,15],[20,9,25,9],[26,14,26,18],[27,14,27,17],[15,14,15,19],[13,16,13,19],[19,14,19,16],[20,14,20,16],[21,14,21,16],[22,14,22,16],[28,14,28,17],[27,9,32,9]]}
["Geothermal Inputs"]
[null,null,null,null,null,null,null,null,null,null,null,null,null,null,null,null,null,null,null,null,null,null,null,null,null,null,null,null,"GEO-Hydro Flash",null,null,null,null,null,null,null,null,null,null,null,null,null,null,null,null,null,null,null,null,"GEO-Hydro Binary",null,null,null,null,null,null,null,null,null,null,null,null,null,"GEO-NF EGS Flash",null,null,null,null,null,null,null,null,null,null,null,null,null,"GEO-NF EGS Binary",null,null,null,null,null,null,null,null,null,null,null,null,null,"GEO-Deep EGS Flash",null,null,null,null,null,null,null,null,null,null,null,null,null,"GEO-Deep EGS Binary"]
[null,null,null,null,null,null,null,null,null,null,null,null,null,null,null,null,null,null,null,"Inputs",null,null,null,null,null,null,null,null,null,null,null,null,null,"Reservoir","Reservoir","Plant","Well","Capital","O&M","O&M",null,null,null,null,null,null,null,null,null,null,null,null,null,null,"Reservoir","Reservoir","Plant","Well","Capital","O&M","O&M",null,null,null,null,null,null,null,"Reservoir","Reservoir","Plant","Well","Capital","O&M","O&M",null,null,null,null,null,null,null,"Reservoir","Reservoir","Plant","Well","Capital","O&M","O&M",null,null,null,null,null,null,null,"Reservoir","Reservoir","Plant","Well","Capital","O&M","O&M",null,null,null,null,null,null,null,"Reservoir","Reservoir","Plant","Well","Capital","O&M","O&M"]
[null,null,null,null,null,null,null,null,null,"Take me to: ",null,null,null,null,null,null,null,null,null,"Calculated",null,null,null,null,null,null,null,null,"ReEDS","Site Name",null,null,null,"Temp","Depth","Sales","Flow Rate","Costs","Costs","Costs","LCOE",null,null,null,null,null,null,null,null,"ReEDS","Site Name",null,null,null,"Temp","Depth","Sales","Flow Rate","Costs","Costs","Costs","LCOE",null,"ReEDS","Site Name",null,null,null,"Temp","Depth","Sales","Flow Rate","Costs","Costs","Costs","LCOE",null,"ReEDS","Site Name",null,null,null,"Temp","Depth","Sales","Flow Rate","Costs","Costs","Costs","LCOE",null,"ReEDS","Site Name",null,null,null,"Temp","Depth","Sales","Flow Rate","Costs","Costs","Costs","LCOE",null,"ReEDS","Site Name",null,null,null,"Temp","Depth","Sales","Flow Rate","Costs","Costs","Costs","LCOE"]
[null,null,null,null,null,null,null,null,null,null,null,null,null,null,null,null,null,null,null,null,null,null,null,null,null,null,null,null,"PCR",null,null,null,null,"(°C)","(m)","(MW)","(kg/s)","$/kW net","$/kWh","$/kW","($/MWh)",null,null,null,null,null,null,null,null,"PCR",null,null,null,null,"(°C)","(m)","(MW)","(kg/s)","$/kW net","$/kWh","$/kW","($/MWh)",null,"PCR",null,null,null,null,"(°C)","(m)","(MW)","(kg/s)","$/kW net","$/kWh","$/kW","($/MWh)",null,"PCR",null,null,null,null,"(°C)","(m)","(MW)","(kg/s)","$/kW net","$/kWh","$/kW","($/MWh)",null,"PCR",null,null,null,null,"(°C)","(m)","(MW)","(kg/s)","$/kW net","$/kWh","$/kW","($/MWh)",null,"PCR",null,null,null,null,"(°C)","(m)","(MW)","(kg/s)","$/kW net","$/kWh","$/kW","($/MWh)"]
[null,null,null,null,null,null,null,null,null,null,null,null,null,null,null,null,null,null,null,null,null,null,null,null,null,null,null,null,12,"Fallon Naval Air Station",null,null,null,195,2133.6,66.762463612044897,80,5914.0344782641432,2.1954930616479695E-2,142.68119716890087,{"$f":" (($S$44 * $S$42 * $S$40 * (AL6 * 1 + $L$72) +AN6) * 1000 / ($L$14 * 8760)) + AM6 + 0","v":101.99282416035504},null,null,null,null,null,null,null,null,0,"Hot Springs Cove",null,null,null,110,1524,6.2637340852775285,100,24101.424935943411,9.86080477062765E-2,556.90500434822127,{"$f":" (($S$44 * $S$42 * $S$40 * (BG6 * 1 + $L$73) +BI6) * 1000 / ($L$15 * 8760)) + BH6 + 0","v":464.10000115765513},null,null,"Fallon Naval Air Station",null,null,null,195,2133.6,60.490896393155573,40,6644.2759659568428,5.6012978694258302E-2,397.51171046203899,null,null,null,"Upper Division Hot Spring",null,null,null,110,1524,8.4950705760177136,40,21770.579079144645,0.11267560783394097,726.30657741906782,null,null,null,"4k-200C",null,null,null,225,4000,30,40,9537.098256672014,5.8684268928048025E-2,408.76057121831974,null,null,null,"4k-150C",null,null,null,175,4000,20,40,14241.210300835612,5.5280111307683608E-2,361.21006281338543]
[null,null,null,null,null,null,null,null,null,null,null,null,null,null,null,null,null,null,null,null,null,null,null,null,null,null,null,null,0,"West Ukinrek Maar",null,null,null,200,1524,28.39067624822043,80,5926.217812486354,2.2413694559996603E-2,144.57548593110141,{"$f":" (($S$44 * $S$42 * $S$40 * (AL7 * 1 + $L$72) +AN7) * 1000 / ($L$14 * 8760)) + AM7 + 0","v":102.40633794463372},null,null,null,null,null,null,null,null,8,"Kellog HS",null,null,null,110,1524,6.7176080220648204,100,23610.365816342895,9.7561093793220741E-2,552.89724192382357,{"$f":" (($S$44 * $S$42 * $S$40 * (BG7 * 1 + $L$73) +BI7) * 1000 / ($L$15 * 8760)) + BH7 + 0","v":455.69230109743887},null,null,"West Ukinrek Maar",null,null,null,200,1524,21.489213351830792,40,6181.52865500393,5.5106223007889102E-2,391.53331747973874,null,null,null,"Tolvana",null,null,null,110,1524,22.356400139124077,40,20496.168493083631,0.10637340034319476,690.24601851273769,null,null,null,"5k-200C",null,null,null,225,5000,30,40,12515.635471174404,6.7747644540726487E-2,466.91696492912877,null,null,null,"5k-150C",null,null,null,175,5000,20,40,18073.955694577049,6.6950512487825561E-2,434.00763535911932]
[null,null,null,null,null,null,null,null,null,null,null,null,null,null,null,null,null,null,null,null,null,null,null,null,null,null,null,null,10,"Heber Deep",null,null,null,205,1219.2,37.964505559970867,80,4704.3734655858116,1.9113275458096594E-2,124.94583091500789,82.584935213951354,null,null,null,null,null,null,null,null,12,"Dyke Hot Springs area",null,null,null,110,1524,6.7875631733454744,100,23542.119151501749,9.7417044301361111E-2,552.35501018312561,454.52591924661488,null,null,"Roosevelt HS",null,null,null,200,2000,108,40,5800.4672259364042,5.1565121233201269E-2,367.86887748818742,null,null,null,"Dulbi",null,null,null,110,1524,11.663927375682608,40,21232.626207737689,0.11021321372693246,712.54875929854768,null,null,null,"6k-200C",null,null,null,225,6000,30,40,16068.544879400417,7.8519820352251121E-2,536.0349008900838,null,null,null,"6k-150C",null,null,null,175,6000,20,40,22364.792789324329,8.0050915290757862E-2,515.52985635961852]
[null,null,null,null,null,null,null,null,null,null,null,null,null,null,null,null,null,null,null,null,null,null,null,null,null,null,null,null,12,"Soda Lake area",null,null,null,205,1371.6000000000001,46.475000000000001,80,4613.3112939700113,1.8655260546888347E-2,122.2192418506767,80.947187987944972,null,null,null,null,null,null,null,null,12,"Rowland Hot Springs",null,null,null,110,1524,7.3090295008595776,100,23073.737684151802,9.641654259468696E-2,548.55435048993331,446.5096362598041,null,null,"Makushin",null,null,null,205,1524,68.822600536459944,40,4861.3230604860983,4.8064422936421887E-2,344.73897750178668,null,null,null,"Bradfield Canal Hot Spring ",null,null,null,110,1524,9.1004590733915798,40,21640.622757585112,0.1121000606396059,723.12522628857562,null,null,null,"7k-200C",null,null,null,225,7000,30,40,20236.556861988585,9.1125287914988667E-2,616.93591407919382,null,null,null,"7k-150C",null,null,null,175,7000,20,40,27272.079046345727,9.5036108941068759E-2,608.65857918123618]
[null,"X",null,null,null,null,"Current Costs",null,null,null,null,null,null,null,null,null,null,null,null,null,null,null,null,null,null,null,null,null,10,"Long Valley caldera - deep",null,null,null,205,3048,59.41661017490523,80,7334.0429895042544,2.4929692803869408E-2,160.8009010322094,124.43276014408579,null,null,null,null,null,null,null,null,9,"Sonoma Mission Inn",null,null,null,110,1524,7.8515754486616309,100,22651.125722754259,9.5494591404418752E-2,544.99678605539202,439.25836517302798,null,null,"Long Valley caldera - deep",null,null,null,205,3048,25.023931141850412,40,8937.358355453649,6.2351512510543411E-2,437.19265139397913,null,null,null,"Hot Springs Cove ",null,null,null,110,1524,4.8210921622853302,40,23560.001063811902,0.11977169659863297,765.53550374082499,null,null,null,"8k-200C",null,null,null,225,8000,30,40,25032.937632677207,0.10560184595987016,709.8852191791774,null,null,null,"8k-150C",null,null,null,175,8000,20,40,32867.302925512362,0.11214023370869414,714.93467550248261]
[null,null,null,null,null,null,null,null,null,null,null,null,null,null,null,null,null,null,null,null,null,null,null,null,null,null,null,null,12,"Fish Lake Valley",null,null,null,205,1524,71.41313458609774,80,4369.0028138950538,1.7681184920765286E-2,116.42165789977479,76.746050993359177,null,null,null,null,null,null,null,null,15,"Latty Hot Springs",null,null,null,110,1524,7.9408140154521591,100,22587.023149602759,9.5353026559561627E-2,544.44566971831762,438.15683634344771,null,null,"Heber Deep",null,null,null,205,1219.2,26.472289044075275,40,5208.666494537496,5.0674910251887112E-2,362.35058824778503,null,null,null,"Clifton Hot Springs",null,null,null,110,1524,28.140228065501958,40,20315.848046258132,0.1053072067506767,683.84614557076657,null,null,null,"9k-200C",null,null,null,225,9000,30,40,30469.013649016768,0.12198259723443321,815.1210297880184,null,null,null,"9k-150C",null,null,null,175,9000,20,40,39172.815061625064,0.13143861940966753,834.81847016957659]
[null,null,null,null,null,null,null,"*** NOTE: Geothermal project costs and performance parameters are location specific. Numbers in this section are example cases. Location specific data are located to the right.",null,null,null,null,null,null,null,null,null,null,null,null,null,null,null,null,null,null,null,null,12,"Blue Mountain",null,null,null,205,914.40000000000009,78.000434175384967,80,3524.3040249007809,1.5534061814013416E-2,103.17642317780184,63.084304259255767,null,null,null,null,null,null,null,null,0,"Upper Division Hot Spring",null,null,null,110,1524,8.8115970740062863,100,22028.157637502936,9.4097768280833813E-2,539.50018870434394,428.53328102617314,null,null,"Blue Mountain",null,null,null,205,914.40000000000009,70.071119370540828,40,4050.1787953730573,4.5439380175244945E-2,327.58531568096367,null,null,null,"Gillard (Morenci) Hot Springs",null,null,null,110,1524,15.752853459600043,40,20842.702948715494,0.10826645504911522,701.38078740550986,null,null,null,"10k-200C",null,null,null,225,10000,30,40,36704.364640759944,0.14093498713875743,936.86923177733001,null,null,null,"10k-150C",null,null,null,175,10000,20,40,46212.729664392697,0.15301276288864032,968.8072346280087]
[null,null,null,null,null,null,null,null,null,null,null,null,null,null,null,null,null,null,null,null,null,null,null,null,null,null,null,null,12,"Humboldt House - Rye Patch",null,null,null,205,914.40000000000009,113.04341455557022,80,3377.0575689818806,1.4937930639153121E-2,99.456872368492668,60.523662510063033,null,null,null,null,null,null,null,null,7,"Clark Ranch",null,null,null,110,1524,8.8607107155121163,100,21999.831870248287,9.4033079028645855E-2,539.24239622184632,428.04449782349769,null,null,"Humboldt House - Rye Patch",null,null,null,205,914.40000000000009,54.762741115117421,40,4150.827916546611,4.6098190928752308E-2,332.06318719632634,null,null,null,"Fort Bidwell",null,null,null,110,762,8.6684442525962329,40,16963.334542756991,9.8266235868423132E-2,638.7412344782814,null,null,null,"4k-250C",null,null,null,275,4000,30,40,6818.795045828062,4.3448672904217445E-2,300.73208050932942]
[null,null,null,null,null,null,null,"Techno-Economic Cost and Performance Parameters",null,"Net Capacity Factor (%)","GEO-Hydro Flash example",0.9,null,null,"Basis Year:",null,2013,null,null,null,null,null,null,null,null,null,null,null,0,"Makushin",null,null,null,205,1524,134.13216015152099,80,4129.9154953601064,1.6828766801161764E-2,111.22017901585438,72.694692053046808,null,null,null,null,null,null,null,null,17,"Gregson (Fairmont) Hot Springs",null,null,null,110,1524,8.8750127771477327,100,21991.640765549222,9.4014352233874221E-2,539.1677134869384,427.90313455694786,null,null,"Soda Lake area",null,null,null,205,1371.6000000000001,33.499127301993113,40,5164.6340696697289,5.0116574487398313E-2,358.55810838257867,null,null,null,"Kellog HS",null,null,null,110,1524,5.9024028963624389,40,22813.610772967211,0.11691567906332213,749.93865901367235,null,null,null,"5k-250C",null,null,null,275,5000,30,40,8863.5325093933097,4.9679169076326413E-2,340.09200725628432,null,null,null,null,null,null,"10th percentile",null,null,null,null,{"$f":"_xlfn.PERCENTILE.INC(DK6:DK12,0.1)","v":16540.857537080476},{"$f":"_xlfn.PERCENTILE.INC(DL6:DL12,0.1)","v":6.2282352015768781E-2},{"$f":"_xlfn.PERCENTILE.INC(DM6:DM12,0.1)","v":404.88860634082579},{"$f":"_xlfn.PERCENTILE.INC(DN6:DN12,0.1)","v":{"$error":"#NUM!"}}]
[null,null,null,null,null,null,null,null,null,null,"GEO-Hydro Binary example",0.8,null,null,null,null,null,null,null,null,null,null,null,null,null,null,null,null,12,"Desert Peak",null,null,null,215,1676.4,19.325000000000003,80,6649.5244022412398,2.3461830449628608E-2,149.24651402924454,113.25784668324611,null,null,null,null,null,null,null,null,0,"Bradfield Canal Hot Spring",null,null,null,110,1524,9.1601053255790141,100,21833.565516797731,9.3651139266386754E-2,537.71431424481341,425.17331475396554,null,null,"Fish Lake Valley",null,null,null,205,1524,62.612402204316695,40,4900.4090330900526,4.83135775322329E-2,346.41678149444778,null,null,null,"Boyes HS",null,null,null,110,1524,10.263098344419012,40,21431.85261427849,0.11115094655830621,717.83402202943807,null,null,null,"6k-250C",null,null,null,275,6000,30,40,11317.621318039097,5.7125186316942425E-2,387.0950847586588,null,null,null,null,null,null,"median",{"$f":"MEDIAN(DG6:DG12)","v":175},7000,20,40,27272.079046345727,9.5036108941068759E-2,608.65857918123618,{"$error":"#NUM!"}]
[null,null,null,null,null,null,null,null,null,null,"GEO-NF EGS Flash example",0.9,null,null,"Geothermal",null,null,null,null,null,null,null,null,null,null,null,null,null,12,"Beowawe HS",null,null,null,215,2438.4,51.637500000000003,80,5809.6789108898593,2.0884415917307768E-2,135.49012560042846,99.599665198028205,null,null,null,null,null,null,null,null,15,"Owl Creek Hot Springs",null,null,null,110,1828.8000000000002,9.7936861343408488,100,23414.839425525992,9.7384734149914248E-2,558.5483165183324,453.37890744911493,null,null,"Steamboat Hills",null,null,null,210,1524,20.876691011728873,40,5724.9480266751207,5.1363283515318034E-2,365.69346969405137,null,null,null,"Sonoma Mission Inn",null,null,null,110,1524,7.0018504641314143,40,22271.526537086349,0.11475912438372073,737.96791727607058,null,null,null,"7k-250C",null,null,null,275,7000,30,40,14222.093790146713,6.5916971238960217E-2,442.62417471954353,null,null,null,null,null,null,"average",{"$f":"AVERAGE(DG6:DG12)","v":175},7000,20,40,28600.697926087545,9.9129894862048248E-2,633.9952162876325,{"$error":"#DIV/0!"}]
[null,null,null,null,null,null,null,null,null,null,"GEO-NF EGS Binary example",0.8,null,null,"Example projects are representative base scenarios.",null,null,null,"Available","Available",null,null,null,null,null,null,null,null,31,"Valles Caldera - Sulphur Springs",null,null,null,225,3352.8,34.387895513700379,80,8057.5211666866271,2.5533250896848776E-2,161.94063593941345,134.83835148130103,null,null,null,null,null,null,null,null,6,"Olene Hot Springs",null,null,null,110,1524,10.32696952488682,100,21275.333579014292,9.2338749087202132E-2,532.38285808217461,415.50473451847279,null,null,"Beowawe HS",null,null,null,215,2438.4,44.744213674477095,40,6165.0880331534454,5.0004151130493314E-2,355.36392198552755,null,null,null,"Routt",null,null,null,110,1524,9.9573049415635868,40,21482.307810534476,0.11138328391946833,719.1345739389443,null,null,null,"8k-250C",null,null,null,275,8000,30,40,17598.440397131541,7.612004333762791E-2,507.11652579064776]
[null,null,null,null,null,null,null,null,null,null,"GEO-Deep EGS Flash example",0.9,null,null,"CAPEX and O&M supply curves shown at right.",null,null,null,"Capacity","Generation",null,null,null,null,null,null,null,null,12,"Dixie Valley Geothermal Field",null,null,null,225,1524,116.62500000000001,80,3549.3877651880493,1.4731989292702337E-2,97.727032295798395,62.748045570937464,null,null,null,null,null,null,null,null,7,"Summer Lake Hot Springs",null,null,null,110,1005.84,10.329804325432907,100,18485.64078268197,8.5819768743014196E-2,497.5523707628368,366.01901229492489,null,null,"Desert Peak",null,null,null,215,1676.4,18.94326947224075,40,5871.4105429211422,5.0594417525541176E-2,359.38870215712035,null,null,null,"Owl Creek Hot Springs",null,null,null,110,1828.8000000000002,9.5575789518462102,40,23821.638335859356,0.11857974590327841,762.92878515034647,null,null,null,"9k-250C",null,null,null,275,9000,30,40,21469.27858173009,8.7804086278380239E-2,581.03839839158218]
[null,null,null,null,null,null,null,null,null,null,"GEO-Deep EGS Binary example",0.8,null,null,null,null,null,null,"(GW)","(GWh)",null,null,null,null,null,null,null,null,0,"Kluichef - Atka Island",null,null,null,230,1524,54.199874952296909,80,3906.9573918688575,1.5915303222996762E-2,104.62396435039423,68.695110745181239,null,null,null,null,null,null,null,null,33,"Routt",null,null,null,110,1524,10.357171109288224,100,21262.510748796733,9.2308016080014738E-2,532.25646476108432,415.28208201702375,null,null,"The Geysers 5",null,null,null,220,2000,37,40,5350.9456892266653,4.6556807732393117E-2,331.97598200539028,null,null,null,"White Licks Hot Springs",null,null,null,110,1219.2,11.175252577976678,40,19262.834156132252,0.1043793301005474,676.67628836033111,null,null,null,"10k-250C",null,null,null,275,10000,30,40,25856.018843100821,0.1010308391276362,664.81209825852216]
[null,null,null,null,null,null,null,null,null,null,null,null,null,null,"GEO-Hydro Flash example",null,null,"> 190° C",22.9,{"$f":"ROUND(S20*8760*L14,-5)","v":200000},null,null,null,null,null,null,null,null,0,"Milky River - Atka Island",null,null,null,245,1524,67.710377515238235,80,3351.657370926805,1.4041853932693089E-2,92.582207575778256,59.290562052685203,null,null,null,null,null,null,null,null,9,"Boyes HS",null,null,null,110,1524,10.461172770047316,100,21218.90467206416,9.220329316931164E-2,531.82523532815435,414.52471547962028,null,null,"Valles Caldera - Sulphur Springs",null,null,null,225,3352.8,33.753307058031268,40,7787.5993241444412,5.3145008373470692E-2,373.32294277806011,null,null,null,"Magic Reservoir area",null,null,null,110,1219.2,11.092641765546746,40,19273.332177895543,0.10443134345155582,676.9748685254666,null,null,null,"4k-300C",null,null,null,325,4000,30,40,5215.6360887149467,3.535415597083795E-2,241.02364570673203]
[null,null,null,null,null,null,null,null,null,"Annual Energy Production (kWh/kW)","GEO-Hydro Flash example",{"$f":"L14*8760","v":7884},null,null,"GEO-Hydro Binary example",null,null,"< 190° C",16.5,{"$f":"ROUND(S21*8760*L15,-5)","v":100000},null,null,null,null,null,null,null,null,10,"South Brawley (Mesquite)",null,null,null,250,3048,52.880573841607124,80,5556.1981641635239,1.9125699471279171E-2,122.88190639842371,94.40380644288571,null,null,null,null,null,null,null,null,31,"Jemez Springs (Ojos Calientes)",null,null,null,110,1524,10.776988923784934,100,21091.50104470674,9.1895423185250624E-2,530.55258146531423,412.31010309391382,null,null,"Dixie Valley Geothermal Field",null,null,null,225,1524,95.19,40,3977.9635309195874,3.9850498000522164E-2,286.79545076385273,null,null,null,"Latty Hot Springs",null,null,null,110,1524,8.0627078688679461,40,21875.595871282403,0.11313233788917121,728.81990917416499,null,null,null,"5k-300C",null,null,null,325,5000,30,40,6684.1415524870235,3.9843691735014772E-2,268.54069863251033]
[null,null,null,null,null,null,null,null,null,null,"GEO-Hydro Binary example",7008,null,null,"GEO-NF EGS Flash example",null,null,"> 190° C",0.78700000000000003,{"$f":"ROUND(S22*8760*L16,-2)","v":6200},null,null,null,null,null,null,null,null,0,"Akutan Fumaroles",null,null,null,250,1524,61.54257868409325,80,3373.453271505557,1.4105181663268799E-2,92.766150893691417,59.62306778434975,null,null,null,null,null,null,null,null,15,"White Licks Hot Springs",null,null,null,110,1219.2,11.300769773771098,100,19229.103845723017,8.7460816461153668E-2,507.27595504620717,379.26998458233044,null,null,"Kluichef - Atka Island",null,null,null,230,1524,42.914060309720639,40,4205.8360399722978,4.0648188610769229E-2,291.51683426193097,null,null,null,"Gregson (Fairmont) Hot Springs",null,null,null,110,1524,8.5668264764429409,40,21754.268436785587,0.11260396900321001,725.91168371715082,null,null,null,"6k-300C",null,null,null,325,6000,30,40,8451.302243944554,4.5228201559261202E-2,301.49485469943994]
[null,null,null,null,null,null,null,null,null,null,"GEO-NF EGS Flash example",7884,null,null,"GEO-NF EGS Binary example",null,null,"< 190° C",0.70699999999999996,{"$f":"ROUND(S23*8760*L17,-2)","v":5000},null,null,null,null,null,null,null,null,25,"Roosevelt HS",null,null,null,250,1219.2,64.412499999999994,80,3033.7024060361427,1.3277899924565862E-2,87.753032838076479,54.168007123828374,null,null,null,null,null,null,null,null,15,"Magic Reservoir area",null,null,null,110,1219.2,11.319226552372934,100,19223.124247454645,8.7445239313400785E-2,507.20905937842241,379.16501986275767,null,null,"Geysers",null,null,null,242,1828.8000000000002,240.09891443815206,40,3784.6756251049574,3.6181754972000719E-2,259.75503059207057,null,null,null,"Jemez Springs (Ojos Calientes)",null,null,null,110,1524,10.727410317088664,40,21360.420570828886,0.11081856937829287,715.9673664537371,null,null,null,"7k-300C",null,null,null,325,7000,30,40,10548.292307850123,5.1603838727430733E-2,340.54862475809551]
[null,null,null,null,null,null,null,null,null,null,"GEO-NF EGS Binary example",7008,null,null,"GEO-Deep EGS Flash example",null,null,"> 190° C",7417,{"$f":"ROUND(S24*8760*L18,-5)","v":58500000},null,null,null,null,null,null,null,null,10,"North Brawley",null,null,null,250,1524,92.562500000000014,80,3038.9948604351935,1.296219763973272E-2,85.818993273200348,53.997437459417966,null,null,null,null,null,null,null,null,0,"Dulbi",null,null,null,110,1524,11.407007011139232,100,20857.82300535544,9.1323029946450585E-2,528.16668432577444,408.24078184317966,null,null,"Milky River - Atka Island",null,null,null,245,1524,52.848167385328871,40,3654.592674510734,3.6143942057863476E-2,259.37605456250304,null,null,null,"Rowland Hot Springs",null,null,null,110,1524,6.7989031109497313,40,22359.718798071233,0.11511526767032011,739.95686348996344,null,null,null,"8k-300C",null,null,null,325,8000,30,40,12994.165696594215,5.9030634715397962E-2,386.09323775957358]
[null,null,null,null,null,null,null,null,null,null,"GEO-Deep EGS Flash example",7884,null,null,"GEO-Deep EGS Binary example",null,null,"< 190° C",8457,{"$f":"ROUND(S25*8760*L19,-5)","v":59300000},null,null,null,null,null,null,null,null,8,"Medicine Lake (Glass Mt.)",null,null,null,255,2743.2000000000003,456.96756409685696,80,4201.2011650085506,1.5610672438742004E-2,101.89805184908087,72.52204211268355,null,null,null,null,null,null,null,null,8,"Fort Bidwell",null,null,null,110,762,11.42665457602771,100,17014.887985013662,8.2277509206807722E-2,479.48777298876394,339.97213505222038,null,null,"Akutan Fumaroles",null,null,null,250,1524,48.721528607451852,40,3604.204753878184,3.5432386829866207E-2,253.98876408038916,null,null,null,"Dyke Hot Springs area",null,null,null,110,1524,6.1005889089785565,40,22702.975807846429,0.1164816391810883,747.54321203166978,null,null,null,"9k-300C",null,null,null,325,9000,30,40,15809.760027834815,6.7574804592276522E-2,438.55998302923081]
[null,null,null,null,null,null,null,null,null,null,"GEO-Deep EGS Binary example",7008,null,null,null,null,null,null,null,null,null,null,null,null,null,null,null,null,31,"Valles Caldera - Redondo",null,null,null,275,3352.8,127.25419746327006,80,4454.7825257309642,1.5895431164258136E-2,102.5632923796083,76.203016348402343,null,null,null,null,null,null,null,null,12,"Colado area",null,null,null,110,1066.8,13.478406159251614,100,17891.77367734116,8.4086141511443099E-2,490.63436456336137,355.55506618844851,null,null,"North Brawley",null,null,null,250,1524,92.896975114502027,40,3279.897785891314,3.3553010310475646E-2,241.32217985310348,null,null,null,"Colado area",null,null,null,110,1066.8,12.818929907740531,40,18149.52967177131,0.10065660230687822,654.16735530751328,null,null,null,"10k-300C",null,null,null,325,10000,30,40,19016.966897732284,7.7303609423274924E-2,498.39124776629933]
[null,null,null,null,null,null,null,null,null,null,null,null,null,null,"Financial Assumptions:",null,null,null,null,null,null,null,null,null,null,null,null,null,5,"Newberry Caldera",null,null,null,275,2133.6,155.20230295524374,80,3127.1730585581595,1.2742267856252003E-2,83.379140443567849,54.938298809453407,null,null,null,null,null,null,null,null,28,"Gillard (Morenci) Hot Springs",null,null,null,110,1524,14.745143375963114,100,19943.957544427092,8.8972154214035482E-2,518.08257359287404,392.21891191793395,null,null,"South Brawley (Mesquite)",null,null,null,250,3048,37.070704701206893,40,5870.2852489411489,4.2930429943224262E-2,302.4327688311285,null,null,null,"Clark Ranch",null,null,null,110,1524,8.5592712407502134,40,21755.973596456723,0.11261146614983157,725.95302453670877,null,null,null,"4k-350C",null,null,null,375,4000,30,40,3718.4247896112979,2.937279055225403E-2,193.93538964890291]
[null,null,null,null,null,null,null,null,null,"CAPEX ($/kW)","GEO-Hydro Flash example",{"$f":" $S$40*(L42 + L72)","v":6624.1604037906363},null,null,"Inflation Rate",null,null,null,2.5000000000000001E-2,null,null,null,null,null,null,null,null,null,12,"Dixie Valley Power Partners",null,null,null,280,1524,97.387499999999989,80,2609.5442715541485,1.1535806900712896E-2,75.911658087638159,46.648870686796819,null,null,null,null,null,null,null,null,25,"Newcastle area",null,null,null,110,762,15.33395105637112,100,16203.31096817978,7.9848355999168397E-2,468.39022375115746,325.43757084906127,null,null,"Roosevelt HS",null,null,null,250,1219.2,74.530255145983887,40,3070.3124269008076,3.3141299601007895E-2,238.75712762397069,null,null,null,"Summer Lake Hot Springs",null,null,null,110,1005.84,9.8981741787788025,40,18135.614277900444,0.10134735177684266,657.8297517473768,null,null,null,"5k-350C",null,null,null,375,5000,30,40,4696.4557789981136,3.233557734575742E-2,211.07173139655998]
[null,null,null,null,null,null,null,null,null,null,"GEO-Hydro Binary example",{"$f":" $S$40*(L43 + L73)","v":6954.7051235392009},null,null,"Economic Lifetime (Years)",null,null,null,20,null,null,null,null,null,null,null,null,null,10,"Coso area",null,null,null,285,1524,347.07599999999996,80,2534.608734551472,1.1287158876200456E-2,74.185256355200551,45.366904964688302,null,null,null,null,null,null,null,null,28,"Clifton Hot Springs",null,null,null,110,1524,18.066669285611994,100,19359.898631332337,8.735076032625716E-2,510.83907499198631,381.8651203395533,null,null,"Coso 2",null,null,null,250,2500,43.570398209767369,40,4860.6008582254117,3.9541638337618382E-2,280.61479502176417,null,null,null,"Olene Hot Springs",null,null,null,110,1524,9.8843026502787321,40,21494.786776087953,0.11144044659741774,719.45401996737996,null,null,null,"6k-350C",null,null,null,375,6000,30,40,5859.9501658536419,3.5862226787299833E-2,231.35471662533794]
[null,null,null,null,null,null,null,null,null,null,"GEO-NF EGS Flash example",7729.6611387356688,null,null,"Interest Rate - Nominal",null,null,null,0.08,null,null,null,null,null,null,null,null,null,10,"East Brawley",null,null,null,285,3048,448.15588671603007,80,3922.6407653120091,1.4564105375161188E-2,93.993958765474503,67.567881326867493,null,null,null,null,null,null,null,null,0,"Tolvana",null,null,null,110,1524,18.1364825346317,100,19349.828895545063,8.7321792525724126E-2,510.70737431322607,381.68563745329681,null,null,"Salton Sea area 3",null,null,null,250,2500,66.067482685198712,40,4533.0515027694883,3.7932814218365578E-2,270.05940403567774,null,null,null,"Newcastle area",null,null,null,110,762,14.477078556655258,40,16314.271394617423,9.4827986084642935E-2,618.55297285504776,null,null,null,"7k-350C",null,null,null,375,7000,30,40,7240.4937683187927,4.0021259527208003E-2,255.33510293671833]
[null,null,null,null,null,null,null,null,null,null,"GEO-NF EGS Binary example",11848.756877140861,null,null,"Calculated Interest Rate - Real",null,null,null,{"$f":"(1+S30)/(1+S28)-1","v":5.3658536585366123E-2},null,null,null,null,null,null,null,null,null,9,"Clear Lake (Sulphur Bank mine)",null,null,null,300,3657.6000000000004,36.501601729614968,80,6093.0521445528866,1.9326530746590003E-2,119.1436394324536,101.54355422950988,null,null,null,null,null,null,null,null,8,"Amedee",null,null,null,115,457.20000000000005,6.9624999999999995,100,15506.138116440407,7.1810722386746823E-2,420.91949974005803,307.53246207555401,null,null,"Medicine Lake (Glass Mt.)",null,null,null,255,2743.2000000000003,264.27155495509129,40,4547.3234368860794,3.6871602549285051E-2,262.25658628697289,null,null,null,"Surprise Valley HS",null,null,null,115,1524,8.6545529595354722,40,19019.206424815184,9.7665665854736211E-2,633.73699170789905,null,null,null,"8k-350C",null,null,null,375,8000,30,40,8854.7407447978276,4.486375924349717E-2,283.35866015089334]
[null,null,null,null,null,null,null,null,null,null,"GEO-Deep EGS Flash example",7729.6611387356688,null,null,"Interest During Construction  - Nominal",null,null,null,0.08,null,null,null,null,null,null,null,null,null,10,"Salton Sea area",null,null,null,310,2286,2103.0570000000002,80,2801.7509669215101,1.170147100998601E-2,75.442671725011934,49.315441072371833,null,null,null,null,null,null,null,null,5,"Kahneetah Hot Springs",null,null,null,115,1066.8,7.5801033535330671,100,17750.375789048554,7.5975930175860268E-2,443.78967987835745,346.60651700165624,null,null,"The Geysers 2",null,null,null,265,3000,70,40,4740.959273354526,3.6805376255784429E-2,260.36058252311227,null,null,null,"Amedee",null,null,null,115,457.20000000000005,8.708650827849965,40,13602.935017660853,8.1978693641321584E-2,538.26642912247985,null,null,null,"9k-350C",null,null,null,375,9000,30,40,10735.765566528669,5.0555442183712364E-2,316.39711198517125]
[null,null,null,null,null,null,null,null,null,null,"GEO-Deep EGS Binary example",11848.756877140861,null,null,"Rate of Return on Equity - Nominal",null,null,null,0.13,null,null,null,null,null,null,null,null,null,0,"Puna Geothermal Venture",null,null,null,350,1066.8,226.57718239346866,80,1750.3185496128717,9.1798971754432721E-3,58.510043462399693,32.253701285068573,null,null,null,null,null,null,null,null,10,"Arrowhead HS",null,null,null,115,1371.6000000000001,8.8335530643105464,100,18476.95527470424,7.7433212083742264E-2,453.36126300942288,359.56624110197356,null,null,"Valles Caldera - Redondo",null,null,null,275,3352.8,84.200615199947748,40,4823.7802251626499,3.5913472087974949E-2,253.07426020119036,null,null,null,"Arrowhead HS",null,null,null,115,1371.6000000000001,7.6987220945522665,40,18383.770873086374,9.6136953041929193E-2,623.93840346612717,null,null,null,"10k-350C",null,null,null,375,10000,30,40,12893.631804071931,5.7136894669056151E-2,354.67379327983917]
[null,null,null,null,null,null,null,null,null,null,null,null,null,null,"Calculated Rate of Return on Equity - Real",null,null,null,{"$f":"(1+S33)/(1+S28) - 1","v":0.10243902439024399},null,null,null,null,null,null,null,null,null,27,"Undiscovered >190 - NV",null,null,null,221.20188901505725,1504.6669138252089,{"$f":"IF(AH34<140, 15, IF(AH34<=190, 30, 40))","v":40},80,4538.7356266762363,1.796919407944771E-2,117.37053918852462,79.273858496110932,null,null,null,null,null,null,null,null,12,"Butte Springs (Trego)",null,null,null,115,1524,9.1047646788807519,100,19107.684226617366,7.8800430411651648E-2,460.97888335886262,370.71777641354026,null,null,"Newberry Caldera",null,null,null,275,2133.6,112.53895561817825,40,3305.0367010913824,3.0905679283239174E-2,220.46169039557989,null,null,null,"Sharkey Hot Springs",null,null,null,115,1828.8000000000002,12.769457830890769,40,20296.9307262115,0.10051223891826148,652.79663824530849]
[null,null,null,null,null,null,null,null,null,"Construction Financing Cost ($/kW)","GEO-Hydro Flash example",{"$f":"(L42+L72)*($S$40-1)","v":632.16040379063634},null,null,"Debt Fraction",null,null,null,0.5,null,null,null,null,null,null,null,null,null,3,"Undiscovered >190 - AK",null,null,null,224.33914798492756,1523.9999999999998,40,80,4482.8342509018421,1.7732035680407574E-2,115.791243742191,78.280507083115339,null,null,null,null,null,null,null,null,12,"Wabuska Hot Springs",null,null,null,115,1524,9.4749999999999996,100,18915.221953028569,7.8374868013116938E-2,459.25550946131318,367.40073103499827,null,null,"Dixie Valley Power Partners",null,null,null,280,1524,66.005922528060267,40,2871.9134660472046,2.9608938632060704E-2,211.62416605655733,null,null,null,"Vulcan Hot Springs",null,null,null,115,1524,12.145882235997478,40,18464.696850296368,9.5146249474997169E-2,619.56766578282964,null,null,null,null,null,"10th percentile",null,null,null,null,null,{"$f":"_xlfn.PERCENTILE.INC(CW6:CW33,0.1)","v":5666.6559427120337},{"$f":"_xlfn.PERCENTILE.INC(CX6:CX33,0.1)","v":3.5709805542361271E-2},{"$f":"_xlfn.PERCENTILE.INC(CY6:CY33,0.1)","v":238.12296698231381},{"$f":"_xlfn.PERCENTILE.INC(CZ6:CZ33,0.1)","v":{"$error":"#NUM!"}}]
[null,null,null,null,null,null,null,null,null,null,"GEO-Hydro Binary example",{"$f":"(L43+L73)*($S$40-1)","v":663.70512353920105},null,null,"Tax Rate (Federal and State)",null,null,null,0.4,null,null,null,null,null,null,null,null,null,33,"Undiscovered >190 - UT",null,null,null,250,1219.2,40,80,3621.0247088323363,1.5178027746275058E-2,99.25521268925651,{"$f":" (($S$44 * $S$42 * $S$40 * (AL36 * 1 + $L$72) +AN36) * 1000 / ($L$14 * 8760)) + AM36 + 0","v":63.958285541772},null,null,null,null,null,null,null,null,8,"Surprise Valley HS",null,null,null,115,1524,9.7249999999999996,100,18793.357864680296,7.8102721392024843E-2,458.14587985842161,365.29779941991853,null,null,"Coso area",null,null,null,285,1524,273.68698143650494,40,2661.6274113210884,2.8046684714263716E-2,200.60674099515009,null,null,null,"Silver Star (Barkel's) Hot Springs",null,null,null,115,1524,11.416291153382485,40,18554.060317415744,9.5569288860941973E-2,621.97736397445794,null,null,null,null,null,"median",null,{"$f":"MEDIAN(CS6:CS33)","v":300},7000,30,40,11916.628394606751,5.7910581798552088E-2,386.59416125911616,{"$error":"#NUM!"}]
[null,null,null,null,null,null,null,null,null,null,"GEO-NF EGS Flash example",737.66113873566906,null,null,"WACC - Nominal",null,null,null,{"$f":"IF(S36>0,S35*S30*(1-S36)+(1-S35)*S33,S35*S30+(1-S35)*S33)","v":8.8999999999999996E-2},null,null,null,null,null,null,null,null,null,24,"Undiscovered >190 - NM",null,null,null,264.36295154301183,3352.7999999999997,40,80,6222.4769342340014,2.0291072950467434E-2,128.16819544652614,104.52469855512518,null,null,null,null,null,null,null,null,17,"Silver Star (Barkel's) Hot Springs",null,null,null,115,1524,11.386807731655777,100,18116.21268853901,7.6548250965103815E-2,451.6902844130517,353.57132752708316,null,null,"East Brawley",null,null,null,285,3048,273.06791354415441,40,4131.4858463026831,3.2757591766543116E-2,231.22343465280727,null,null,null,"Ennis (Thexton) Hot Springs",null,null,null,115,1524,18.042870726083727,40,17993.721161085294,9.2773255036484634E-2,605.80018998476248,null,null,null,null,null,"average",null,{"$f":"AVERAGE(CS6:CS33)","v":300},7000,30,40,13908.202118228472,6.4707439549337317E-2,429.81474999718296,{"$error":"#DIV/0!"}]
[null,null,null,null,null,null,null,null,null,null,"GEO-NF EGS Binary example",1130.7568771408612,null,null,"WACC - Real",null,null,null,{"$f":" ((1+((1-S35)*((1+S34)*(1+S28)-1)) + (S35*((1+S31)*(1+S28)-1)*(1-S36))) / (1+S28)) - 1","v":6.2439024390243958E-2},null,null,null,null,null,null,null,null,null,30,"Undiscovered >190 - OR",null,null,null,274.99999999999994,2133.6,40,80,4250.0790981706969,1.6027526532167428E-2,102.66678857867679,73.313155609344435,null,null,null,null,null,null,null,null,7,"Trout Creek",null,null,null,115,914.40000000000009,11.407475270663745,100,15421.188161627431,7.053060404600893E-2,419.2266069426193,305.93425335101705,null,null,"Clear Lake (Sulphur Bank mine)",null,null,null,300,3657.6000000000004,15.886588366724741,40,6333.508917244304,4.1023111114761868E-2,279.25582899948876,null,null,null,"Butte Springs (Trego)",null,null,null,115,1524,9.1587907575733727,40,18914.542264044034,9.7207740293453526E-2,631.19304760485579]
[null,null,null,null,null,null,null,null,null,null,"GEO-Deep EGS Flash example",737.66113873566906,null,null,"Depreciation Period",null,null,null,5,null,null,null,null,null,null,null,null,null,9,"Undiscovered >190 - CA",null,null,null,290.23110721883364,2189.2900275077832,40,80,4089.6105973319645,1.5483227553123039E-2,98.501412485420246,70.508501497079806,null,null,null,null,null,null,null,null,15,"Sharkey Hot Springs",null,null,null,115,1828.8000000000002,12.485925257077749,100,19292.016589170333,7.9223769796285912E-2,467.25925465581798,374.55536462553351,null,null,"The Geysers 6",null,null,null,300,4000,55,40,5301.3688641595845,3.6129666768840822E-2,250.66494505803007,null,null,null,"Wabuska Hot Springs",null,null,null,115,1524,10.057704983520027,40,18752.71595737297,9.6484728023525659E-2,627.14874422189826]
[null,null,null,null,null,null,null,null,null,null,"GEO-Deep EGS Binary example",1130.7568771408612,null,null,"Construction Finance Factor",null,null,null,{"$f":"SUMPRODUCT(P49:P52,Q49:Q52)","v":1.1055007349450328},null,null,null,null,null,null,null,null,null,15,"Undiscovered >190 - HI",null,null,null,350,1066.8,40,80,2565.8955286508267,1.2132663194976134E-2,75.658620312432674,45.998342516798033,null,null,null,null,null,null,null,null,15,"Vulcan Hot Springs",null,null,null,115,1524,12.612435923633624,100,17728.354145758312,7.5620844632568712E-2,447.73849532374135,346.81828266623182,null,null,"Coso 1",null,null,null,300,4000,45,40,5486.3386014121588,3.6961068223734281E-2,255.79939817724159,null,null,null,"Kahneetah Hot Springs",null,null,null,115,1066.8,7.0145136182167054,40,16924.915807546528,9.2176900924532637E-2,599.59851868411943]
[null,null,null,null,null,null,null,null,null,null,null,null,null,null,"Present Value of Depreciation",null,null,null,{"$f":"SUMPRODUCT(O55:T55,O57:T57)","v":0.79381715171662992},null,null,null,null,null,null,null,null,null,null,null,null,null,null,null,null,null,null,null,null,null,null,null,null,null,null,null,null,null,null,17,"Ennis (Thexton) Hot Springs",null,null,null,115,1524,16.164425990245235,100,16928.015079634264,7.3598685990747384E-2,438.83855175218798,332.77701043543925,null,null,"Salton Sea area",null,null,null,310,2286,1773.77,40,2851.8143647571683,2.7079209540662685E-2,191.31407996711849,null,null,null,"Trout Creek",null,null,null,115,914.40000000000009,11.370088469382543,40,15274.195023288899,8.5886115230897925E-2,562.51401525734786]
[null,null,null,null,null,null,null,null,null,"Overnight Capital Cost ($/kW)","GEO-Hydro Flash example",5992,null,null,"Project Finance Factor",null,null,null,{"$f":" (1 - S36 * S41) / (1 - S36)","v":1.1374552321889135},null,null,null,null,null,null,null,null,null,null,null,null,null,"10th percentile",null,null,null,null,{"$f":"_xlfn.PERCENTILE.INC(AL6:AL40,0.1)","v":2686.4269497010932},{"$f":"_xlfn.PERCENTILE.INC(AM6:AM40,0.1)","v":1.187394788398206E-2},{"$f":"_xlfn.PERCENTILE.INC(AN6:AN40,0.1)","v":75.759835422514868},{"$f":"_xlfn.PERCENTILE.INC(AO6:AO40,0.1)","v":47.715498841026829},null,null,null,null,null,null,null,null,1,"Baker Hot Spring",null,null,null,115,1524,28.370188349015969,100,15667.598380463996,6.9970968860559549E-2,421.76829274456566,310.22781256464179,null,null,"Geysers Hi T Reservoir",null,null,null,315,1828.8000000000002,273.43816520537939,40,2446.4871729164511,2.5504829730451335E-2,180.58817862109075,null,null,null,"Baker Hot Spring",null,null,null,115,1524,24.503684205054771,40,17722.44144936261,9.1263418969889321E-2,596.80134441157088]
[null,null,null,null,null,null,null,null,null,null,"GEO-Hydro Binary example",6291,null,null,"Capital Recovery Factor (CRF) - Nominal",null,null,null,{"$f":" S37 / (1 - (1 / (1 + S37)^S29))","v":0.10876693284230318},null,null,null,null,null,null,null,null,null,null,null,null,null,"median",{"$f":"MEDIAN(AH6:AH40)","v":250},{"$f":"MEDIAN(AI6:AI40)","v":1524},{"$f":"MEDIAN(AJ6:AJ40)","v":61.54257868409325},80,{"$f":"MEDIAN(AL6:AL40)","v":4129.9154953601064},{"$f":"MEDIAN(AM6:AM40)","v":1.5895431164258136E-2},{"$f":"MEDIAN(AN6:AN40)","v":102.66678857867679},{"$f":"MEDIAN(AO6:AO40)","v":72.52204211268355},null,null,null,null,null,null,null,null,12,"Leach HS",null,null,null,120,1524,9.3676289072623646,100,16962.388440613031,6.8097581712887448E-2,403.56423404099036,328.28649502542595,null,null,"The Geysers 4",null,null,null,320,3000,68,40,3476.5281048061556,2.9040530548974833E-2,202.71946406221178,null,null,null,"Bell Island HS",null,null,null,120,1524,12.995589133193151,40,16250.140661351756,8.3262271879589955E-2,545.37831652943714]
[null,null,null,null,null,null,null,null,null,null,"GEO-NF EGS Flash example",6992,null,null,"Capital Recovery Factor (CRF) - Real",null,null,null,{"$f":" S38 / (1 - (1 / (1 + S38)^S29))","v":8.8918713624039622E-2},null,null,null,null,null,null,null,null,null,null,null,null,null,"average",{"$f":"AVERAGE(AH6:AH40)","v":247.86100273605231},{"$f":"AVERAGE(AI6:AI40)","v":1938.6959126095142},{"$f":"AVERAGE(AJ6:AJ40)","v":157.97318385500387},80,{"$f":"AVERAGE(AL6:AL40)","v":4328.1447022711618},{"$f":"AVERAGE(AM6:AM40)","v":1.6649871710047386E-2},{"$f":"AVERAGE(AN6:AN40)","v":107.96480221422092},{"$f":"AVERAGE(AO6:AO40)","v":75.092906169821262},null,null,null,null,null,null,null,null,12,"Black Rock Point area",null,null,null,120,1524,10.673287900123743,100,16377.700620173317,6.682179458557197E-2,398.30544105869893,318.20622064877944,null,null,"Coso 3",null,null,null,325,3500,66.746919331284474,40,3879.3692019015371,3.0117138102935211E-2,208.840679869898,null,null,null,"Kelly HS",null,null,null,120,1828.8000000000002,10.44895152736823,40,18230.717248906127,8.9622360350676056E-2,583.78926529955254]
[null,null,null,null,null,null,null,null,null,null,"GEO-NF EGS Binary example",10718,null,null,null,null,null,null,null,null,null,null,null,null,null,null,null,null,null,null,null,null,null,null,null,null,null,null,null,null,null,null,null,null,null,null,null,null,null,10,"Tecopa HS",null,null,null,120,1524,11.291112094519162,100,16147.121637434904,6.6304101675664931E-2,396.12994135371696,314.21642151269936,null,null,"Salton Sea area 2",null,null,null,325,4000,50.055536399722222,40,4666.1284682484065,3.2964074290998555E-2,226.68255733674533,null,null,null,"Canby (I'SOT)",null,null,null,120,1524,10.510623142303661,40,16555.915030058095,8.4688031248482093E-2,553.51949851429163]
[null,null,null,null,null,null,null,null,null,null,"GEO-Deep EGS Flash example",6992,null,null,"Construction Duration yrs",null,4,null,null,null,null,null,null,null,null,null,null,null,null,null,null,null,null,null,null,null,null,null,null,null,null,null,null,null,null,null,null,null,null,12,"Double Hot Springs area",null,null,null,120,1524,11.707774817385747,100,16005.023850699339,6.5980483100949117E-2,394.75727496777114,311.7530792377384,null,null,"The Geysers 1",null,null,null,340,4000,70,40,4006.4991186785942,2.987377548164688E-2,205.05007211509994,null,null,null,"Tecopa HS",null,null,null,120,1524,10.079112037003242,40,16623.414747441613,8.4991814841430383E-2,555.2350131510251]
[null,null,null,null,null,null,null,null,null,null,"GEO-Deep EGS Binary example",10718,null,null,"Year","Capital","Accumulated",null,null,null,null,null,null,null,null,null,null,null,null,null,null,null,null,null,null,null,null,null,null,null,null,null,null,null,null,null,null,null,null,8,"Canby (I'SOT)",null,null,null,120,1524,11.771762858439878,100,15984.069659829509,6.5932451112845306E-2,394.55269197522637,311.38951768517421,null,null,"Salton Sea area 4",null,null,null,340,4000,107.16344986572373,40,3828.1413070740268,2.8915951532471916E-2,199.10234982422634,null,null,null,"Sespe HS",null,null,null,120,1524,12.739413946950709,40,16276.463646751254,8.3388527218051137E-2,546.10540663757013]
[null,null,null,null,null,null,null,null,null,null,null,null,null,null,"Index","Fraction","Interest",null,null,null,null,null,null,null,null,null,null,null,null,null,null,null,null,null,null,null,null,null,null,null,null,null,null,null,null,null,null,null,null,8,"Kelly HS",null,null,null,120,1828.8000000000002,11.833067514244169,100,17312.539596649127,6.8822598966283066E-2,410.22049244825052,334.82363392986019,null,null,"Puna Geothermal Venture",null,null,null,350,1066.8,139.18463337128642,40,1723.7810443685257,2.1715902522569767E-2,152.16396838118951,null,null,null,"Waunita Hot Springs",null,null,null,120,1524,14.476733570984786,40,16115.103762178385,8.2602747449612601E-2,541.55989565511572]
[null,null,null,null,null,null,null,null,null,"Fixed Operation and Maintenance Expenses ($/kW)","GEO-Hydro Flash example",114.61,null,null,0,0.4,{"$f":"1+(1-S36)*((1+S32)^(O49+0.5)-1)","v":1.0235382907247959},null,null,null,null,null,null,null,null,null,null,null,null,null,null,null,null,null,null,null,null,null,null,null,null,null,null,null,null,null,null,null,null,12,"McLeod 88 (Big Smokey Valley)",null,null,null,120,1524,12.319200733502463,100,15813.467580468712,6.5538295929747373E-2,392.86543638073363,308.42643346097668,null,null,null,null,null,null,null,null,null,null,null,null,null,null,null,null,"Double Hot Springs area",null,null,null,120,1524,11.437949007125821,40,16427.195973825121,8.4098282224218043E-2,550.17025031180629]
[null,null,null,null,null,null,null,null,null,null,"GEO-Hydro Binary example",114.61,null,null,1,0.3,{"$f":"1+(1-S36)*((1+S32)^(O50+0.5)-1)","v":1.0734213539827795},null,null,null,null,null,null,null,null,null,null,null,null,null,null,null,null,null,null,null,null,null,null,null,null,null,null,null,null,null,null,null,null,7,"Mitchell Butte",null,null,null,120,1066.8,12.612896246803944,100,13946.020980437752,6.1610667890393433E-2,371.53082836550129,275.583374045531,null,null,null,null,null,"10th percentile",null,null,null,null,{"$f":"_xlfn.PERCENTILE.INC(BU6:BU48,0.1)","v":2911.5932582179253},{"$f":"_xlfn.PERCENTILE.INC(BV6:BV48,0.1)","v":2.8940867335772499E-2},{"$f":"_xlfn.PERCENTILE.INC(BW6:BW48,0.1)","v":201.02928560856242},{"$f":"_xlfn.PERCENTILE.INC(BX6:BX48,0.1)","v":{"$error":"#NUM!"}},null,null,"Black Rock Point area",null,null,null,120,1524,10.991998246034489,40,16486.539377618421,8.4371939553317538E-2,551.7275115972875]
[null,null,null,null,null,null,null,null,null,null,"GEO-NF EGS Flash example",114.61,null,null,2,0.2,{"$f":"1+(1-S36)*((1+S32)^(O51+0.5)-1)","v":1.127295062301402},null,null,null,null,null,null,null,null,null,null,null,null,null,null,null,null,null,null,null,null,null,null,null,null,null,null,null,null,null,null,null,null,0,"Bell Island HS",null,null,null,120,1524,13.211172780321981,100,15564.997762205554,6.4953788149346103E-2,390.33508516314123,304.10048690500963,null,null,null,null,null,"median",{"$f":"MEDIAN(BQ6:BQ48)","v":250},2000,66.005922528060267,40,4547.3234368860794,3.6961068223734281E-2,262.25658628697289,{"$error":"#NUM!"},null,null,"Leach HS",null,null,null,120,1524,5.6785685537412363,40,18120.24529843749,9.1008258361559347E-2,589.07522539272441]
[null,null,null,null,null,null,null,null,null,null,"GEO-NF EGS Binary example",114.61,null,null,3,0.1,1.486,null,null,null,null,null,null,null,null,null,null,null,null,null,null,null,null,null,null,null,null,null,null,null,null,null,null,null,null,null,null,null,null,10,"Sespe HS",null,null,null,120,1524,13.415888226851941,100,15512.504984537069,6.4828613815424235E-2,389.78871245098929,303.18488377095463,null,null,null,null,null,"average",{"$f":"AVERAGE(BQ6:BQ48)","v":255.86046511627907},2291.7581395348839,122.98808195570209,40,4621.4691432795607,3.9790630838696717E-2,282.04585876972283,{"$error":"#DIV/0!"},null,null,"The Needles (Needle Rocks, Pyramid Lake)",null,null,null,120,1066.8,19.009880063994483,40,13706.037245201818,7.4872427075184517E-2,494.01127984174866]
[null,null,null,null,null,null,null,null,null,null,"GEO-Deep EGS Flash example",114.61,null,null,null,null,null,null,null,null,null,null,null,null,null,null,null,null,null,null,null,null,null,null,null,null,null,null,null,null,null,null,null,null,null,null,null,null,null,12,"Darrough Hot Springs",null,null,null,120,609.6,14.178082952849904,100,11989.192189746282,5.7956308332696521E-2,351.15684692444569,241.45158514580376,null,null,null,null,null,null,null,null,null,null,null,null,null,null,null,null,"McLeod 88 (Big Smokey Valley)",null,null,null,120,1524,11.766607673493263,40,16386.177380675301,8.3907280344584875E-2,549.08007962395266]
[null,null,null,null,null,null,null,null,null,null,"GEO-Deep EGS Binary example",114.61,null,"MACRS yr",1,2,3,4,5,6,null,null,null,null,null,null,null,null,null,null,null,null,null,null,null,null,null,null,null,null,null,null,null,null,null,null,null,null,null,34,"Waunita Hot Springs",null,null,null,120,1524,15.289083232899204,100,15095.668243878594,6.3811449864381406E-2,385.28802494256689,295.89108212437424,null,null,null,null,null,null,null,null,null,null,null,null,null,null,null,null,"Darrough Hot Springs",null,null,null,120,609.6,13.467105245809284,40,12211.420774577999,7.1648212206231618E-2,473.89652874658105]
[null,null,null,null,null,null,null,null,null,null,null,null,null,"Depreciation",0.2,0.32,0.192,0.1152,0.1152,5.7599999999999998E-2,null,null,null,null,null,null,null,null,null,null,null,null,null,null,null,null,null,null,null,null,null,null,null,null,null,null,null,null,null,12,"The Needles (Needle Rocks, Pyramid Lake)",null,null,null,120,1066.8,21.717135190008502,100,12605.056151971319,5.7975196313821531E-2,354.33660125854618,251.73134647273969,null,null,null,null,null,null,null,null,null,null,null,null,null,null,null,null,"Mitchell Butte",null,null,null,120,1066.8,13.2069774194813,40,14066.097583932766,7.6837403977821836E-2,505.78127657239844]
[null,null,null,null,null,null,null,null,null,"Variable Operation and Maintenance Expenses ($/MWh)","GEO-Hydro Flash example",0,null,"Fraction",null,null,null,null,null,null,null,null,null,null,null,null,null,null,null,null,null,null,null,null,null,null,null,null,null,null,null,null,null,null,null,null,null,null,null,21,"Huckleberry Hot Springs",null,null,null,120,1524,48.430303957089137,100,12958.71132696427,5.7507319315454407E-2,354.56548815600792,257.40605078017325,null,null,null,null,null,null,null,null,null,null,null,null,null,null,null,null,"Huckleberry Hot Springs",null,null,null,120,1524,59.991541049228587,40,15107.920639986842,7.6708514581592654E-2,505.72791513964535]
[null,null,null,null,null,null,null,null,null,null,"GEO-Hydro Binary example",0,null,"Depreciation",{"$f":"1/((1+S38)*(1+S28))^O54","v":0.91827364554637281},{"$f":"1/((1+S38)*(1+S28))^P54","v":0.84322648810502554},{"$f":"1/((1+S38)*(1+S28))^Q54","v":0.77431266125346698},{"$f":"1/((1+S38)*(1+S28))^R54","v":0.71103091024193477},{"$f":"1/((1+S38)*(1+S28))^S54","v":0.65292094604401729},{"$f":"1/((1+S38)*(1+S28))^T54","v":0.59956009737742622},null,null,null,null,null,null,null,null,null,null,null,null,null,null,null,null,null,null,null,null,null,null,null,null,null,null,null,null,null,25,"Thermo Hot Springs",null,null,null,125,762,6.8874999999999993,100,13860.918743583225,5.8649563024268991E-2,347.61190565419872,270.80953216564029,null,null,null,null,null,null,null,null,null,null,null,null,null,null,null,null,"Sitka Hot Spring",null,null,null,125,1524,15.743303310143055,40,14342.173146434598,7.3146203247374669E-2,481.94319089488511]
[null,null,null,null,null,null,null,null,null,null,"GEO-NF EGS Flash example",0,null,"Factor",null,null,null,null,null,null,null,null,null,null,null,null,null,null,null,null,null,null,null,null,null,null,null,null,null,null,null,null,null,null,null,null,null,null,null,8,"Leonards Hot Sps./Seyferth HS",null,null,null,125,1524,12.446373537082296,100,14281.738399347449,5.7999192131884328E-2,350.82353891599314,277.98127265761525,null,null,null,null,null,null,null,null,null,null,null,null,null,null,null,null,"Bailey Bay Hot Springs ",null,null,null,125,1524,21.35211314146051,40,14046.44035761062,7.1593875442728841E-2,472.72035866097508]
[null,null,null,null,null,null,null,null,null,null,"GEO-NF EGS Binary example",0,null,null,null,null,null,null,null,null,null,null,null,null,null,null,null,null,null,null,null,null,null,null,null,null,null,null,null,null,null,null,null,null,null,null,null,null,null,8,"Wendel",null,null,null,125,1524,14.213145627035601,100,13826.958049929817,5.6959002395458716E-2,346.25539236344832,270.07243781079973,null,null,null,null,null,null,null,null,null,null,null,null,null,null,null,null,"Leonards Hot Sps./Seyferth HS",null,null,null,125,1524,9.7863595171979245,40,14991.355427080614,7.61851782431473E-2,499.41907277390527]
[null,null,null,null,null,null,null,null,null,null,"GEO-Deep EGS Flash example",0,null,null,"Investment Tax Credit (ITC)*",null,null,null,0,null,null,null,null,null,null,null,null,null,null,null,null,null,null,null,null,null,null,null,null,null,null,null,null,null,null,null,null,null,null,12,"Hot Springs Ranch (Pumpernickel Valley)",null,null,null,125,1524,14.233793687848395,100,13822.293982958809,5.6948096990322078E-2,346.2068795885192,269.99108998272288,null,null,null,null,null,null,null,null,null,null,null,null,null,null,null,null,"Wendel",null,null,null,125,1524,12.724976404939008,40,14599.584102286108,7.4401505793129249E-2,489.24966280703313]
[null,null,null,null,null,null,null,null,null,null,"GEO-Deep EGS Binary example",0,null,null,"Production Tax Credit (PTC)*",null,null,null,0,null,null,null,null,null,null,null,null,null,null,null,null,null,null,null,null,null,null,null,null,null,null,null,null,null,null,null,null,null,null,12,"Carson Lake Corral",null,null,null,125,1524,14.26695474220022,100,13814.830864012622,5.6930636452466758E-2,346.12917841791875,269.86091216506469,null,null,null,null,null,null,null,null,null,null,null,null,null,null,null,null,"Deer Creek Hot Spring (old 97)",null,null,null,125,1828.8000000000002,20.162560023505232,40,15485.386154881446,7.5942652869472729E-2,499.78272776574624]
[null,null,null,null,null,null,null,null,null,null,null,null,null,null,"* not currently included in LCOE calculation",null,null,null,null,null,null,null,null,null,null,null,null,null,null,null,null,null,null,null,null,null,null,null,null,null,null,null,null,null,null,null,null,null,null,12,"Tungsten Mountain",null,null,null,125,1524,15.637499999999999,100,13533.350575830296,5.6261985075801477E-2,343.12780531604926,264.94099270535696,null,null,null,null,null,null,null,null,null,null,null,null,null,null,null,null,"Hot Springs Ranch (Pumpernickel Valley)",null,null,null,125,1524,13.795188441892838,40,14496.274260493148,7.3906862480495772E-2,486.38604835433534]
[null,null,null,null,null,null,null,null,null,null,null,null,null,null,null,null,null,null,null,null,null,null,null,null,null,null,null,null,null,null,null,null,null,null,null,null,null,null,null,null,null,null,null,null,null,null,null,null,null,12,"Smith Creek Valley area",null,null,null,125,1828.8000000000002,15.643053769907119,100,14642.811266338398,5.8630221997509988E-2,356.26728990491461,284.51955410362029,null,null,null,null,null,null,null,null,null,null,null,null,null,null,null,null,"Tungsten Mountain",null,null,null,125,1524,14.627693992718248,40,14425.73712754302,7.3562267844229229E-2,484.37932929683046]
[null,null,null,null,null,null,null,"Finance",null,"Weighted Average Cost of Capital (WACC) (Nominal) (%)","GEO-Hydro Flash example",{"$f":"$S$37","v":8.8999999999999996E-2},null,null,null,null,null,null,null,null,null,null,null,null,null,null,null,null,null,null,null,null,null,null,null,null,null,null,null,null,null,null,null,null,null,null,null,null,null,0,"Sitka Hot Spring",null,null,null,125,1524,16.314546774028734,100,13411.27951488211,5.5965476241505177E-2,341.78040277611865,262.80080572687439,null,null,null,null,null,null,null,null,null,null,null,null,null,null,null,null,"Carson Lake Corral",null,null,null,125,1524,13.776300187314757,40,14497.96698414761,7.3915061283862216E-2,486.43367448296237]
[null,null,null,null,null,null,null,null,null,null,"GEO-Hydro Binary example",{"$f":"$S$37","v":8.8999999999999996E-2},null,null,null,null,null,null,null,null,null,null,null,null,null,null,null,null,null,null,null,null,null,null,null,null,null,null,null,null,null,null,null,null,null,null,null,null,null,7,"Little Valley area",null,null,null,125,1066.8,18.256466981536896,100,11577.070848272069,5.2317871037146801E-2,321.35598566776127,230.61821105054486,null,null,null,null,null,null,null,null,null,null,null,null,null,null,null,null,"Smith Creek Valley area",null,null,null,125,1828.8000000000002,14.623250976792551,40,15842.055087563114,7.7694591431059251E-2,509.97375776671515]
[null,null,null,null,null,null,null,null,null,null,"GEO-NF EGS Flash example",8.8999999999999996E-2,null,null,null,null,null,null,null,null,null,null,null,null,null,null,null,null,null,null,null,null,null,null,null,null,null,null,null,null,null,null,null,null,null,null,null,null,null,15,"Deer Creek Hot Spring (old 97)",null,null,null,125,1828.8000000000002,19.599213512451271,100,13989.587375972089,5.7065998100355855E-2,349.25604589567638,273.09544496912639,null,null,null,null,null,null,null,null,null,null,null,null,null,null,null,null,"Little Valley area",null,null,null,125,1066.8,17.327411246964378,40,12390.790312472405,6.7271449510511963E-2,445.62305528938612]
[null,null,null,null,null,null,null,null,null,null,"GEO-NF EGS Binary example",8.8999999999999996E-2,null,null,null,null,null,null,null,null,null,null,null,null,null,null,null,null,null,null,null,null,null,null,null,null,null,null,null,null,null,null,null,null,null,null,null,null,null,0,"Bailey Bay Hot Springs",null,null,null,125,1524,21.153215772962891,100,12760.330342914078,5.4304080346203328E-2,334.03217548816826,251.30772904713942,null,null,null,null,null,null,null,null,null,null,null,null,null,null,null,null,"Thermo Hot Springs",null,null,null,125,762,16.811677994263789,40,11323.059877823656,6.4588094618542577E-2,429.07626447039058]
[null,null,null,null,null,null,null,null,null,null,"GEO-Deep EGS Flash example",8.8999999999999996E-2,null,null,null,null,null,null,null,null,null,null,null,null,null,null,null,null,null,null,null,null,null,null,null,null,null,null,null,null,null,null,null,null,null,null,null,null,null,31,"Lightning Dock",null,null,null,130,2743.2000000000003,5.7374999999999998,100,24250.316946448667,7.3072053836209599E-2,410.92607443961515,445.61968646523815,null,null,null,null,null,null,null,null,null,null,null,null,null,null,null,null,"Hot Springs Bay (Akutan Island)",null,null,null,130,1524,16.397969272135391,40,12965.170426940173,6.5796438618446002E-2,435.15496009112042]
[null,null,null,null,null,null,null,null,null,null,"GEO-Deep EGS Binary example",8.8999999999999996E-2,null,null,null,null,null,null,null,null,null,null,null,null,null,null,null,null,null,null,null,null,null,null,null,null,null,null,null,null,null,null,null,null,null,null,null,null,null,12,"Dixie Hot Springs",null,null,null,130,2895.6000000000004,12.056074566692629,100,18884.755268925757,6.4129694003366627E-2,381.1091336401347,355.74937087380579,null,null,null,null,null,null,null,null,null,null,null,null,null,null,null,null,"Great Sitkin Island",null,null,null,130,1524,17.353971231608895,40,12906.722007215028,6.5498865957964364E-2,433.39322651707772]
[null,null,null,null,null,null,null,null,null,null,null,null,null,null,null,null,null,null,null,null,null,null,null,null,null,null,null,null,null,null,null,null,null,null,null,null,null,null,null,null,null,null,null,null,null,null,null,null,null,8,"West Valley Reservoir",null,null,null,130,1828.8000000000002,15.732762932263384,100,13362.428693668791,5.2773049400501912E-2,322.63180100859597,259.2858145072334,null,null,null,null,null,null,null,null,null,null,null,null,null,null,null,null,"West Valley Reservoir",null,null,null,130,1828.8000000000002,13.623930672108317,40,14428.566089875043,7.0432781337973427E-2,463.45624005014395]
[null,null,null,null,null,null,null,null,null,null,null,null,null,null,null,null,null,null,null,null,null,null,null,null,null,null,null,null,null,null,null,null,null,null,null,null,null,null,null,null,null,null,null,null,null,null,null,null,null,16,"Squaw Hot Springs area",null,null,null,130,1524,17.394317761608665,100,12033.568587592077,5.0087314528883597E-2,308.14015666694138,{"$f":" (($S$44 * $S$42 * $S$40 * (BG71 * 1 + $L$73) +BI71) * 1000 / ($L$15 * 8760)) + BH71 + 0","v":236.01350808604241},null,null,null,null,null,null,null,null,null,null,null,null,null,null,null,null,"Wayland (Battle Creek) Hot Springs",null,null,null,130,1828.8000000000002,19.936902646944414,40,13992.514030075241,6.8334722075839752E-2,451.26810111565351]
[null,null,null,null,null,null,null,"Grid Connection Costs",null,"Grid Connection Costs (GCC) ($/kW)","GEO-Hydro Flash example",{"$f":"L79+L86","v":0},null,null,null,null,null,null,null,null,null,null,null,null,null,null,null,null,null,null,null,null,null,null,null,null,null,null,null,null,null,null,null,null,null,null,null,null,null,16,"Wayland (Battle Creek) Hot Springs",null,null,null,130,1828.8000000000002,17.467840299998091,100,13044.082702796621,5.2043423732288784E-2,319.38275832455491,253.74230674255392,null,null,null,null,null,null,null,null,null,null,null,null,null,null,null,null,"Squaw Hot Springs area",null,null,null,130,1524,20.203959696615165,40,12763.104132027245,6.4745598960282771E-2,428.89744875195225]
[null,null,null,null,null,null,null,null,null,null,"GEO-Hydro Binary example",0,null,null,null,null,null,null,null,null,null,null,null,null,null,null,null,null,null,null,null,null,null,null,null,null,null,null,null,null,null,null,null,null,null,null,null,null,null,0,"Great Sitkin Island",null,null,null,130,1524,18.154499186521797,100,11922.99055876328,4.9813370501842473E-2,306.87278364620147,234.06813288692177,null,null,null,null,null,null,null,null,null,null,null,null,null,null,null,null,"Lightning Dock",null,null,null,130,2743.2000000000003,18.603647463332525,40,18441.699298466941,8.1516808228152229E-2,533.40744917721463]
[null,null,null,null,null,null,null,null,null,null,"GEO-NF EGS Flash example",0,null,null,null,null,null,null,null,null,null,null,null,null,null,null,null,null,null,null,null,null,null,null,null,null,null,null,null,null,null,null,null,null,null,null,null,null,null,0,"Hot Springs Bay (Akutan Island)",null,null,null,130,1524,18.715645308668414,100,11846.95855079268,4.962266823363453E-2,305.98479113956211,232.72815247819722,null,null,null,null,null,null,null,null,null,null,null,null,null,null,null,null,"Dixie Hot Springs",null,null,null,130,2895.6000000000004,9.772926662026844,40,20460.825932574149,8.8606375241622445E-2,573.51457075264375]
[null,null,null,null,null,null,null,null,null,null,"GEO-NF EGS Binary example",0,null,null,null,null,null,null,null,null,null,null,null,null,null,null,null,null,null,null,null,null,null,null,null,null,null,null,null,null,null,null,null,null,null,null,null,null,null,10,"Mt. Signal",null,null,null,135,1524,18.402932796739258,100,10939.327897624376,4.5470949742223384E-2,281.43379900479027,214.73961896469413,null,null,null,null,null,null,null,null,null,null,null,null,null,null,null,null,"Goddard Hot Springs",null,null,null,135,1524,18.214893793120844,40,11798.25981759818,5.9557227265662614E-2,395.34331558778518]
[null,null,null,null,null,null,null,null,null,null,"GEO-Deep EGS Flash example",0,null,null,null,null,null,null,null,null,null,null,null,null,null,null,null,null,null,null,null,null,null,null,null,null,null,null,null,null,null,null,null,null,null,null,null,null,null,0,"Goddard Hot Springs",null,null,null,135,1524,18.500769512171026,100,10926.186003893283,4.5438422523012161E-2,281.28242449392025,214.50830939454852,null,null,null,null,null,null,null,null,null,null,null,null,null,null,null,null,"Mt. Signal",null,null,null,135,1524,10.218480333859436,40,12520.578834641921,6.2970688170654932E-2,415.21171221745476]
[null,null,null,null,null,null,null,null,null,null,"GEO-Deep EGS Binary example",0,null,null,null,null,null,null,null,null,null,null,null,null,null,null,null,null,null,null,null,null,null,null,null,null," ",null,null,null,null,null,null,null,null,null,null,null,null,12,"Black Warrior",null,null,null,135,1524,21.278903622948025,100,10602.077641566417,4.4616579104201581E-2,277.40931658036249,208.78372129947485,null,null,null,null,null,null,null,null,null,null,null,null,null,null,null,null,"Big Creek Hot Springs",null,null,null,135,1524,25.85134325094765,40,11506.556949706468,5.7974996959525689E-2,385.77638164407745]
[null,null,null,null,null,null,null,null,null,null,null,null,null,null,null,null,null,null,null,null,null,null,null,null,null,null,null,null,null,null,null,null,null,null,null,null,null,null,null,null,null,null,null,null,null,null,null,null,null,12,"Railroad Valley",null,null,null,135,1524,21.320345348840114,100,10597.863309931914,4.4605626063194369E-2,277.35705537500985,208.70901399988375,null,null,null,null,null,null,null,null,null,null,null,null,null,null,null,null,"Black Warrior",null,null,null,135,1524,19.742372443330911,40,11723.420656248487,5.9165926055462205E-2,393.0000658908283]
[null,null,null,null,null,null,null,null,null,"Grid Feature Costs ($/kW)","GEO-Hydro Flash example",0,null,null,null,null,null,null,null,null,null,null,null,null,null,null,null,null,null,null,null,null,null,null,null,null,null,null,null,null,null,null,null,null,null,null,null,null,null,12,"Reese River",null,null,null,135,762,21.324677126887906,100,8590.6366585643864,4.1027123319761161E-2,256.64273967208652,173.72464752440413,null,null,null,null,null,null,null,null,null,null,null,null,null,null,null,null,"Reese River",null,null,null,135,762,19.862654443151911,40,9324.6324753081208,5.3558126404809017E-2,358.66537592069267]
[null,null,null,null,null,null,null,null,null,null,"GEO-Hydro Binary example",0,null,null,null,null,null,null,null,null,null,null,null,null,null,null,null,null,null,null,null,null,null,null,null,null,null,null,null,null,null,null,null,null,null,null,null,null,null,7,"Alvord HS",null,null,null,135,1219.2,24.396333706702844,100,9503.7216682139915,4.2328185958045633E-2,264.78516931215461,189.45594929606008,null,null,null,null,null,null,null,null,null,null,null,null,null,null,null,null,"Railroad Valley",null,null,null,135,1524,19.88194523791363,40,11717.112601674216,5.9132521218268896E-2,392.79934887175756]
[null,null,null,null,null,null,null,null,null,null,"GEO-NF EGS Flash example",0,null,null,null,null,null,null,null,null,null,null,null,null,null,null,null,null,null,null,null,null,null,null,null,null,null,null,null,null,null,null,null,null,null,null,null,null,null,7,"Lakeview area (Hunters and Barry Ranch Hot Springs)",null,null,null,135,1066.8,25.182943869907056,100,9061.8067954011312,4.1466963849443858E-2,259.86736669787035,181.70266618049084,null,null,null,null,null,null,null,null,null,null,null,null,null,null,null,null,"Alvord HS",null,null,null,135,1219.2,21.212497254859528,40,10665.670415136341,5.6293489957516457E-2,375.29052583118585]
[null,null,null,null,null,null,null,null,null,null,"GEO-NF EGS Binary example",0,null,null,null,null,null,null,null,null,null,null,null,null,null,null,null,null,null,null,null,null,null,null,null,null,null,null,null,null,null,null,null,null,null,null,null,null,null,15,"Big Creek Hot Springs",null,null,null,135,1524,26.321772304193747,100,10183.801543079975,4.3490098718496732E-2,271.94159667149222,201.32885583086465,null,null,null,null,null,null,null,null,null,null,null,null,null,null,null,null,"Lakeview area (Hunters and Barry Ranch Hot Springs)",null,null,null,135,1066.8,20.870222649928021,40,10198.180596753364,5.5284653070436798E-2,369.12498779705345]
[null,null,null,null,null,null,null,null,null,null,"GEO-Deep EGS Flash example",0,null,null,null,null,null,null,null,null,null,null,null,null,null,null,null,null,null,null,null,null,null,null,null,null,null,null,null,null,null,null,null,null,null,null,null,null,null,0,"Pilgrim Hot Springs",null,null,null,140,1219.2,18.702236576353531,100,9320.2105297563212,4.0510526269782535E-2,252.54245576609205,184.77927841594814,null,null,null,null,null,null,null,null,null,null,null,null,null,null,null,null,"Pilgrim Hot Springs",null,null,null,140,1219.2,18.866788209766007,40,9958.0254706761134,5.2833022538362306E-2,352.86082522147603]
[null,null,null,null,null,null,null,null,null,null,"GEO-Deep EGS Binary example",0,null,null,null,null,null,null,null,null,null,null,null,null,null,null,null,null,null,null,null,null,null,null,null,null,null,null,null,null,null,null,null,null,null,null,null,null,null,9,"Calistoga HS",null,null,null,140,1524,21.119283927043689,100,9855.5812640454333,4.1274371019709988E-2,257.50149140822145,194.02942108707262,null,null,null,null,null,null,null,null,null,null,null,null,null,null,null,null,"Calistoga HS",null,null,null,140,1524,18.489406179676823,40,10913.645023368123,5.5111707882648311E-2,366.76181699712902]
[null,null,null,null,null,null,null,null,null,null,null,null,null,null,null,null,null,null,null,null,null,null,null,null,null,null,null,null,null,null,null,null,null,null,null,null,null,null,null,null,null,null,null,null,null,null,null,null,null,12,"Wedell Hot Spring (Gabbs)",null,null,null,140,1524,22.182190465376866,100,9751.454171869429,4.1005478874734561E-2,256.21551907977749,192.18432058480491,null,null,null,null,null,null,null,null,null,null,null,null,null,null,null,null,"Baltazor Hot Springs",null,null,null,140,1066.8,21.587621679170528,40,9409.6372377196512,5.1235917572209841E-2,343.10488900806138]
[null,null,null,null,null,null,null,null,null,"Onshore Spur Line Costs ($/kW)","GEO-Hydro Flash example",0,null,null,null,null,null,null,null,null,null,null,null,null,null,null,null,null,null,null,null,null,null,null,null,null,null,null,null,null,null,null,null,null,null,null,null,null,null,12,"Baltazor Hot Springs",null,null,null,140,1066.8,25.664678872963073,100,8357.8454806467089,3.8210417768108164E-2,240.68715586625825,167.73091795612874,null,null,null,null,null,null,null,null,null,null,null,null,null,null,null,null,"Dann Ranch Hot Spring",null,null,null,140,1524,34.647780951671862,40,10456.004540062568,5.2491221803513052E-2,350.70766578545437]
[null,null,null,null,null,null,null,null,null,null,"GEO-Hydro Binary example",0,null,null,null,null,null,null,null,null,null,null,null,null,null,null,null,null,null,null,null,null,null,null,null,null,null,null,null,null,null,null,null,null,null,null,null,null,null,12,"Dann Ranch Hot Spring",null,null,null,140,1524,27.885418136872598,100,9324.5490789913583,3.9849771963496969E-2,250.56137533867107,184.56515009907869,null,null,null,null,null,null,null,null,null,null,null,null,null,null,null,null,"Wedell Hot Spring (Gabbs)",null,null,null,140,1524,21.872689171879923,40,10766.965296182878,5.4322523156684545E-2,362.00062564857546]
[null,null,null,null,null,null,null,null,null,null,"GEO-NF EGS Flash example",0,null,null,null,null,null,null,null,null,null,null,null,null,null,null,null,null,null,null,null,null,null,null,null,null,null,null,null,null,null,null,null,null,null,null,null,null,null,6,"Maazama Well (Crater Lake)",null,null,null,140,3048,40.412276939143325,100,12817.349349493355,4.6882640617310886E-2,293.97457098032663,246.494054299618,null,null,null,null,null,null,null,null,null,null,null,null,null,null,null,null,"Maazama Well (Crater Lake)",null,null,null,140,3048,41.598273961339011,40,15910.789555363224,6.7751577652345157E-2,447.22324479444694]
[null,null,null,null,null,null,null,null,null,null,"GEO-NF EGS Binary example",0,null,null,null,null,null,null,null,null,null,null,null,null,null,null,null,null,null,null,null,null,null,null,null,null,null,null,null,null,null,null,null,null,null,null,null,null,null,9,"Carson River",null,null,null,145,1524,19.585154463578561,100,9398.9591866410265,3.8945862271409518E-2,243.03204198730029,184.67705630325179,null,null,null,null,null,null,null,null,null,null,null,null,null,null,null,null,"Serpentine (Arctic) Springs",null,null,null,145,1524,22.850518951802176,40,9997.8316300498354,5.0662412251350222E-2,338.48918967268474]
[null,null,null,null,null,null,null,null,null,null,"GEO-Deep EGS Flash example",0,null,null,null,null,null,null,null,null,null,null,null,null,null,null,null,null,null,null,null,null,null,null,null,null,null,null,null,null,null,null,null,null,null,null,null,null,null,0,"Serpentine (Arctic) Springs",null,null,null,145,1524,21.6625143675579,100,9176.1074186440219,3.8385956857454683E-2,240.37865830126884,180.74231021453821,null,null,null,null,null,null,null,null,null,null,null,null,null,null,null,null,"Carson River",null,null,null,145,1524,19.236953516743075,40,10141.348516562741,5.144271443251739E-2,343.2173069131731]
[null,null,null,null,null,null,null,null,null,null,"GEO-Deep EGS Binary example",0,null,null,null,null,null,null,null,null,null,null,null,null,null,null,null,null,null,null,null,null,null,null,null,null,null,null,null,null,null,null,null,null,null,null,null,null,null,10,"Dunes",null,null,null,145,1066.8,23.150662696360204,100,7974.4538158601863,3.6132930847086471E-2,227.85053409745504,159.78017845162552,null,null,null,null,null,null,null,null,null,null,null,null,null,null,null,null,"Dunes",null,null,null,145,1066.8,22.846998861248483,40,8732.8587900479433,4.7777723390737714E-2,320.84740736924238]
[null,null,null,null,null,null,null,null,null,null,null,null,null,null,null,null,null,null,null,null,null,null,null,null,null,null,null,null,null,null,null,null,null,null,null,null,null,null,null,null,null,null,null,null,null,null,null,null,null,12,"Pinto Hot Springs",null,null,null,145,1524,32.502765051858319,100,8464.7605884884742,3.644090300380564E-2,230.77344838470225,168.02033456582859,null,null,null,null,null,null,null,null,null,null,null,null,null,null,null,null,"Raft River",null,null,null,145,1828.8000000000002,47.945569536788106,40,10443.830451398582,5.0144205783681652E-2,335.27624102480087]
[null,null,null,null,null,null,null,null,null,null,null,null,null,null,null,null,null,null,null,null,null,null,null,null,null,null,null,null,null,null,null,null,null,null,null,null,null,null,null,null,null,null,null,null,null,null,null,null,null,16,"Raft River",null,null,null,145,1828.8000000000002,33.712499999999999,100,9120.0029844252458,3.7680640882802673E-2,238.18768019087091,179.53382811218322,null,null,null,null,null,null,null,null,null,null,null,null,null,null,null,null,"Pinto Hot Springs",null,null,null,145,1524,26.027312323676551,40,9902.3679660916496,5.0118910063356288E-2,335.15887659446514]
[null,null,null,null,null,null,null,"LCOE",null,"Levelized Cost of Energy ($/MWh)","GEO-Hydro Flash example",{"$f":" (($S$44 * $S$42 * $S$40 * (L42 * 1 + L72) +L49) * 1000 / (L14 * 8760)) + L56 + 0","v":99.516055135938558},null,null,null,null,null,null,null,null,null,null,null,null,null,null,null,null,null,null,null,null,null,null,null,null,null,null,null,null,null,null,null,null,null,null,null,null,null,5,"Breitenbush Hot Springs",null,null,null,150,2133.6,9.8729727665655904,100,13159.944845015505,4.4847350061260144E-2,267.09348499075458,248.12230358381035,null,null,null,null,null,null,null,null,null,null,null,null,null,null,null,null,"Crane Creek-Cove Creek area",null,null,null,150,3048,76.296793042516327,40,13414.123989231084,5.655322609150986E-2,375.43198583131471]
[null,null,null,null,null,null,null,null,null,null,"GEO-Hydro Binary example",116.72605889258675,null,null,null,null,null,null,null,null,null,null,null,null,null,null,null,null,null,null,null,null,null,null,null,null,null,null,null,null,null,null,null,null,null,null,null,null,null,25,"Cove Fort - Sulphurdale - Liquid",null,null,null,150,762,12.174999999999997,100,8270.0197938237252,3.6663161281787496E-2,227.17442246583076,164.39993916157513,null,null,null,null,null,null,null,null,null,null,null,null,null,null,null,null,"Lee Hot Springs",null,null,null,150,1524,31.706928978621601,40,9159.3259439171707,4.6487542195900136E-2,311.90499396105247]
[null,null,null,null,null,null,null,null,null,null,"GEO-NF EGS Flash example",113.69813425791811,null,null,null,null,null,null,null,null,null,null,null,null,null,null,null,null,null,null,null,null,null,null,null,null,null,null,null,null,null,null,null,null,null,null,null,null,null,12,"Lee Hot Springs",null,null,null,150,1524,32.960693660955286,100,7927.8092198007644,3.4139934122798248E-2,216.93754557972622,157.47675975279998,null,null,null,null,null,null,null,null,null,null,null,null,null,null,null,null,"Breitenbush Hot Springs",null,null,null,150,2133.6,4.5600091647731,40,14542.202237500709,6.4652710409629832E-2,414.92942054849834]
[null,null,null,null,null,null,null,null,null,null,"GEO-NF EGS Binary example",187.35813119971567,null,null,null,null,null,null,null,null,null,null,null,null,null,null,null,null,null,null,null,null,null,null,null,null,null,null,null,null,null,null,null,null,null,null,null,null,null,7,"Neal HS",null,null,null,150,1066.8,37.040563512799039,100,6865.929380026545,3.2003491691679521E-2,204.72310147780513,138.78957274893025,null,null,null,null,null,null,null,null,null,null,null,null,null,null,null,null,"Neal HS",null,null,null,150,1066.8,36.524500961343122,40,7931.7183571325168,4.3382321738819223E-2,292.68033377240215]
[null,null,null,null,null,null,null,null,null,null,"GEO-Deep EGS Flash example",113.69813425791811,null,null,null,null,null,null,null,null,null,null,null,null,null,null,null,null,null,null,null,null,null,null,null,null,null,null,null,null,null,null,null,null,null,null,null,null,null,7,"Hot (Borax) Lake",null,null,null,150,1524,53.645700204889756,100,7371.3143447029342,3.236301276442427E-2,207.54487316418363,147.25591809001813,null,null,null,null,null,null,null,null,null,null,null,null,null,null,null,null,"Hot (Borax) Lake",null,null,null,150,1524,40.480203606707825,40,9030.0875005171947,4.5663311326599579E-2,306.71805945293039]
[null,null,null,null,null,null,null,null,null,null,"GEO-Deep EGS Binary example",187.35813119971567,null,null,null,null,null,null,null,null,null,null,null,null,null,null,null,null,null,null,null,null,null,null,null,null,null,null,null,null,null,null,null,null,null,null,null,null,null,7,"Crump's HS",null,null,null,150,1524,55.00708873068276,100,7348.7723732252362,3.2283503365449016E-2,207.10975260406869,146.83409593365329,null,null,null,null,null,null,null,null,null,null,null,null,null,null,null,null,"Crump's HS",null,null,null,150,1524,51.800478142893972,40,8922.4134659912543,4.492678344129318E-2,302.01587439828461]
[null,null,null,null,null,null,null,null,null,null,null,null,null,null,null,null,null,null,null,null,null,null,null,null,null,null,null,null,null,null,null,null,null,null,null,null,null,null,null,null,null,null,null,null,null,null,null,null,null,15,"Crane Creek-Cove Creek area",null,null,null,150,3048,68.451897817954986,100,10594.17609644732,3.9161761810339736E-2,248.92706534681605,204.58795042355513,null,null,null,null,null,null,null,null,null,null,null,null,null,null,null,null,"Cove Fort - Sulphurdale - Liquid",null,null,null,150,762,20.870314086849859,40,7534.5985919355226,4.3960835013764792E-2,296.74530054847622]
[null,null,null,null,null,null,null,null,null,"Overnight Levelized Cost of Energy ($/MWh)","GEO-Hydro Flash example",{"$f":"(((L42*$S$44*(1-$S$36*$S$41))/(8760*L14*(1-$S$36))+L49/(8760*L14))*1000)+L56","v":91.406292219510348},"* this is similar to the LCOE used in the TCDB (Transparent Cost Database)",null,null,null,null,null,null,null,null,null,null,null,null,null,null,null,null,null,null,null,null,null,null,null,null,null,null,null,null,null,null,null,null,null,null,null,null,25,"Cove Fort - Sulphurdale - Vapor",null,null,null,155,762,2.0776598657354635,100,24047.439994421165,6.7148035452409882E-2,356.41884254885036,434.59903490606303,null,null,null,null,null,null,null,null,null,null,null,null,null,null,null,null,"Raft River",null,null,null,150,2000,28.2,40,10569.066001215389,5.0175714669039743E-2,334.74307427552742]
[null,null,null,null,null,null,null,null,null,null,"GEO-Hydro Binary example",107.14731501397257,null,null,null,null,null,null,null,null,null,null,null,null,null,null,null,null,null,null,null,null," ",null,null,null,null,null,null,null,null,null,null,null,null,null,null,null,null,0,"Adak",null,null,null,155,1524,16.687494423905306,100,8831.8334083998507,3.5691088204852887E-2,222.06778921672947,172.63392661263893,null,null,null,null,null,null,null,null,null,null,null,null,null,null,null,null,"Hot Sulphur Springs - Tuscarora",null,null,null,150,1500,15.6,40,9657.6587711919547,4.9430490025352325E-2,329.80380305020316]
[null,null,null,null,null,null,null,null,null,null,"GEO-NF EGS Flash example",104.23493961311405,null,null,null,null,null,null,null,null,null,null,null,null,null,null,null,null,null,null,null,null,null,null,null,null,null,null,null,null,null,null,null,null,null,null,null,null,null,12,"Fernley area (Patua HS/Hazen)",null,null,null,155,1676.4,27.768909475415661,100,8076.4845613893258,3.3597477109997595E-2,212.67423364560898,159.23995913025314,null,null,null,null,null,null,null,null,null,null,null,null,null,null,null,null,"Adak",null,null,null,155,1524,12.590164314754423,40,9442.9106797078748,4.8321954282724719E-2,321.89075562140778]
[null,null,null,null,null,null,null,null,null,null,"GEO-NF EGS Binary example",171.03878977689155,null,null,null,null,null,null,null,null,null,null,null,null,null,null,null,null,null,null,null,null,null,null,null,null,null,null,null,null,null,null,null,null,null,null,null,null,null,12,"Hot Sulphur Springs - Tuscarora",null,null,null,155,762,44.865926482719246,100,5785.8081466979165,2.8726208443877046E-2,185.45955605901918,118.80434149278831,null,null,null,null,null,null,null,null,null,null,null,null,null,null,null,null,"Hot Sulphur Springs - Tuscarora",null,null,null,155,762,21.819999999999997,40,7086.3609616764743,4.1598412795207054E-2,281.46719861403466]
[null,null,null,null,null,null,null,null,null,null,"GEO-Deep EGS Flash example",104.23493961311405,null,null,null,null,null,null,null,null,null,null,null,null,null,null,null,null,null,null,null,null,null,null,null,null,null,null,null,null,null,null,null,null,null,null,null,null,null,9,"Wilbur Springs",null,null,null,160,1066.8,36.663058179339409,100,6158.4458141049809,2.8776336678922321E-2,185.14223721391011,124.70448609882564,null,null,null,null,null,null,null,null,null,null,null,null,null,null,null,null,"Fernley area (Patua HS/Hazen)",null,null,null,155,1676.4,23.25703122706247,40,9233.3916977923491,4.6191076623705973E-2,309.33888960593549]
[null,null,null,null,null,null,null,null,null,null,"GEO-Deep EGS Binary example",171.03878977689155,null,null,null,null,null,null,null,null,null,null,null,null,null,null,null,null,null,null,null,null,null,null,null,null,null,null,null,null,null,null,null,null,null,null,null,null,null,12,"Stillwater area",null,null,null,160,1005.84,60.787500000000001,100,5628.8269358212465,2.7028124003135208E-2,175.42303652391644,114.86588170071991,null,null,null,null,null,null,null,null,null,null,null,null,null,null,null,null,"Cove Fort - Sulphurdale - Vapor",null,null,null,155,762,1.1363484536784452,40,20387.115536135188,8.7793126340425881E-2,549.78496582659272]
[null,null,null,null,null,null,null,null,null,null,null,null,null,null,null,null,null,null,null,null,null,null,null,null,null,null,null,null,null,null,null,null,null,null,null,null,null,null,null,null,null,null,null,null,null,null,null,null,null,8,"Lake City Hot Springs",null,null,null,160,1524,125.93237738936999,100,6468.2567494894165,2.8585791374089918E-2,184.72660296755947,129.58797061208799,null,null,null,null,null,null,null,null,null,null,null,null,null,null,null,null,"Stillwater area",null,null,null,155,1500,34.199999999999996,40,8530.8539367353042,4.3658915914741976E-2,293.70857091655853]
[null,null,null,null,null,null,null,null,null,null,null,null,null,null,null,null,null,null,null,null,null,null,null,null,null,null,null,null,null,null,null,null,null,null,null,null,null,null,null,null,null,null,null,null,null,null,null,null,null,12,"Sulphur Hot Springs (Ruby Valley)",null,null,null,165,1828.8000000000002,42.546608959443716,100,7009.7222515421463,2.9335150933202731E-2,188.25156111397644,138.73070549065767,null,null,null,null,null,null,null,null,null,null,null,null,null,null,null,null,"Cove Fort - Sulphurdale",null,null,null,155,1500,16,40,9102.5926784989806,4.6846722083651905E-2,313.1958241590221]
[null,null,null,null,null,null,null,"***Note: For future projections, low, mid, and high refer to low, mid, and high LCOE projections.",null,null,null,null,null,null,null,null,null,null,null,null,null,null,null,null,null,null,null,null,null,null,null,null,null,null,null,null,null,null,null,null,null,null,null,null,null,null,null,null,null,10,"East Mesa (Shallow)",null,null,null,165,1066.8,45.551000000000002,100,5652.2707630799732,2.6727574286641527E-2,173.13631098403687,114.91332148037593,null,null,null,null,null,null,null,null,null,null,null,null,null,null,null,null,"Lake City Hot Springs ",null,null,null,160,1524,81.252072242016368,40,7892.8772686780203,4.0075799001898144E-2,270.61738204131183]
[null,null,null,null,null,null,null,null,null,null,null,null,null,null,null,null,null,null,null,null,null,null,null,null,null,null,null,null,null,null,null,null,null,null,null,null,null,null,null,null,null,null,null,null,null,null,null,null,null,12,"Emigrant",null,null,null,165,2438.4,50.095002669831132,100,7979.6824978145178,3.1129081230204993E-2,199.25384984527494,155.77802029005699,null,null,null,null,null,null,null,null,null,null,null,null,null,null,null,null,"Wilbur Springs",null,null,null,160,1066.8,32.149112744590411,40,7135.7715797601213,3.9614309461973994E-2,268.21677438134344]
[null,null,null,null,null,null,null,null,null,null,null,null,null,null,null,null,null,null,null,null,null,null,null,null,null,null,null,null,null,null,null,null,null,null,null,null,null,null,null,null,null,null,null,null,null,null,null,null,null,10,"Heber Shallow",null,null,null,170,1219.2,6.479000000000001,100,10946.397774683654,3.8923369486351014E-2,228.2798553186131,207.26111789643087,null,null,null,null,null,null,null,null,null,null,null,null,null,null,null,null,"Stillwater area",null,null,null,160,1005.84,43.812975058749885,40,6872.6904137103456,3.8379456789624872E-2,260.3524017338404]
[null,null,null,"X",null,null,"Future Projections",null,null,null,null,null,null,null,null,null,null,null,null,null,null,null,null,null,null,null,null,null,null,null,null,null,null,null,null,null,null,null,null,null,null,null,null,null,null,null,null,null,null,0,"Korovin - Atka Island",null,null,null,170,1524,32.55165280747039,100,6502.7247508186347,2.8048997686682151E-2,179.73331636723026,{"$f":" (($S$44 * $S$42 * $S$40 * (BG112 * 1 + $L$73) +BI112) * 1000 / ($L$15 * 8760)) + BH112 + 0","v":129.42485287332855},null,null,null,null,null,null,null,null,null,null,null,null,null,null,null,null,"East Mesa (Shallow)",null,null,null,165,1066.8,127.62183331347487,40,6541.6801555409038,3.6137858641727978E-2,245.65853222550055]
[null,null,null,null,null,null,null,null,null,null,null,null,null,null,null,null,null,null,null,null,null,null,null,null,null,null,null,null,null,null,null,null,null,null,null,null,null,null,null,null,null,null,null,null,null,null,null,null,null,7,"Mickey HS",null,null,null,170,1066.8,51.270531259190271,100,5294.1287625898758,2.5207836495300284E-2,164.0294096740501,107.89820302354457,null,null,null,null,null,null,null,null,null,null,null,null,null,null,null,null,"Sulphur Hot Springs (Ruby Valley)",null,null,null,165,1828.8000000000002,39.709378375745693,40,8361.757116790106,4.1104331841327439E-2,276.76884755736648]
[null,null,null,null,null,null,null,null,null,null,null,{"$f":"Q14+1","v":2014},{"$f":"L114+1","v":2015},{"$f":"M114+1","v":2016},{"$f":"N114+1","v":2017},2018,2019,{"$f":"Q114+1","v":2020},2021,2022,{"$f":"T114+1","v":2023},{"$f":"U114+1","v":2024},{"$f":"V114+1","v":2025},2026,2027,{"$f":"Y114+1","v":2028},2029,2030,2031,2032,2033,2034,2035,{"$f":"AG114+1","v":2036},{"$f":"AH114+1","v":2037},{"$f":"AI114+1","v":2038},2039,2040,2041,2042,2043,2044,2045,2046,2047,2048,2049,{"$f":"AU114+1","v":2050},null,12,"Great Boiling Springs (Gerlach)",null,null,null,175,609.6,61.626137347000672,100,4383.2343334114867,2.2805771661526971E-2,149.76864271988589,91.327700192630459,null,null,null,null,null,null,null,null,null,null,null,null,null,null,null,null,"Steamboat Springs",null,null,null,165,1524,9.8430274816193339,40,8918.943391788147,4.5896995066986766E-2,305.14957297441453]
[null,null,null,null,null,null,null,null,null,null,null,null,null,null,null,null,null,null,null,null,null,null,null,null,null,null,null,null,null,null,null,null,null,null,null,null,null,null,null,null,null,null,null,null,null,null,null,null,null,0,"Geyser Bight",null,null,null,182,1524,122.40217023967303,100,5242.064428643881,2.3451309165790656E-2,153.05816330570636,105.50023669918522,null,null,null,null,null,null,null,null,null,null,null,null,null,null,null,null,"Emigrant",null,null,null,165,2438.4,50.270845108210473,40,9772.4897534358297,4.4215369621231897E-2,296.27068250722004]
[null,null,null,null,null,null,null,"Techno-Economic Cost and Performance Parameters",null,"Net Capacity Factor (%)","Hydro / Flash - low",0.9,0.9,0.9,0.9,0.9,0.9,0.9,0.9,0.9,0.9,0.9,0.9,0.9,0.9,0.9,0.9,0.9,0.9,0.9,0.9,0.9,0.9,0.9,0.9,0.9,0.9,0.9,0.9,0.9,0.9,0.9,0.9,0.9,0.9,0.9,0.9,0.9,null,12,"Brady HS",null,null,null,185,304.8,22.575000000000003,100,4600.8335155381446,2.3866342755009862E-2,154.59911962872658,95.489801064574777,null,null,null,null,null,null,null,null,null,null,null,null,null,null,null,null,"Great Boiling Springs (Gerlach)",null,null,null,165,1500,29.4,40,7761.7344370572018,4.0308266886685339E-2,271.90925769930936]
[null,null,null,null,null,null,null,null,null,null,"Hydro / Flash - mid",0.9,0.9,0.9,0.9,0.9,0.9,0.9,0.9,0.9,0.9,0.9,0.9,0.9,0.9,0.9,0.9,0.9,0.9,0.9,0.9,0.9,0.9,0.9,0.9,0.9,0.9,0.9,0.9,0.9,0.9,0.9,0.9,0.9,0.9,0.9,0.9,0.9,null,10,"East Mesa (Deep)",null,null,null,190,1524,66.280990465350214,100,4889.5945480325299,2.1977777124350492E-2,143.85109799837602,98.561369399787083,null,null,null,null,null,null,null,null,null,null,null,null,null,null,null,null,"Korovin - Atka Island",null,null,null,170,1524,25.633256117716289,40,7537.8118910191406,3.931444976512731E-2,265.28522320455744]
[null,null,null,null,null,null,null,null,null,null,"Hydro / Flash - high",0.9,0.9,0.9,0.9,0.9,0.9,0.9,0.9,0.9,0.9,0.9,0.9,0.9,0.9,0.9,0.9,0.9,0.9,0.9,0.9,0.9,0.9,0.9,0.9,0.9,0.9,0.9,0.9,0.9,0.9,0.9,0.9,0.9,0.9,0.9,0.9,0.9,null,12,"San Emidio Desert area",null,null,null,190,1066.8,77.174999999999997,100,4347.3225329870156,2.1017762948481133E-2,138.29580999073173,89.115840062628735,null,null,null,null,null,null,null,null,null,null,null,null,null,null,null,null,"Heber Shallow",null,null,null,170,1219.2,83.834423195367236,40,6517.4503929541024,3.527757041483371E-2,239.85879004244526]
[null,null,null,null,null,null,null,null,null,null,"Hydro / Binary - low",0.8,0.8,0.8,0.8,0.8,0.8,0.8,0.8,0.8,0.8,0.8,0.8,0.8,0.8,0.8,0.8,0.8,0.8,0.8,0.8,0.8,0.8,0.8,0.8,0.8,0.8,0.8,0.8,0.8,0.8,0.8,0.8,0.8,0.8,0.8,0.8,0.8,null,19,"Undiscovered <140 - MT",null,null,null,106.74570814363416,1524.0000000000002,{"$f":"IF(BC119<140, 15, IF(BC119<=190, 30, 40))","v":15},100,22254.25431525696,0.10216840435304581,583.02171098725819,438.35895063984606,null,null,null,null,null,null,null,null,null,null,null,null,null,null,null,null,"Mickey HS",null,null,null,170,1066.8,37.268508554698975,40,6396.3013896682896,3.5931140312741687E-2,244.3267754722059]
[null,null,null,null,null,null,null,null,null,null,"Hydro / Binary - mid",0.8,0.8,0.8,0.8,0.8,0.8,0.8,0.8,0.8,0.8,0.8,0.8,0.8,0.8,0.8,0.8,0.8,0.8,0.8,0.8,0.8,0.8,0.8,0.8,0.8,0.8,0.8,0.8,0.8,0.8,0.8,0.8,0.8,0.8,0.8,0.8,0.8,null,1,"Undiscovered <140 - AK",null,null,null,108.98401065835569,1514.9190937090373,15,100,20519.875255462197,9.247030023375806E-2,535.63099555461247,403.91514007303425,null,null,null,null,null,null,null,null,null,null,null,null,null,null,null,null,"East Mesa",null,null,null,170,2000,42,40,8335.0892149101073,4.0222535338311591E-2,270.87603691451244]
[null,null,null,null,null,null,null,null,null,null,"Hydro / Binary - high",0.8,0.8,0.8,0.8,0.8,0.8,0.8,0.8,0.8,0.8,0.8,0.8,0.8,0.8,0.8,0.8,0.8,0.8,0.8,0.8,0.8,0.8,0.8,0.8,0.8,0.8,0.8,0.8,0.8,0.8,0.8,0.8,0.8,0.8,0.8,0.8,0.8,null,16,"Undiscovered <140 - ID",null,null,null,109.16971510294874,1633.5000586529525,15,100,21067.597739364373,9.3442028117567577E-2,541.28870706100042,413.46225770232718,null,null,null,null,null,null,null,null,null,null,null,null,null,null,null,null,"San Emidio Desert area",null,null,null,170,1500,45.5,40,7185.2527625333323,3.730056260020978E-2,252.6279438408101]
[null,null,null,null,null,null,null,null,null,null,"NF EGS / Flash - low",0.9,0.9,0.9,0.9,0.9,0.9,0.9,0.9,0.9,0.9,0.9,0.9,0.9,0.9,0.9,0.9,0.9,0.9,0.9,0.9,0.9,0.9,0.9,0.9,0.9,0.9,0.9,0.9,0.9,0.9,0.9,0.9,0.9,0.9,0.9,0.9,0.9,null,4,"Undiscovered <140 - AZ",null,null,null,110,1524,15,100,19890.364491634347,8.8827792260072966E-2,517.4475979300729,391.27309176867817,null,null,null,null,null,null,null,null,null,null,null,null,null,null,null,null,"Brady HS",null,null,null,170,2000,25.198063118580635,40,8654.2161728704432,4.2015727982088115E-2,281.87223814885476]
[null,null,null,null,null,null,null,null,null,null,"NF EGS / Flash - mid",0.9,0.9,0.9,0.9,0.9,0.9,0.9,0.9,0.9,0.9,0.9,0.9,0.9,0.9,0.9,0.9,0.9,0.9,0.9,0.9,0.9,0.9,0.9,0.9,0.9,0.9,0.9,0.9,0.9,0.9,0.9,0.9,0.9,0.9,0.9,0.9,0.9,null,10,"Undiscovered <140 - CO",null,null,null,110.01162472087691,1524,15,100,19882.866590020072,8.8786584486683875E-2,517.23964237802647,391.12374872488181,null,null,null,null,null,null,null,null,null,null,null,null,null,null,null,null,"Long Valley shallow",null,null,null,175,3048,10.293977125425565,40,12428.122754707423,5.2760075999918873E-2,343.44048862851645]
[null,null,null,null,null,null,null,null,null,null,"NF EGS / Flash - high",0.9,0.9,0.9,0.9,0.9,0.9,0.9,0.9,0.9,0.9,0.9,0.9,0.9,0.9,0.9,0.9,0.9,0.9,0.9,0.9,0.9,0.9,0.9,0.9,0.9,0.9,0.9,0.9,0.9,0.9,0.9,0.9,0.9,0.9,0.9,0.9,0.9,null,22,"Undiscovered <140 - NM",null,null,null,110.25176350619668,2186.781054443361,15,100,23676.557544798656,9.7754061245473783E-2,566.76990152688472,458.72811861257986,null,null,null,null,null,null,null,null,null,null,null,null,null,null,null,null,"Great Boiling Springs (Gerlach)",null,null,null,175,609.6,50.01552310336799,40,5225.5367094394096,3.2125586649491125E-2,220.15638330457745]
[null,null,null,null,null,null,null,null,null,null,"NF EGS / Binary - low",0.8,0.8,0.8,0.8,0.8,0.8,0.8,0.8,0.8,0.8,0.8,0.8,0.8,0.8,0.8,0.8,0.8,0.8,0.8,0.8,0.8,0.8,0.8,0.8,0.8,0.8,0.8,0.8,0.8,0.8,0.8,0.8,0.8,0.8,0.8,0.8,0.8,null,31,"Undiscovered <140 - UT",null,null,null,111.24842764835252,953.38547466022806,15,100,16426.364473158654,7.8150666790050644E-2,460.51172959525218,327.87044157417233,null,null,null,null,null,null,null,null,null,null,null,null,null,null,null,null,"Long Valley (Mammoth)",null,null,null,175,2000,33.599999999999994,40,8079.4275302320993,3.9357316639334082E-2,265.06812915683287]
[null,null,null,null,null,null,null,null,null,null,"NF EGS / Binary - mid",0.8,0.8,0.8,0.8,0.8,0.8,0.8,0.8,0.8,0.8,0.8,0.8,0.8,0.8,0.8,0.8,0.8,0.8,0.8,0.8,0.8,0.8,0.8,0.8,0.8,0.8,0.8,0.8,0.8,0.8,0.8,0.8,0.8,0.8,0.8,0.8,0.8,null,7,"Undiscovered <140 - CA",null,null,null,114.64668748217059,1417.6297496641628,15,100,16831.29810590309,7.3905426954872178E-2,439.76034218528309,331.36574745376004,null,null,null,null,null,null,null,null,null,null,null,null,null,null,null,null,"Coso 4",null,null,null,175,1500,24.666329095280776,40,7176.2172744861164,3.7846180164451383E-2,255.74952707823098]
[null,null,null,null,null,null,null,null,null,null,"NF EGS / Binary - high",0.8,0.8,0.8,0.8,0.8,0.8,0.8,0.8,0.8,0.8,0.8,0.8,0.8,0.8,0.8,0.8,0.8,0.8,0.8,0.8,0.8,0.8,0.8,0.8,0.8,0.8,0.8,0.8,0.8,0.8,0.8,0.8,0.8,0.8,0.8,0.8,0.8,null,28,"Undiscovered <140 - OR",null,null,null,114.7896131490301,1166.6126746000612,15,100,15695.812903229626,7.1080096850832691E-2,424.24032983645066,311.03182487998367,null,null,null,null,null,null,null,null,null,null,null,null,null,null,null,null,"Salton Sea area 1",null,null,null,175,2000,18.680803517233926,40,8535.505538035939,4.1739495518791705E-2,279.39196443838307]
[null,null,null,null,null,null,null,null,null,null,"Deep EGS / Flash - low",0.9,0.9,0.9,0.9,0.9,0.9,0.9,0.9,0.9,0.9,0.9,0.9,0.9,0.9,0.9,0.9,0.9,0.9,0.9,0.9,0.9,0.9,0.9,0.9,0.9,0.9,0.9,0.9,0.9,0.9,0.9,0.9,0.9,0.9,0.9,0.9,0.9,null,34,"Undiscovered <140 - WA",null,null,null,115,1524,15,100,17149.978967823175,7.4176237366837136E-2,441.4219215623778,336.68761762623956,null,null,null,null,null,null,null,null,null,null,null,null,null,null,null,null,"Blue Mountain",null,null,null,175,2000,43.4,40,7943.1824295749857,3.8540427966723467E-2,259.98800607572332]
[null,null,null,null,null,null,null,null,null,null,"Deep EGS / Flash - mid",0.9,0.9,0.9,0.9,0.9,0.9,0.9,0.9,0.9,0.9,0.9,0.9,0.9,0.9,0.9,0.9,0.9,0.9,0.9,0.9,0.9,0.9,0.9,0.9,0.9,0.9,0.9,0.9,0.9,0.9,0.9,0.9,0.9,0.9,0.9,0.9,0.9,null,25,"Undiscovered <140 - NV",null,null,null,118.61910831364366,1407.4488467378537,15,100,15174.484496931347,6.5376636645892133E-2,393.74016828544558,298.3562186226477,null,null,null,null,null,null,null,null,null,null,null,null,null,null,null,null,"Soda Lake area",null,null,null,175,1500,33.599999999999994,40,6992.7705098273364,3.6744202360011947E-2,248.8808582810147]
[null,null,null,null,null,null,null,null,null,null,"Deep EGS / Flash - high",0.9,0.9,0.9,0.9,0.9,0.9,0.9,0.9,0.9,0.9,0.9,0.9,0.9,0.9,0.9,0.9,0.9,0.9,0.9,0.9,0.9,0.9,0.9,0.9,0.9,0.9,0.9,0.9,0.9,0.9,0.9,0.9,0.9,0.9,0.9,0.9,0.9,null,37,"Undiscovered <140 - WY",null,null,null,120.00000000000001,1524,15,100,15153.408486457121,6.3954957515039088E-2,385.92971570226138,296.90402736917736,null,null,null,null,null,null,null,null,null,null,null,null,null,null,null,null,"Fallon Area",null,null,null,175,2000,37.099999999999994,40,8023.1211848276189,3.9027570778150007E-2,263.02858023465859]
[null,null,null,null,null,null,null,null,null,null,"Deep EGS / Binary - low",0.8,0.8,0.8,0.8,0.8,0.8,0.8,0.8,0.8,0.8,0.8,0.8,0.8,0.8,0.8,0.8,0.8,0.8,0.8,0.8,0.8,0.8,0.8,0.8,0.8,0.8,0.8,0.8,0.8,0.8,0.8,0.8,0.8,0.8,0.8,0.8,0.8,null,17,"Undiscovered >=140, <=190 - ID",null,null,null,147.70202086851714,2487.6607685792187,30,100,10648.567192155104,4.0235409133882086E-2,252.30327381853428,205.93859015408904,null,null,null,null,null,null,null,null,null,null,null,null,null,null,null,null,"The Geysers 3",null,null,null,180,2000,70,40,7455.1620058877852,3.6170079843057874E-2,244.71175732216432]
[null,null,null,null,null,null,null,null,null,null,"Deep EGS / Binary - mid",0.8,0.8,0.8,0.8,0.8,0.8,0.8,0.8,0.8,0.8,0.8,0.8,0.8,0.8,0.8,0.8,0.8,0.8,0.8,0.8,0.8,0.8,0.8,0.8,0.8,0.8,0.8,0.8,0.8,0.8,0.8,0.8,0.8,0.8,0.8,0.8,0.8,null,32,"Undiscovered >=140, <=190 - UT",null,null,null,150.30325476293299,762,30,100,6525.389819276229,3.1775628212907539E-2,202.98313235461825,133.10780775109075,null,null,null,null,null,null,null,null,null,null,null,null,null,null,null,null,"Heber",null,null,null,180,2000,24.5,40,7937.1566788917689,3.9027425434989674E-2,262.43980530508702]
[null,null,null,null,null,null,null,null,null,null,"Deep EGS / Binary - high",0.8,0.8,0.8,0.8,0.8,0.8,0.8,0.8,0.8,0.8,0.8,0.8,0.8,0.8,0.8,0.8,0.8,0.8,0.8,0.8,0.8,0.8,0.8,0.8,0.8,0.8,0.8,0.8,0.8,0.8,0.8,0.8,0.8,0.8,0.8,0.8,0.8,null,29,"Undiscovered >=140, <=190 - OR",null,null,null,151.11510413130929,1528.5876900467147,30,100,7972.9777095922,3.4111670423613301E-2,216.36895677678189,158.11625322515312,null,null,null,null,null,null,null,null,null,null,null,null,null,null,null,null,"Steamboat",null,null,null,180,2000,11.4,40,8797.7741297468838,4.2969372058038566E-2,285.28749105531728]
[null,null,null,null,null,null,null,null,null,null,null,null,null,null,null,null,null,null,null,null,null,null,null,null,null,null,null,null,null,null,null,null,null,null,null,null,null,null,null,null,null,null,null,null,null,null,null,null,null,26,"Undiscovered >=140, <=190 - NV",null,null,null,164.39170070046112,1222.4564740904586,30,100,6408.3113962411853,2.8830918065614004E-2,184.6415983651176,128.61966762599795,null,null,null,null,null,null,null,null,null,null,null,null,null,null,null,null,"Geyser Bight ",null,null,null,182,1524,79.696237236167249,40,6369.2550284810941,3.3310708215701208E-2,226.64127483399261]
[null,null,null,null,null,null,null,null,null,"Annual Energy Production (kWh/kW)","Hydro / Flash - low",{"$f":"L116*8760","v":7884},{"$f":"M116*8760","v":7884},7884,7884,7884,7884,7884,7884,7884,7884,7884,7884,7884,7884,7884,7884,7884,7884,7884,7884,7884,7884,7884,7884,7884,7884,7884,7884,7884,7884,7884,7884,7884,7884,7884,7884,7884,null,8,"Undiscovered >=140, <=190 - CA",null,null,null,166.00338960433939,1328.9721877034201,30,100,6502.4597228293505,2.8746761693199428E-2,183.97069679215173,{"$f":" (($S$44 * $S$42 * $S$40 * (BG135 * 1 + $L$73) +BI135) * 1000 / ($L$15 * 8760)) + BH135 + 0","v":130.02597119166882},null,null,null,null,null,null,null,null,null,null,null,null,null,null,null,null,"Brady HS",null,null,null,185,304.8,31.572457906263764,40,4517.9706619812723,3.0166350301131586E-2,207.71586925804232]
[null,null,null,null,null,null,null,null,null,null,"Hydro / Flash - mid",{"$f":"L117*8760","v":7884},7884,7884,7884,7884,7884,7884,7884,7884,7884,7884,7884,7884,7884,7884,7884,7884,7884,7884,7884,7884,7884,7884,7884,7884,7884,7884,7884,7884,7884,7884,7884,7884,7884,7884,7884,7884,null,2,"Undiscovered >=140, <=190 - AK",null,null,null,170.54660543872322,1497.1118936778967,30,100,6543.0663853481865,2.8167714870400398E-2,180.15052820880572,{"$f":" (($S$44 * $S$42 * $S$40 * (BG136 * 1 + $L$73) +BI136) * 1000 / ($L$15 * 8760)) + BH136 + 0","v":130.12814952811419},null,null,null,null,null,null,null,null,null,null,null,null,null,null,null,null,"Beowawe HS",null,null,null,185,1500,43.2,40,6266.3646726509487,3.3263220033648351E-2,226.28381288245049]
[null,null,null,null,null,null,null,null,null,null,"Hydro / Flash - high",7884,7884,7884,7884,7884,7884,7884,7884,7884,7884,7884,7884,7884,7884,7884,7884,7884,7884,7884,7884,7884,7884,7884,7884,7884,7884,7884,7884,7884,7884,7884,7884,7884,7884,7884,7884,7884,null,null,null,null,null,null,null,null,null,null,null,null,null,null,null,null,null,null,null,null,null,null,null,null,null,null,null,null,null,null,"Desert Peak",null,null,null,185,2000,26.368493919322908,40,7538.0200614266578,3.7278385985250372E-2,251.17646105813103]
[null,null,null,null,null,null,null,null,null,null,"Hydro / Binary - low",7008,7008,7008,7008,7008,7008,7008,7008,7008,7008,7008,7008,7008,7008,7008,7008,7008,7008,7008,7008,7008,7008,7008,7008,7008,7008,7008,7008,7008,7008,7008,7008,7008,7008,7008,7008,7008,null,null,null,null,null,"10th percentile",null,null,null,null,{"$f":"_xlfn.PERCENTILE.INC(AZ6:AZ136,0.1)","v":{"$error":"#NUM!"}},{"$f":"_xlfn.PERCENTILE.INC(BA6:BA136,0.1)","v":{"$error":"#NUM!"}},{"$f":"_xlfn.PERCENTILE.INC(BB6:BB136,0.1)","v":{"$error":"#NUM!"}},{"$f":"_xlfn.PERCENTILE.INC(BC6:BC136,0.1)","v":110},null,null,null,null,null,null,null,null,null,null,null,null,null,null,null,null,"East Mesa (Deep)",null,null,null,190,1524,46.618612952548631,40,5991.6091855975737,3.1835432601787964E-2,216.88325088287098]
[null,null,null,null,null,null,null,null,null,null,"Hydro / Binary - mid",7008,7008,7008,7008,7008,7008,7008,7008,7008,7008,7008,7008,7008,7008,7008,7008,7008,7008,7008,7008,7008,7008,7008,7008,7008,7008,7008,7008,7008,7008,7008,7008,7008,7008,7008,7008,7008,null,null,null,null,null,"median",{"$f":"MEDIAN(AT6:AT110)","v":{"$error":"#NUM!"}},{"$f":"MEDIAN(AW6:AW136)","v":{"$error":"#NUM!"}},12,{"$error":"#NUM!"},{"$error":"#NUM!"},{"$error":"#NUM!"},{"$error":"#NUM!"},125,null,null,null,null,null,null,null,null,null,null,null,null,null,null,null,null,"San Emidio Desert area",null,null,null,190,1066.8,51.268480135240992,40,5203.1923172739916,2.9853657637541144E-2,204.50991316536567]
[null,null,null,null,null,null,null,null,null,null,"Hydro / Binary - high",7008,7008,7008,7008,7008,7008,7008,7008,7008,7008,7008,7008,7008,7008,7008,7008,7008,7008,7008,7008,7008,7008,7008,7008,7008,7008,7008,7008,7008,7008,7008,7008,7008,7008,7008,7008,7008,null,null,null,null,null,"average",{"$f":"AVERAGE(AT6:AT110)","v":{"$error":"#DIV/0!"}},{"$f":"AVERAGE(AW6:AW136)","v":{"$error":"#DIV/0!"}},12.038167938931299,{"$error":"#DIV/0!"},{"$error":"#DIV/0!"},{"$error":"#DIV/0!"},{"$error":"#DIV/0!"},130.66052468879002,null,null,null,null,null,null,null,null,null,null,null,null,null,null,null,null,"Dixie Valley",null,null,null,190,2000,104,40,6784.3887272036709,3.3323876584753089E-2,226.08505703798258]
[null,null,null,null,null,null,null,null,null,null,"NF EGS / Flash - low",7884,7884,7884,7884,7884,7884,7884,7884,7884,7884,7884,7884,7884,7884,7884,7884,7884,7884,7884,7884,7884,7884,7884,7884,7884,7884,7884,7884,7884,7884,7884,7884,7884,7884,7884,7884,7884]
[null,null,null,null,null,null,null,null,null,null,"NF EGS / Flash - mid",7884,7884,7884,7884,7884,7884,7884,7884,7884,7884,7884,7884,7884,7884,7884,7884,7884,7884,7884,{"$f":"AE123*8760","v":7884},7884,7884,7884,7884,7884,7884,7884,7884,7884,7884,7884,7884,7884,7884,7884,7884,7884,null,null,null,null,null,null,null,null,null,null,null,null,null,null,null,null,null,null,null,null,null,null,null,null,null,null,null,null,null,null,null,null,null,"10th percentile",null,null,null,null,{"$f":"_xlfn.PERCENTILE.INC(CB6:CB140,0.1)","v":{"$error":"#NUM!"}},{"$f":"_xlfn.PERCENTILE.INC(CC6:CC140,0.1)","v":{"$error":"#NUM!"}},{"$f":"_xlfn.PERCENTILE.INC(CD6:CD140,0.1)","v":{"$error":"#NUM!"}},{"$f":"_xlfn.PERCENTILE.INC(CE6:CE140,0.1)","v":110}]
[null,null,null,null,null,null,null,null,null,null,"NF EGS / Flash - high",7884,7884,7884,7884,7884,7884,7884,7884,7884,7884,7884,7884,7884,7884,7884,7884,7884,7884,7884,7884,7884,7884,7884,7884,7884,7884,7884,7884,7884,7884,7884,7884,7884,7884,7884,7884,7884,null,null,null,null,null,null,null,null,null,null,null,null,null,null,null,null,null,null,null,null,null,null,null,null,null,null,null,null,null,null,null,null,null,"median",{"$f":"MEDIAN(BX6:BX140)","v":{"$error":"#NUM!"}},{"$error":"#NUM!"},{"$error":"#NUM!"},{"$error":"#NUM!"},{"$error":"#NUM!"},{"$error":"#NUM!"},{"$error":"#NUM!"},130]
[null,null,null,null,null,null,null,null,null,null,"NF EGS / Binary - low",7008,7008,7008,7008,7008,7008,7008,7008,7008,7008,7008,7008,7008,7008,7008,7008,7008,7008,7008,7008,7008,7008,7008,7008,7008,7008,7008,7008,7008,7008,7008,7008,7008,7008,7008,7008,7008,null,null,null,null,null,null,null,null,null,null,null,null,null,null,null,null,null,null,null,null,null,null,null,null,null,null,null,null,null,null,null,null,null,"average",{"$f":"AVERAGE(BX6:BX140)","v":{"$error":"#NUM!"}},{"$error":"#DIV/0!"},{"$error":"#DIV/0!"},{"$error":"#DIV/0!"},{"$error":"#DIV/0!"},{"$error":"#DIV/0!"},{"$error":"#DIV/0!"},137.71851851851852]
[null,null,null,null,null,null,null,null,null,null,"NF EGS / Binary - mid",7008,7008,7008,7008,7008,7008,7008,7008,7008,7008,7008,7008,7008,7008,7008,7008,7008,7008,7008,7008,7008,7008,7008,7008,7008,7008,7008,7008,7008,7008,7008,7008,7008,7008,7008,7008,7008]
[null,null,null,null,null,null,null,null,null,null,"NF EGS / Binary - high",7008,7008,7008,7008,7008,7008,7008,7008,7008,7008,7008,7008,7008,7008,7008,7008,7008,7008,7008,7008,7008,7008,7008,7008,7008,7008,7008,7008,7008,7008,7008,7008,7008,7008,7008,7008,7008]
[null,null,null,null,null,null,null,null,null,null,"Deep EGS / Flash - low",7884,7884,7884,7884,7884,7884,7884,7884,7884,7884,7884,7884,7884,7884,7884,7884,7884,7884,7884,7884,7884,7884,7884,7884,7884,7884,7884,7884,7884,7884,7884,7884,7884,7884,7884,7884,7884]
[null,null,null,null,null,null,null,null,null,null,"Deep EGS / Flash - mid",7884,7884,7884,7884,7884,7884,7884,7884,7884,7884,7884,7884,7884,7884,7884,7884,7884,7884,7884,7884,7884,7884,7884,7884,7884,7884,7884,7884,7884,7884,7884,7884,7884,7884,7884,7884,7884]
[null,null,null,null,null,null,null,null,null,null,"Deep EGS / Flash - high",7884,7884,7884,7884,7884,7884,7884,7884,7884,7884,7884,7884,7884,7884,7884,7884,7884,7884,7884,7884,7884,7884,{"$f":"AH130*8760","v":7884},7884,7884,7884,7884,7884,7884,7884,7884,7884,7884,7884,7884,7884,7884]
[null,null,null,null,null,null,null,null,null,null,"Deep EGS / Binary - low",7008,7008,7008,7008,7008,7008,7008,7008,7008,7008,7008,7008,7008,7008,7008,7008,7008,7008,7008,7008,7008,7008,7008,7008,7008,7008,7008,7008,7008,7008,7008,7008,7008,7008,7008,7008,7008]
[null,null,null,null,null,null,null,null,null,null,"Deep EGS / Binary - mid",7008,7008,7008,7008,7008,7008,7008,7008,7008,7008,7008,7008,7008,7008,7008,7008,7008,7008,7008,7008,7008,7008,7008,7008,7008,7008,7008,7008,7008,7008,7008,7008,7008,7008,7008,7008,7008]
[null,null,null,null,null,null,null,null,null,null,"Deep EGS / Binary - high",7008,7008,7008,7008,7008,7008,7008,7008,7008,7008,7008,7008,7008,7008,7008,7008,7008,7008,7008,7008,7008,7008,7008,7008,7008,7008,7008,7008,7008,7008,7008,7008,7008,7008,7008,7008,7008]
[]
[null,null,null,null,null,null,null,null,null,"CAPEX ($/kW)","Hydro / Flash - low",{"$f":" $S$40*(L192+L272)","v":6624.1604037906363},{"$f":" $S$40*(M192+M272)","v":6624.1604037906363},6624.1604037906363,6624.1604037906363,6624.1604037906363,6624.1604037906363,6624.1604037906363,6624.1604037906363,6624.1604037906363,6624.1604037906363,6624.1604037906363,6624.1604037906363,6624.1604037906363,6624.1604037906363,6624.1604037906363,6624.1604037906363,6624.1604037906363,6624.1604037906363,6624.1604037906363,6624.1604037906363,6624.1604037906363,6624.1604037906363,6624.1604037906363,6624.1604037906363,6624.1604037906363,6624.1604037906363,6624.1604037906363,6624.1604037906363,6624.1604037906363,6624.1604037906363,6624.1604037906363,6624.1604037906363,6624.1604037906363,6624.1604037906363,6624.1604037906363,6624.1604037906363,6624.1604037906363]
[null,null,null,null,null,null,null,null,null,null,"Hydro / Flash - mid",{"$f":" $S$40*(L193+L273)","v":6624.1604037906363},6624.1604037906363,6624.1604037906363,6624.1604037906363,6624.1604037906363,6624.1604037906363,6624.1604037906363,6624.1604037906363,6624.1604037906363,6624.1604037906363,6624.1604037906363,6624.1604037906363,6624.1604037906363,6624.1604037906363,6624.1604037906363,6624.1604037906363,6624.1604037906363,6624.1604037906363,6624.1604037906363,6624.1604037906363,6624.1604037906363,6624.1604037906363,6624.1604037906363,6624.1604037906363,6624.1604037906363,6624.1604037906363,6624.1604037906363,6624.1604037906363,6624.1604037906363,6624.1604037906363,6624.1604037906363,6624.1604037906363,6624.1604037906363,6624.1604037906363,6624.1604037906363,6624.1604037906363,6624.1604037906363]
[null,null,null,null,null,null,null,null,null,null,"Hydro / Flash - high",6624.1604037906363,6624.1604037906363,6624.1604037906363,6624.1604037906363,6624.1604037906363,6624.1604037906363,6624.1604037906363,6624.1604037906363,6624.1604037906363,6624.1604037906363,6624.1604037906363,6624.1604037906363,6624.1604037906363,6624.1604037906363,6624.1604037906363,6624.1604037906363,6624.1604037906363,6624.1604037906363,6624.1604037906363,6624.1604037906363,6624.1604037906363,6624.1604037906363,6624.1604037906363,6624.1604037906363,6624.1604037906363,6624.1604037906363,6624.1604037906363,6624.1604037906363,6624.1604037906363,6624.1604037906363,6624.1604037906363,6624.1604037906363,6624.1604037906363,6624.1604037906363,6624.1604037906363,6624.1604037906363,6624.1604037906363]
[null,null,null,null,null,null,null,null,null,null,"Hydro / Binary - low",6954.7051235392009,6954.7051235392009,6954.7051235392009,6954.7051235392009,6954.7051235392009,6954.7051235392009,6954.7051235392009,6954.7051235392009,6954.7051235392009,6954.7051235392009,6954.7051235392009,6954.7051235392009,6954.7051235392009,6954.7051235392009,6954.7051235392009,6954.7051235392009,6954.7051235392009,6954.7051235392009,6954.7051235392009,6954.7051235392009,6954.7051235392009,6954.7051235392009,6954.7051235392009,6954.7051235392009,6954.7051235392009,6954.7051235392009,6954.7051235392009,6954.7051235392009,6954.7051235392009,6954.7051235392009,6954.7051235392009,6954.7051235392009,6954.7051235392009,6954.7051235392009,6954.7051235392009,6954.7051235392009,6954.7051235392009]
[null,null,null,null,null,null,null,null,null,null,"Hydro / Binary - mid",6954.7051235392009,6954.7051235392009,6954.7051235392009,6954.7051235392009,6954.7051235392009,6954.7051235392009,6954.7051235392009,6954.7051235392009,6954.7051235392009,6954.7051235392009,6954.7051235392009,6954.7051235392009,6954.7051235392009,6954.7051235392009,6954.7051235392009,6954.7051235392009,6954.7051235392009,6954.7051235392009,6954.7051235392009,6954.7051235392009,6954.7051235392009,6954.7051235392009,6954.7051235392009,6954.7051235392009,6954.7051235392009,6954.7051235392009,6954.7051235392009,6954.7051235392009,6954.7051235392009,6954.7051235392009,6954.7051235392009,6954.7051235392009,6954.7051235392009,6954.7051235392009,6954.7051235392009,6954.7051235392009,6954.7051235392009]
[null,null,null,null,null,null,null,null,null,null,"Hydro / Binary - high",6954.7051235392009,6954.7051235392009,6954.7051235392009,6954.7051235392009,6954.7051235392009,6954.7051235392009,6954.7051235392009,6954.7051235392009,6954.7051235392009,6954.7051235392009,6954.7051235392009,6954.7051235392009,6954.7051235392009,6954.7051235392009,6954.7051235392009,6954.7051235392009,6954.7051235392009,6954.7051235392009,6954.7051235392009,6954.7051235392009,6954.7051235392009,6954.7051235392009,6954.7051235392009,6954.7051235392009,6954.7051235392009,6954.7051235392009,6954.7051235392009,6954.7051235392009,6954.7051235392009,6954.7051235392009,6954.7051235392009,6954.7051235392009,6954.7051235392009,6954.7051235392009,6954.7051235392009,6954.7051235392009,6954.7051235392009]
[null,null,null,null,null,null,null,null,null,null,"NF EGS / Flash - low",7729.6611387356688,7729.6611387356688,7729.6611387356688,7729.6611387356688,7729.6611387356688,7729.6611387356688,7729.6611387356688,7729.6611387356688,7729.6611387356688,7729.6611387356688,7729.6611387356688,7729.6611387356688,7729.6611387356688,7729.6611387356688,7729.6611387356688,7729.6611387356688,7729.6611387356688,7729.6611387356688,7729.6611387356688,7729.6611387356688,7729.6611387356688,7729.6611387356688,7729.6611387356688,7729.6611387356688,7729.6611387356688,7729.6611387356688,7729.6611387356688,7729.6611387356688,7729.6611387356688,7729.6611387356688,7729.6611387356688,7729.6611387356688,7729.6611387356688,7729.6611387356688,7729.6611387356688,7729.6611387356688,7729.6611387356688]
[null,null,null,null,null,null,null,null,null,null,"NF EGS / Flash - mid",7729.6611387356688,7729.6611387356688,7729.6611387356688,7729.6611387356688,7729.6611387356688,7729.6611387356688,7729.6611387356688,7729.6611387356688,7729.6611387356688,7729.6611387356688,7729.6611387356688,7729.6611387356688,7729.6611387356688,7729.6611387356688,7729.6611387356688,7729.6611387356688,7729.6611387356688,7729.6611387356688,7729.6611387356688,{"$f":" $S$40*(AE199+AE279)","v":7729.6611387356688},7729.6611387356688,7729.6611387356688,7729.6611387356688,7729.6611387356688,7729.6611387356688,7729.6611387356688,7729.6611387356688,7729.6611387356688,7729.6611387356688,7729.6611387356688,7729.6611387356688,7729.6611387356688,7729.6611387356688,7729.6611387356688,7729.6611387356688,7729.6611387356688,7729.6611387356688]
[null,null,null,null,null,null,null,null,null,null,"NF EGS / Flash - high",7729.6611387356688,7729.6611387356688,7729.6611387356688,7729.6611387356688,7729.6611387356688,7729.6611387356688,7729.6611387356688,7729.6611387356688,7729.6611387356688,7729.6611387356688,7729.6611387356688,7729.6611387356688,7729.6611387356688,7729.6611387356688,7729.6611387356688,7729.6611387356688,7729.6611387356688,7729.6611387356688,7729.6611387356688,7729.6611387356688,7729.6611387356688,7729.6611387356688,7729.6611387356688,7729.6611387356688,7729.6611387356688,7729.6611387356688,7729.6611387356688,7729.6611387356688,7729.6611387356688,7729.6611387356688,7729.6611387356688,7729.6611387356688,7729.6611387356688,7729.6611387356688,7729.6611387356688,7729.6611387356688,7729.6611387356688]
[null,null,null,null,null,null,null,null,null,null,"NF EGS / Binary - low",11848.756877140861,11848.756877140861,11848.756877140861,11848.756877140861,11848.756877140861,11848.756877140861,11848.756877140861,11848.756877140861,11848.756877140861,11848.756877140861,11848.756877140861,11848.756877140861,11848.756877140861,11848.756877140861,11848.756877140861,11848.756877140861,11848.756877140861,11848.756877140861,11848.756877140861,11848.756877140861,11848.756877140861,11848.756877140861,11848.756877140861,11848.756877140861,11848.756877140861,11848.756877140861,11848.756877140861,11848.756877140861,11848.756877140861,11848.756877140861,11848.756877140861,11848.756877140861,11848.756877140861,11848.756877140861,11848.756877140861,11848.756877140861,11848.756877140861]
[null,null,null,null,null,null,null,null,null,null,"NF EGS / Binary - mid",11848.756877140861,11848.756877140861,11848.756877140861,11848.756877140861,11848.756877140861,11848.756877140861,11848.756877140861,11848.756877140861,11848.756877140861,11848.756877140861,11848.756877140861,11848.756877140861,11848.756877140861,11848.756877140861,11848.756877140861,11848.756877140861,11848.756877140861,11848.756877140861,11848.756877140861,11848.756877140861,11848.756877140861,11848.756877140861,11848.756877140861,11848.756877140861,11848.756877140861,11848.756877140861,11848.756877140861,11848.756877140861,11848.756877140861,11848.756877140861,11848.756877140861,11848.756877140861,11848.756877140861,11848.756877140861,11848.756877140861,11848.756877140861,11848.756877140861]
[null,null,null,null,null,null,null,null,null,null,"NF EGS / Binary - high",11848.756877140861,11848.756877140861,11848.756877140861,11848.756877140861,11848.756877140861,11848.756877140861,11848.756877140861,11848.756877140861,11848.756877140861,11848.756877140861,11848.756877140861,11848.756877140861,11848.756877140861,11848.756877140861,11848.756877140861,11848.756877140861,11848.756877140861,11848.756877140861,11848.756877140861,11848.756877140861,11848.756877140861,11848.756877140861,11848.756877140861,11848.756877140861,11848.756877140861,11848.756877140861,11848.756877140861,11848.756877140861,11848.756877140861,11848.756877140861,11848.756877140861,11848.756877140861,11848.756877140861,11848.756877140861,11848.756877140861,11848.756877140861,11848.756877140861]
[null,null,null,null,null,null,null,null,null,null,"Deep EGS / Flash - low",7729.6611387356688,7729.6611387356688,7729.6611387356688,7729.6611387356688,7729.6611387356688,7729.6611387356688,7729.6611387356688,7729.6611387356688,7729.6611387356688,7729.6611387356688,7729.6611387356688,7729.6611387356688,7729.6611387356688,7729.6611387356688,7729.6611387356688,7729.6611387356688,7729.6611387356688,7729.6611387356688,7729.6611387356688,7729.6611387356688,7729.6611387356688,7729.6611387356688,7729.6611387356688,7729.6611387356688,7729.6611387356688,7729.6611387356688,7729.6611387356688,7729.6611387356688,7729.6611387356688,7729.6611387356688,7729.6611387356688,7729.6611387356688,7729.6611387356688,7729.6611387356688,7729.6611387356688,7729.6611387356688,7729.6611387356688]
[null,null,null,null,null,null,null,null,null,null,"Deep EGS / Flash - mid",7729.6611387356688,7729.6611387356688,7729.6611387356688,7729.6611387356688,7729.6611387356688,7729.6611387356688,7729.6611387356688,7729.6611387356688,7729.6611387356688,7729.6611387356688,7729.6611387356688,7729.6611387356688,7729.6611387356688,7729.6611387356688,7729.6611387356688,7729.6611387356688,7729.6611387356688,7729.6611387356688,7729.6611387356688,7729.6611387356688,7729.6611387356688,7729.6611387356688,7729.6611387356688,7729.6611387356688,7729.6611387356688,7729.6611387356688,7729.6611387356688,7729.6611387356688,7729.6611387356688,7729.6611387356688,7729.6611387356688,7729.6611387356688,7729.6611387356688,7729.6611387356688,7729.6611387356688,7729.6611387356688,7729.6611387356688]
[null,null,null,null,null,null,null,null,null,null,"Deep EGS / Flash - high",7729.6611387356688,7729.6611387356688,7729.6611387356688,7729.6611387356688,7729.6611387356688,7729.6611387356688,7729.6611387356688,7729.6611387356688,7729.6611387356688,7729.6611387356688,7729.6611387356688,7729.6611387356688,7729.6611387356688,7729.6611387356688,7729.6611387356688,7729.6611387356688,7729.6611387356688,7729.6611387356688,7729.6611387356688,7729.6611387356688,7729.6611387356688,7729.6611387356688,{"$f":" $S$40*(AH206+AH286)","v":7729.6611387356688},7729.6611387356688,7729.6611387356688,7729.6611387356688,7729.6611387356688,7729.6611387356688,7729.6611387356688,7729.6611387356688,7729.6611387356688,7729.6611387356688,7729.6611387356688,7729.6611387356688,7729.6611387356688,7729.6611387356688,7729.6611387356688]
[null,null,null,null,null,null,null,null,null,null,"Deep EGS / Binary - low",11848.756877140861,11848.756877140861,11848.756877140861,11848.756877140861,11848.756877140861,11848.756877140861,11848.756877140861,11848.756877140861,11848.756877140861,11848.756877140861,11848.756877140861,11848.756877140861,11848.756877140861,11848.756877140861,11848.756877140861,11848.756877140861,11848.756877140861,11848.756877140861,11848.756877140861,11848.756877140861,11848.756877140861,11848.756877140861,11848.756877140861,11848.756877140861,11848.756877140861,11848.756877140861,11848.756877140861,11848.756877140861,11848.756877140861,11848.756877140861,11848.756877140861,11848.756877140861,11848.756877140861,11848.756877140861,11848.756877140861,11848.756877140861,11848.756877140861]
[null,null,null,null,null,null,null,null,null,null,"Deep EGS / Binary - mid",11848.756877140861,11848.756877140861,11848.756877140861,11848.756877140861,11848.756877140861,11848.756877140861,11848.756877140861,11848.756877140861,11848.756877140861,11848.756877140861,11848.756877140861,11848.756877140861,11848.756877140861,11848.756877140861,11848.756877140861,11848.756877140861,11848.756877140861,11848.756877140861,11848.756877140861,11848.756877140861,11848.756877140861,11848.756877140861,11848.756877140861,11848.756877140861,11848.756877140861,11848.756877140861,11848.756877140861,11848.756877140861,11848.756877140861,11848.756877140861,11848.756877140861,11848.756877140861,11848.756877140861,11848.756877140861,11848.756877140861,11848.756877140861,11848.756877140861]
[null,null,null,null,null,null,null,null,null,null,"Deep EGS / Binary - high",11848.756877140861,11848.756877140861,11848.756877140861,11848.756877140861,11848.756877140861,11848.756877140861,11848.756877140861,11848.756877140861,11848.756877140861,11848.756877140861,11848.756877140861,11848.756877140861,11848.756877140861,11848.756877140861,11848.756877140861,11848.756877140861,11848.756877140861,11848.756877140861,11848.756877140861,11848.756877140861,11848.756877140861,11848.756877140861,11848.756877140861,11848.756877140861,11848.756877140861,11848.756877140861,11848.756877140861,11848.756877140861,11848.756877140861,11848.756877140861,11848.756877140861,11848.756877140861,11848.756877140861,11848.756877140861,11848.756877140861,11848.756877140861,11848.756877140861]
[]
[null,null,null,null,null,null,null,null,null,"Construction Financing Cost ($/kW)","Hydro / Flash - low",{"$f":"(L192+L272)*($S$40-1)","v":632.16040379063634},{"$f":"(M192+M272)*($S$40-1)","v":632.16040379063634},632.16040379063634,632.16040379063634,632.16040379063634,632.16040379063634,632.16040379063634,632.16040379063634,632.16040379063634,632.16040379063634,632.16040379063634,632.16040379063634,632.16040379063634,632.16040379063634,632.16040379063634,632.16040379063634,632.16040379063634,632.16040379063634,632.16040379063634,632.16040379063634,632.16040379063634,632.16040379063634,632.16040379063634,632.16040379063634,632.16040379063634,632.16040379063634,632.16040379063634,632.16040379063634,632.16040379063634,632.16040379063634,632.16040379063634,632.16040379063634,632.16040379063634,632.16040379063634,632.16040379063634,632.16040379063634,632.16040379063634]
[null,null,null,null,null,null,null,null,null,null,"Hydro / Flash - mid",{"$f":"(L193+L273)*($S$40-1)","v":632.16040379063634},632.16040379063634,632.16040379063634,632.16040379063634,632.16040379063634,632.16040379063634,632.16040379063634,632.16040379063634,632.16040379063634,632.16040379063634,632.16040379063634,632.16040379063634,632.16040379063634,632.16040379063634,632.16040379063634,632.16040379063634,632.16040379063634,632.16040379063634,632.16040379063634,632.16040379063634,632.16040379063634,632.16040379063634,632.16040379063634,632.16040379063634,632.16040379063634,632.16040379063634,632.16040379063634,632.16040379063634,632.16040379063634,632.16040379063634,632.16040379063634,632.16040379063634,632.16040379063634,632.16040379063634,632.16040379063634,632.16040379063634,632.16040379063634]
[null,null,null,null,null,null,null,null,null,null,"Hydro / Flash - high",632.16040379063634,632.16040379063634,632.16040379063634,632.16040379063634,632.16040379063634,632.16040379063634,632.16040379063634,632.16040379063634,632.16040379063634,632.16040379063634,632.16040379063634,632.16040379063634,632.16040379063634,632.16040379063634,632.16040379063634,632.16040379063634,632.16040379063634,632.16040379063634,632.16040379063634,632.16040379063634,632.16040379063634,632.16040379063634,632.16040379063634,632.16040379063634,632.16040379063634,632.16040379063634,632.16040379063634,632.16040379063634,632.16040379063634,632.16040379063634,632.16040379063634,632.16040379063634,632.16040379063634,632.16040379063634,632.16040379063634,632.16040379063634,632.16040379063634]
[null,null,null,null,null,null,null,null,null,null,"Hydro / Binary - low",663.70512353920105,663.70512353920105,663.70512353920105,663.70512353920105,663.70512353920105,663.70512353920105,663.70512353920105,663.70512353920105,663.70512353920105,663.70512353920105,663.70512353920105,663.70512353920105,663.70512353920105,663.70512353920105,663.70512353920105,663.70512353920105,663.70512353920105,663.70512353920105,663.70512353920105,663.70512353920105,663.70512353920105,663.70512353920105,663.70512353920105,663.70512353920105,663.70512353920105,663.70512353920105,663.70512353920105,663.70512353920105,663.70512353920105,663.70512353920105,663.70512353920105,663.70512353920105,663.70512353920105,663.70512353920105,663.70512353920105,663.70512353920105,663.70512353920105]
[null,null,null,null,null,null,null,null,null,null,"Hydro / Binary - mid",663.70512353920105,663.70512353920105,663.70512353920105,663.70512353920105,663.70512353920105,663.70512353920105,663.70512353920105,663.70512353920105,663.70512353920105,663.70512353920105,663.70512353920105,663.70512353920105,663.70512353920105,663.70512353920105,663.70512353920105,663.70512353920105,663.70512353920105,663.70512353920105,663.70512353920105,663.70512353920105,663.70512353920105,663.70512353920105,663.70512353920105,663.70512353920105,663.70512353920105,663.70512353920105,663.70512353920105,663.70512353920105,663.70512353920105,663.70512353920105,663.70512353920105,663.70512353920105,663.70512353920105,663.70512353920105,663.70512353920105,663.70512353920105,663.70512353920105]
[null,null,null,null,null,null,null,null,null,null,"Hydro / Binary - high",663.70512353920105,663.70512353920105,663.70512353920105,663.70512353920105,663.70512353920105,663.70512353920105,663.70512353920105,663.70512353920105,663.70512353920105,663.70512353920105,663.70512353920105,663.70512353920105,663.70512353920105,663.70512353920105,663.70512353920105,663.70512353920105,663.70512353920105,663.70512353920105,663.70512353920105,663.70512353920105,663.70512353920105,663.70512353920105,663.70512353920105,663.70512353920105,663.70512353920105,663.70512353920105,663.70512353920105,663.70512353920105,663.70512353920105,663.70512353920105,663.70512353920105,663.70512353920105,663.70512353920105,663.70512353920105,663.70512353920105,663.70512353920105,663.70512353920105]
[null,null,null,null,null,null,null,null,null,null,"NF EGS / Flash - low",737.66113873566906,737.66113873566906,737.66113873566906,737.66113873566906,737.66113873566906,737.66113873566906,737.66113873566906,737.66113873566906,737.66113873566906,737.66113873566906,737.66113873566906,737.66113873566906,737.66113873566906,737.66113873566906,737.66113873566906,737.66113873566906,737.66113873566906,737.66113873566906,737.66113873566906,737.66113873566906,737.66113873566906,737.66113873566906,737.66113873566906,737.66113873566906,737.66113873566906,737.66113873566906,737.66113873566906,737.66113873566906,737.66113873566906,737.66113873566906,737.66113873566906,737.66113873566906,737.66113873566906,737.66113873566906,737.66113873566906,737.66113873566906,737.66113873566906]
[null,null,null,null,null,null,null,null,null,null,"NF EGS / Flash - mid",737.66113873566906,737.66113873566906,737.66113873566906,737.66113873566906,737.66113873566906,737.66113873566906,737.66113873566906,737.66113873566906,737.66113873566906,737.66113873566906,737.66113873566906,737.66113873566906,737.66113873566906,737.66113873566906,737.66113873566906,737.66113873566906,737.66113873566906,737.66113873566906,737.66113873566906,{"$f":"(AE199+AE279)*($S$40-1)","v":737.66113873566906},737.66113873566906,737.66113873566906,737.66113873566906,737.66113873566906,737.66113873566906,737.66113873566906,737.66113873566906,737.66113873566906,737.66113873566906,737.66113873566906,737.66113873566906,737.66113873566906,737.66113873566906,737.66113873566906,737.66113873566906,737.66113873566906,737.66113873566906]
[null,null,null,null,null,null,null,null,null,null,"NF EGS / Flash - high",737.66113873566906,737.66113873566906,737.66113873566906,737.66113873566906,737.66113873566906,737.66113873566906,737.66113873566906,737.66113873566906,737.66113873566906,737.66113873566906,737.66113873566906,737.66113873566906,737.66113873566906,737.66113873566906,737.66113873566906,737.66113873566906,737.66113873566906,737.66113873566906,737.66113873566906,737.66113873566906,737.66113873566906,737.66113873566906,737.66113873566906,737.66113873566906,737.66113873566906,737.66113873566906,737.66113873566906,737.66113873566906,737.66113873566906,737.66113873566906,737.66113873566906,737.66113873566906,737.66113873566906,737.66113873566906,737.66113873566906,737.66113873566906,737.66113873566906]
[null,null,null,null,null,null,null,null,null,null,"NF EGS / Binary - low",1130.7568771408612,1130.7568771408612,1130.7568771408612,1130.7568771408612,1130.7568771408612,1130.7568771408612,1130.7568771408612,1130.7568771408612,1130.7568771408612,1130.7568771408612,1130.7568771408612,1130.7568771408612,1130.7568771408612,1130.7568771408612,1130.7568771408612,1130.7568771408612,1130.7568771408612,1130.7568771408612,1130.7568771408612,1130.7568771408612,1130.7568771408612,1130.7568771408612,1130.7568771408612,1130.7568771408612,1130.7568771408612,1130.7568771408612,1130.7568771408612,1130.7568771408612,1130.7568771408612,1130.7568771408612,1130.7568771408612,1130.7568771408612,1130.7568771408612,1130.7568771408612,1130.7568771408612,1130.7568771408612,1130.7568771408612]
[null,null,null,null,null,null,null,null,null,null,"NF EGS / Binary - mid",1130.7568771408612,1130.7568771408612,1130.7568771408612,1130.7568771408612,1130.7568771408612,1130.7568771408612,1130.7568771408612,1130.7568771408612,1130.7568771408612,1130.7568771408612,1130.7568771408612,1130.7568771408612,1130.7568771408612,1130.7568771408612,1130.7568771408612,1130.7568771408612,1130.7568771408612,1130.7568771408612,1130.7568771408612,1130.7568771408612,1130.7568771408612,1130.7568771408612,1130.7568771408612,1130.7568771408612,1130.7568771408612,1130.7568771408612,1130.7568771408612,1130.7568771408612,1130.7568771408612,1130.7568771408612,1130.7568771408612,1130.7568771408612,1130.7568771408612,1130.7568771408612,1130.7568771408612,1130.7568771408612,1130.7568771408612]
[null,null,null,null,null,null,null,null,null,null,"NF EGS / Binary - high",1130.7568771408612,1130.7568771408612,1130.7568771408612,1130.7568771408612,1130.7568771408612,1130.7568771408612,1130.7568771408612,1130.7568771408612,1130.7568771408612,1130.7568771408612,1130.7568771408612,1130.7568771408612,1130.7568771408612,1130.7568771408612,1130.7568771408612,1130.7568771408612,1130.7568771408612,1130.7568771408612,1130.7568771408612,1130.7568771408612,1130.7568771408612,1130.7568771408612,1130.7568771408612,1130.7568771408612,1130.7568771408612,1130.7568771408612,1130.7568771408612,1130.7568771408612,1130.7568771408612,1130.7568771408612,1130.7568771408612,1130.7568771408612,1130.7568771408612,1130.7568771408612,1130.7568771408612,1130.7568771408612,1130.7568771408612]
[null,null,null,null,null,null,null,null,null,null,"Deep EGS / Flash - low",737.66113873566906,737.66113873566906,737.66113873566906,737.66113873566906,737.66113873566906,737.66113873566906,737.66113873566906,737.66113873566906,737.66113873566906,737.66113873566906,737.66113873566906,737.66113873566906,737.66113873566906,737.66113873566906,737.66113873566906,737.66113873566906,737.66113873566906,737.66113873566906,737.66113873566906,737.66113873566906,737.66113873566906,737.66113873566906,737.66113873566906,737.66113873566906,737.66113873566906,737.66113873566906,737.66113873566906,737.66113873566906,737.66113873566906,737.66113873566906,737.66113873566906,737.66113873566906,737.66113873566906,737.66113873566906,737.66113873566906,737.66113873566906,737.66113873566906]
[null,null,null,null,null,null,null,null,null,null,"Deep EGS / Flash - mid",737.66113873566906,737.66113873566906,737.66113873566906,737.66113873566906,737.66113873566906,737.66113873566906,737.66113873566906,737.66113873566906,737.66113873566906,737.66113873566906,737.66113873566906,737.66113873566906,737.66113873566906,737.66113873566906,737.66113873566906,737.66113873566906,737.66113873566906,737.66113873566906,737.66113873566906,737.66113873566906,737.66113873566906,737.66113873566906,737.66113873566906,737.66113873566906,737.66113873566906,737.66113873566906,737.66113873566906,737.66113873566906,737.66113873566906,737.66113873566906,737.66113873566906,737.66113873566906,737.66113873566906,737.66113873566906,737.66113873566906,737.66113873566906,737.66113873566906]
[null,null,null,null,null,null,null,null,null,null,"Deep EGS / Flash - high",737.66113873566906,737.66113873566906,737.66113873566906,737.66113873566906,737.66113873566906,737.66113873566906,737.66113873566906,737.66113873566906,737.66113873566906,737.66113873566906,737.66113873566906,737.66113873566906,737.66113873566906,737.66113873566906,737.66113873566906,737.66113873566906,737.66113873566906,737.66113873566906,737.66113873566906,737.66113873566906,737.66113873566906,737.66113873566906,{"$f":"(AH206+AH286)*($S$40-1)","v":737.66113873566906},737.66113873566906,737.66113873566906,737.66113873566906,737.66113873566906,737.66113873566906,737.66113873566906,737.66113873566906,737.66113873566906,737.66113873566906,737.66113873566906,737.66113873566906,737.66113873566906,737.66113873566906,737.66113873566906]
[null,null,null,null,null,null,null,null,null,null,"Deep EGS / Binary - low",1130.7568771408612,1130.7568771408612,1130.7568771408612,1130.7568771408612,1130.7568771408612,1130.7568771408612,1130.7568771408612,1130.7568771408612,1130.7568771408612,1130.7568771408612,1130.7568771408612,1130.7568771408612,1130.7568771408612,1130.7568771408612,1130.7568771408612,1130.7568771408612,1130.7568771408612,1130.7568771408612,1130.7568771408612,1130.7568771408612,1130.7568771408612,1130.7568771408612,1130.7568771408612,1130.7568771408612,1130.7568771408612,1130.7568771408612,1130.7568771408612,1130.7568771408612,1130.7568771408612,1130.7568771408612,1130.7568771408612,1130.7568771408612,1130.7568771408612,1130.7568771408612,1130.7568771408612,1130.7568771408612,1130.7568771408612]
[null,null,null,null,null,null,null,null,null,null,"Deep EGS / Binary - mid",1130.7568771408612,1130.7568771408612,1130.7568771408612,1130.7568771408612,1130.7568771408612,1130.7568771408612,1130.7568771408612,1130.7568771408612,1130.7568771408612,1130.7568771408612,1130.7568771408612,1130.7568771408612,1130.7568771408612,1130.7568771408612,1130.7568771408612,1130.7568771408612,1130.7568771408612,1130.7568771408612,1130.7568771408612,1130.7568771408612,1130.7568771408612,1130.7568771408612,1130.7568771408612,1130.7568771408612,1130.7568771408612,1130.7568771408612,1130.7568771408612,1130.7568771408612,1130.7568771408612,1130.7568771408612,1130.7568771408612,1130.7568771408612,1130.7568771408612,1130.7568771408612,1130.7568771408612,1130.7568771408612,1130.7568771408612]
[null,null,null,null,null,null,null,null,null,null,"Deep EGS / Binary - high",1130.7568771408612,1130.7568771408612,1130.7568771408612,1130.7568771408612,1130.7568771408612,1130.7568771408612,1130.7568771408612,1130.7568771408612,1130.7568771408612,1130.7568771408612,1130.7568771408612,1130.7568771408612,1130.7568771408612,1130.7568771408612,1130.7568771408612,1130.7568771408612,1130.7568771408612,1130.7568771408612,1130.7568771408612,1130.7568771408612,1130.7568771408612,1130.7568771408612,1130.7568771408612,1130.7568771408612,1130.7568771408612,1130.7568771408612,1130.7568771408612,1130.7568771408612,1130.7568771408612,1130.7568771408612,1130.7568771408612,1130.7568771408612,1130.7568771408612,1130.7568771408612,1130.7568771408612,1130.7568771408612,1130.7568771408612]
[]
[null,null,null,null,null,null,null,null,null,"Overnight Capital Cost ($/kW)","Hydro / Flash - low",5992,5992,5992,5992,5992,5992,5992,5992,5992,5992,5992,5992,5992,5992,5992,5992,5992,5992,5992,5992,5992,5992,5992,5992,5992,5992,5992,5992,5992,5992,5992,5992,5992,5992,5992,5992,5992]
[null,null,null,null,null,null,null,null,null,null,"Hydro / Flash - mid",5992,5992,5992,5992,5992,5992,5992,5992,5992,5992,5992,5992,5992,5992,5992,5992,5992,5992,5992,5992,5992,5992,5992,5992,5992,5992,5992,5992,5992,5992,5992,5992,5992,5992,5992,5992,5992]
[null,null,null,null,null,null,null,null,null,null,"Hydro / Flash - high",5992,5992,5992,5992,5992,5992,5992,5992,5992,5992,5992,5992,5992,5992,5992,5992,5992,5992,5992,5992,5992,5992,5992,5992,5992,5992,5992,5992,5992,5992,5992,5992,5992,5992,5992,5992,5992]
[null,null,null,null,null,null,null,null,null,null,"Hydro / Binary - low",6291,6291,6291,6291,6291,6291,6291,6291,6291,6291,6291,6291,6291,6291,6291,6291,6291,6291,6291,6291,6291,6291,6291,6291,6291,6291,6291,6291,6291,6291,6291,6291,6291,6291,6291,6291,6291]
[null,null,null,null,null,null,null,null,null,null,"Hydro / Binary - mid",6291,6291,6291,6291,6291,6291,6291,6291,6291,6291,6291,6291,6291,6291,6291,6291,6291,6291,6291,6291,6291,6291,6291,6291,6291,6291,6291,6291,6291,6291,6291,6291,6291,6291,6291,6291,6291]
[null,null,null,null,null,null,null,null,null,null,"Hydro / Binary - high",6291,6291,6291,6291,6291,6291,6291,6291,6291,6291,6291,6291,6291,6291,6291,6291,6291,6291,6291,6291,6291,6291,6291,6291,6291,6291,6291,6291,6291,6291,6291,6291,6291,6291,6291,6291,6291]
[null,null,null,null,null,null,null,null,null,null,"NF EGS / Flash - low",6992,6992,6992,6992,6992,6992,6992,6992,6992,6992,6992,6992,6992,6992,6992,6992,6992,6992,6992,6992,6992,6992,6992,6992,6992,6992,6992,6992,6992,6992,6992,6992,6992,6992,6992,6992,6992]
[null,null,null,null,null,null,null,null,null,null,"NF EGS / Flash - mid",6992,6992,6992,6992,6992,6992,6992,6992,6992,6992,6992,6992,6992,6992,6992,6992,6992,6992,6992,6992,6992,6992,6992,6992,6992,6992,6992,6992,6992,6992,6992,6992,6992,6992,6992,6992,6992]
[null,null,null,null,null,null,null,null,null,null,"NF EGS / Flash - high",6992,6992,6992,6992,6992,6992,6992,6992,6992,6992,6992,6992,6992,6992,6992,6992,6992,6992,6992,6992,6992,6992,6992,6992,6992,6992,6992,6992,6992,6992,6992,6992,6992,6992,6992,6992,6992]
[null,null,null,null,null,null,null,null,null,null,"NF EGS / Binary - low",10718,10718,10718,10718,10718,10718,10718,10718,10718,10718,10718,10718,10718,10718,10718,10718,10718,10718,10718,10718,10718,10718,10718,10718,10718,10718,10718,10718,10718,10718,10718,10718,10718,10718,10718,10718,10718]
[null,null,null,null,null,null,null,null,null,null,"NF EGS / Binary - mid",10718,10718,10718,10718,10718,10718,10718,10718,10718,10718,10718,10718,10718,10718,10718,10718,10718,10718,10718,10718,10718,10718,10718,10718,10718,10718,10718,10718,10718,10718,10718,10718,10718,10718,10718,10718,10718]
[null,null,null,null,null,null,null,null,null,null,"NF EGS / Binary - high",10718,10718,10718,10718,10718,10718,10718,10718,10718,10718,10718,10718,10718,10718,10718,10718,10718,10718,10718,10718,10718,10718,10718,10718,10718,10718,10718,10718,10718,10718,10718,10718,10718,10718,10718,10718,10718]
[null,null,null,null,null,null,null,null,null,null,"Deep EGS / Flash - low",6992,6992,6992,6992,6992,6992,6992,6992,6992,6992,6992,6992,6992,6992,6992,6992,6992,6992,6992,6992,6992,6992,6992,6992,6992,6992,6992,6992,6992,6992,6992,6992,6992,6992,6992,6992,6992]
[null,null,null,null,null,null,null,null,null,null,"Deep EGS / Flash - mid",6992,6992,6992,6992,6992,6992,6992,6992,6992,6992,6992,6992,6992,6992,6992,6992,6992,6992,6992,6992,6992,6992,6992,6992,6992,6992,6992,6992,6992,6992,6992,6992,6992,6992,6992,6992,6992]
[null,null,null,null,null,null,null,null,null,null,"Deep EGS / Flash - high",6992,6992,6992,6992,6992,6992,6992,6992,6992,6992,6992,6992,6992,6992,6992,6992,6992,6992,6992,6992,6992,6992,6992,6992,6992,6992,6992,6992,6992,6992,6992,6992,6992,6992,6992,6992,6992]
[null,null,null,null,null,null,null,null,null,null,"Deep EGS / Binary - low",10718,10718,10718,10718,10718,10718,10718,10718,10718,10718,10718,10718,10718,10718,10718,10718,10718,10718,10718,10718,10718,10718,10718,10718,10718,10718,10718,10718,10718,10718,10718,10718,10718,10718,10718,10718,10718]
[null,null,null,null,null,null,null,null,null,null,"Deep EGS / Binary - mid",10718,10718,10718,10718,10718,10718,10718,10718,10718,10718,10718,10718,10718,10718,10718,10718,10718,10718,10718,10718,10718,10718,10718,10718,10718,10718,10718,10718,10718,10718,10718,10718,10718,10718,10718,10718,10718]
[null,null,null,null,null,null,null,null,null,null,"Deep EGS / Binary - high",10718,10718,10718,10718,10718,10718,10718,10718,10718,10718,10718,10718,10718,10718,10718,10718,10718,10718,10718,10718,10718,10718,10718,10718,10718,10718,10718,10718,10718,10718,10718,10718,10718,10718,10718,10718,10718]
[]
[null,null,null,null,null,null,null,null,null,"Fixed Operation and Maintenance Expenses ($/kW)","Hydro / Flash - low",114.61,114.61,114.61,114.61,114.61,114.61,114.61,114.61,114.61,114.61,114.61,114.61,114.61,114.61,114.61,114.61,114.61,114.61,114.61,114.61,114.61,114.61,114.61,114.61,114.61,114.61,114.61,114.61,114.61,114.61,114.61,114.61,114.61,114.61,114.61,114.61,114.61]
[null,null,null,null,null,null,null,null,null,null,"Hydro / Flash - mid",114.61,114.61,114.61,114.61,114.61,114.61,114.61,114.61,114.61,114.61,114.61,114.61,114.61,114.61,114.61,114.61,114.61,114.61,114.61,114.61,114.61,114.61,114.61,114.61,114.61,114.61,114.61,114.61,114.61,114.61,114.61,114.61,114.61,114.61,114.61,114.61,114.61]
[null,null,null,null,null,null,null,null,null,null,"Hydro / Flash - high",114.61,114.61,114.61,114.61,114.61,114.61,114.61,114.61,114.61,114.61,114.61,114.61,114.61,114.61,114.61,114.61,114.61,114.61,114.61,114.61,114.61,114.61,114.61,114.61,114.61,114.61,114.61,114.61,114.61,114.61,114.61,114.61,114.61,114.61,114.61,114.61,114.61]
[null,null,null,null,null,null,null,null,null,null,"Hydro / Binary - low",114.61,114.61,114.61,114.61,114.61,114.61,114.61,114.61,114.61,114.61,114.61,114.61,114.61,114.61,114.61,114.61,114.61,114.61,114.61,114.61,114.61,114.61,114.61,114.61,114.61,114.61,114.61,114.61,114.61,114.61,114.61,114.61,114.61,114.61,114.61,114.61,114.61]
[null,null,null,null,null,null,null,null,null,null,"Hydro / Binary - mid",114.61,114.61,114.61,114.61,114.61,114.61,114.61,114.61,114.61,114.61,114.61,114.61,114.61,114.61,114.61,114.61,114.61,114.61,114.61,114.61,114.61,114.61,114.61,114.61,114.61,114.61,114.61,114.61,114.61,114.61,114.61,114.61,114.61,114.61,114.61,114.61,114.61]
[null,null,null,null,null,null,null,null,null,null,"Hydro / Binary - high",114.61,114.61,114.61,114.61,114.61,114.61,114.61,114.61,114.61,114.61,114.61,114.61,114.61,114.61,114.61,114.61,114.61,114.61,114.61,114.61,114.61,114.61,114.61,114.61,114.61,114.61,114.61,114.61,114.61,114.61,114.61,114.61,114.61,114.61,114.61,114.61,114.61]
[null,null,null,null,null,null,null,null,null,null,"NF EGS / Flash - low",114.61,114.61,114.61,114.61,114.61,114.61,114.61,114.61,114.61,114.61,114.61,114.61,114.61,114.61,114.61,114.61,114.61,114.61,114.61,114.61,114.61,114.61,114.61,114.61,114.61,114.61,114.61,114.61,114.61,114.61,114.61,114.61,114.61,114.61,114.61,114.61,114.61]
[null,null,null,null,null,null,null,null,null,null,"NF EGS / Flash - mid",114.61,114.61,114.61,114.61,114.61,114.61,114.61,114.61,114.61,114.61,114.61,114.61,114.61,114.61,114.61,114.61,114.61,114.61,114.61,114.61,114.61,114.61,114.61,114.61,114.61,114.61,114.61,114.61,114.61,114.61,114.61,114.61,114.61,114.61,114.61,114.61,114.61]
[null,null,null,null,null,null,null,null,null,null,"NF EGS / Flash - high",114.61,114.61,114.61,114.61,114.61,114.61,114.61,114.61,114.61,114.61,114.61,114.61,114.61,114.61,114.61,114.61,114.61,114.61,114.61,114.61,114.61,114.61,114.61,114.61,114.61,114.61,114.61,114.61,114.61,114.61,114.61,114.61,114.61,114.61,114.61,114.61,114.61]
[null,null,null,null,null,null,null,null,null,null,"NF EGS / Binary - low",114.61,114.61,114.61,114.61,114.61,114.61,114.61,114.61,114.61,114.61,114.61,114.61,114.61,114.61,114.61,114.61,114.61,114.61,114.61,114.61,114.61,114.61,114.61,114.61,114.61,114.61,114.61,114.61,114.61,114.61,114.61,114.61,114.61,114.61,114.61,114.61,114.61]
[null,null,null,null,null,null,null,null,null,null,"NF EGS / Binary - mid",114.61,114.61,114.61,114.61,114.61,114.61,114.61,114.61,114.61,114.61,114.61,114.61,114.61,114.61,114.61,114.61,114.61,114.61,114.61,114.61,114.61,114.61,114.61,114.61,114.61,114.61,114.61,114.61,114.61,114.61,114.61,114.61,114.61,114.61,114.61,114.61,114.61]
[null,null,null,null,null,null,null,null,null,null,"NF EGS / Binary - high",114.61,114.61,114.61,114.61,114.61,114.61,114.61,114.61,114.61,114.61,114.61,114.61,114.61,114.61,114.61,114.61,114.61,114.61,114.61,114.61,114.61,114.61,114.61,114.61,114.61,114.61,114.61,114.61,114.61,114.61,114.61,114.61,114.61,114.61,114.61,114.61,114.61]
[null,null,null,null,null,null,null,null,null,null,"Deep EGS / Flash - low",114.61,114.61,114.61,114.61,114.61,114.61,114.61,114.61,114.61,114.61,114.61,114.61,114.61,114.61,114.61,114.61,114.61,114.61,114.61,114.61,114.61,114.61,114.61,114.61,114.61,114.61,114.61,114.61,114.61,114.61,114.61,114.61,114.61,114.61,114.61,114.61,114.61]
[null,null,null,null,null,null,null,null,null,null,"Deep EGS / Flash - mid",114.61,114.61,114.61,114.61,114.61,114.61,114.61,114.61,114.61,114.61,114.61,114.61,114.61,114.61,114.61,114.61,114.61,114.61,114.61,114.61,114.61,114.61,114.61,114.61,114.61,114.61,114.61,114.61,114.61,114.61,114.61,114.61,114.61,114.61,114.61,114.61,114.61]
[null,null,null,null,null,null,null,null,null,null,"Deep EGS / Flash - high",114.61,114.61,114.61,114.61,114.61,114.61,114.61,114.61,114.61,114.61,114.61,114.61,114.61,114.61,114.61,114.61,114.61,114.61,114.61,114.61,114.61,114.61,114.61,114.61,114.61,114.61,114.61,114.61,114.61,114.61,114.61,114.61,114.61,114.61,114.61,114.61,114.61]
[null,null,null,null,null,null,null,null,null,null,"Deep EGS / Binary - low",114.61,114.61,114.61,114.61,114.61,114.61,114.61,114.61,114.61,114.61,114.61,114.61,114.61,114.61,114.61,114.61,114.61,114.61,114.61,114.61,114.61,114.61,114.61,114.61,114.61,114.61,114.61,114.61,114.61,114.61,114.61,114.61,114.61,114.61,114.61,114.61,114.61]
[null,null,null,null,null,null,null,null,null,null,"Deep EGS / Binary - mid",114.61,114.61,114.61,114.61,114.61,114.61,114.61,114.61,114.61,114.61,114.61,114.61,114.61,114.61,114.61,114.61,114.61,114.61,114.61,114.61,114.61,114.61,114.61,114.61,114.61,114.61,114.61,114.61,114.61,114.61,114.61,114.61,114.61,114.61,114.61,114.61,114.61]
[null,null,null,null,null,null,null,null,null,null,"Deep EGS / Binary - high",114.61,114.61,114.61,114.61,114.61,114.61,114.61,114.61,114.61,114.61,114.61,114.61,114.61,114.61,114.61,114.61,114.61,114.61,114.61,114.61,114.61,114.61,114.61,114.61,114.61,114.61,114.61,114.61,114.61,114.61,114.61,114.61,114.61,114.61,114.61,114.61,114.61]
[]
[null,null,null,null,null,null,null,null,null,"Variable Operation and Maintenance Expenses ($/MWh)","Hydro / Flash - low",0,0,0,0,0,0,0,0,0,0,0,0,0,0,0,0,0,0,0,0,0,0,0,0,0,0,0,0,0,0,0,0,0,0,0,0,0]
[null,null,null,null,null,null,null,null,null,null,"Hydro / Flash - mid",0,0,0,0,0,0,0,0,0,0,0,0,0,0,0,0,0,0,0,0,0,0,0,0,0,0,0,0,0,0,0,0,0,0,0,0,0]
[null,null,null,null,null,null,null,null,null,null,"Hydro / Flash - high",0,0,0,0,0,0,0,0,0,0,0,0,0,0,0,0,0,0,0,0,0,0,0,0,0,0,0,0,0,0,0,0,0,0,0,0,0]
[null,null,null,null,null,null,null,null,null,null,"Hydro / Binary - low",0,0,0,0,0,0,0,0,0,0,0,0,0,0,0,0,0,0,0,0,0,0,0,0,0,0,0,0,0,0,0,0,0,0,0,0,0]
[null,null,null,null,null,null,null,null,null,null,"Hydro / Binary - mid",0,0,0,0,0,0,0,0,0,0,0,0,0,0,0,0,0,0,0,0,0,0,0,0,0,0,0,0,0,0,0,0,0,0,0,0,0]
[null,null,null,null,null,null,null,null,null,null,"Hydro / Binary - high",0,0,0,0,0,0,0,0,0,0,0,0,0,0,0,0,0,0,0,0,0,0,0,0,0,0,0,0,0,0,0,0,0,0,0,0,0]
[null,null,null,null,null,null,null,null,null,null,"NF EGS / Flash - low",0,0,0,0,0,0,0,0,0,0,0,0,0,0,0,0,0,0,0,0,0,0,0,0,0,0,0,0,0,0,0,0,0,0,0,0,0]
[null,null,null,null,null,null,null,null,null,null,"NF EGS / Flash - mid",0,0,0,0,0,0,0,0,0,0,0,0,0,0,0,0,0,0,0,0,0,0,0,0,0,0,0,0,0,0,0,0,0,0,0,0,0]
[null,null,null,null,null,null,null,null,null,null,"NF EGS / Flash - high",0,0,0,0,0,0,0,0,0,0,0,0,0,0,0,0,0,0,0,0,0,0,0,0,0,0,0,0,0,0,0,0,0,0,0,0,0]
[null,null,null,null,null,null,null,null,null,null,"NF EGS / Binary - low",0,0,0,0,0,0,0,0,0,0,0,0,0,0,0,0,0,0,0,0,0,0,0,0,0,0,0,0,0,0,0,0,0,0,0,0,0]
[null,null,null,null,null,null,null,null,null,null,"NF EGS / Binary - mid",0,0,0,0,0,0,0,0,0,0,0,0,0,0,0,0,0,0,0,0,0,0,0,0,0,0,0,0,0,0,0,0,0,0,0,0,0]
[null,null,null,null,null,null,null,null,null,null,"NF EGS / Binary - high",0,0,0,0,0,0,0,0,0,0,0,0,0,0,0,0,0,0,0,0,0,0,0,0,0,0,0,0,0,0,0,0,0,0,0,0,0]
[null,null,null,null,null,null,null,null,null,null,"Deep EGS / Flash - low",0,0,0,0,0,0,0,0,0,0,0,0,0,0,0,0,0,0,0,0,0,0,0,0,0,0,0,0,0,0,0,0,0,0,0,0,0]
[null,null,null,null,null,null,null,null,null,null,"Deep EGS / Flash - mid",0,0,0,0,0,0,0,0,0,0,0,0,0,0,0,0,0,0,0,0,0,0,0,0,0,0,0,0,0,0,0,0,0,0,0,0,0]
[null,null,null,null,null,null,null,null,null,null,"Deep EGS / Flash - high",0,0,0,0,0,0,0,0,0,0,0,0,0,0,0,0,0,0,0,0,0,0,0,0,0,0,0,0,0,0,0,0,0,0,0,0,0]
[null,null,null,null,null,null,null,null,null,null,"Deep EGS / Binary - low",0,0,0,0,0,0,0,0,0,0,0,0,0,0,0,0,0,0,0,0,0,0,0,0,0,0,0,0,0,0,0,0,0,0,0,0,0]
[null,null,null,null,null,null,null,null,null,null,"Deep EGS / Binary - mid",0,0,0,0,0,0,0,0,0,0,0,0,0,0,0,0,0,0,0,0,0,0,0,0,0,0,0,0,0,0,0,0,0,0,0,0,0]
[null,null,null,null,null,null,null,null,null,null,"Deep EGS / Binary - high",0,0,0,0,0,0,0,0,0,0,0,0,0,0,0,0,0,0,0,0,0,0,0,0,0,0,0,0,0,0,0,0,0,0,0,0,0]
[]
[]
[null,null,null,null,null,null,null,null,null,null,null,{"$f":"L114","v":2014},2015,2016,2017,2018,2019,2020,2021,2022,2023,2024,2025,2026,2027,2028,2029,2030,2031,2032,2033,2034,2035,2036,2037,2038,2039,2040,2041,2042,2043,2044,2045,2046,2047,2048,2049,2050]
[null,null,null,null,null,null,null,"Finance",null,"Weighted Average Cost of Capital (WACC) (Nominal) (%)","Hydro / Flash - low",{"$f":"$S$37","v":8.8999999999999996E-2},{"$f":"$S$37","v":8.8999999999999996E-2},8.8999999999999996E-2,8.8999999999999996E-2,8.8999999999999996E-2,8.8999999999999996E-2,8.8999999999999996E-2,8.8999999999999996E-2,8.8999999999999996E-2,8.8999999999999996E-2,8.8999999999999996E-2,8.8999999999999996E-2,8.8999999999999996E-2,8.8999999999999996E-2,8.8999999999999996E-2,8.8999999999999996E-2,8.8999999999999996E-2,8.8999999999999996E-2,8.8999999999999996E-2,8.8999999999999996E-2,8.8999999999999996E-2,8.8999999999999996E-2,8.8999999999999996E-2,8.8999999999999996E-2,8.8999999999999996E-2,8.8999999999999996E-2,8.8999999999999996E-2,8.8999999999999996E-2,8.8999999999999996E-2,8.8999999999999996E-2,8.8999999999999996E-2,8.8999999999999996E-2,8.8999999999999996E-2,8.8999999999999996E-2,8.8999999999999996E-2,8.8999999999999996E-2,8.8999999999999996E-2]
[null,null,null,null,null,null,null,null,null,null,"Hydro / Flash - mid",8.8999999999999996E-2,8.8999999999999996E-2,8.8999999999999996E-2,8.8999999999999996E-2,8.8999999999999996E-2,8.8999999999999996E-2,8.8999999999999996E-2,8.8999999999999996E-2,8.8999999999999996E-2,8.8999999999999996E-2,8.8999999999999996E-2,8.8999999999999996E-2,8.8999999999999996E-2,8.8999999999999996E-2,8.8999999999999996E-2,8.8999999999999996E-2,8.8999999999999996E-2,8.8999999999999996E-2,8.8999999999999996E-2,8.8999999999999996E-2,8.8999999999999996E-2,8.8999999999999996E-2,8.8999999999999996E-2,8.8999999999999996E-2,8.8999999999999996E-2,8.8999999999999996E-2,8.8999999999999996E-2,8.8999999999999996E-2,8.8999999999999996E-2,8.8999999999999996E-2,8.8999999999999996E-2,8.8999999999999996E-2,8.8999999999999996E-2,8.8999999999999996E-2,8.8999999999999996E-2,8.8999999999999996E-2,8.8999999999999996E-2]
[null,null,null,null,null,null,null,null,null,null,"Hydro / Flash - high",8.8999999999999996E-2,{"$f":"$S$37","v":8.8999999999999996E-2},8.8999999999999996E-2,8.8999999999999996E-2,8.8999999999999996E-2,8.8999999999999996E-2,8.8999999999999996E-2,8.8999999999999996E-2,8.8999999999999996E-2,8.8999999999999996E-2,8.8999999999999996E-2,8.8999999999999996E-2,8.8999999999999996E-2,8.8999999999999996E-2,8.8999999999999996E-2,8.8999999999999996E-2,8.8999999999999996E-2,8.8999999999999996E-2,8.8999999999999996E-2,8.8999999999999996E-2,8.8999999999999996E-2,8.8999999999999996E-2,8.8999999999999996E-2,8.8999999999999996E-2,8.8999999999999996E-2,8.8999999999999996E-2,8.8999999999999996E-2,8.8999999999999996E-2,8.8999999999999996E-2,8.8999999999999996E-2,8.8999999999999996E-2,8.8999999999999996E-2,8.8999999999999996E-2,8.8999999999999996E-2,8.8999999999999996E-2,8.8999999999999996E-2,8.8999999999999996E-2]
[null,null,null,null,null,null,null,null,null,null,"Hydro / Binary - low",8.8999999999999996E-2,8.8999999999999996E-2,8.8999999999999996E-2,8.8999999999999996E-2,8.8999999999999996E-2,8.8999999999999996E-2,8.8999999999999996E-2,8.8999999999999996E-2,8.8999999999999996E-2,8.8999999999999996E-2,8.8999999999999996E-2,8.8999999999999996E-2,8.8999999999999996E-2,8.8999999999999996E-2,8.8999999999999996E-2,8.8999999999999996E-2,8.8999999999999996E-2,8.8999999999999996E-2,8.8999999999999996E-2,8.8999999999999996E-2,8.8999999999999996E-2,8.8999999999999996E-2,8.8999999999999996E-2,8.8999999999999996E-2,8.8999999999999996E-2,8.8999999999999996E-2,8.8999999999999996E-2,8.8999999999999996E-2,8.8999999999999996E-2,8.8999999999999996E-2,8.8999999999999996E-2,8.8999999999999996E-2,8.8999999999999996E-2,8.8999999999999996E-2,8.8999999999999996E-2,8.8999999999999996E-2,8.8999999999999996E-2]
[null,null,null,null,null,null,null,null,null,null,"Hydro / Binary - mid",8.8999999999999996E-2,8.8999999999999996E-2,8.8999999999999996E-2,8.8999999999999996E-2,8.8999999999999996E-2,8.8999999999999996E-2,8.8999999999999996E-2,8.8999999999999996E-2,8.8999999999999996E-2,8.8999999999999996E-2,8.8999999999999996E-2,8.8999999999999996E-2,8.8999999999999996E-2,8.8999999999999996E-2,8.8999999999999996E-2,8.8999999999999996E-2,8.8999999999999996E-2,8.8999999999999996E-2,8.8999999999999996E-2,8.8999999999999996E-2,8.8999999999999996E-2,8.8999999999999996E-2,8.8999999999999996E-2,8.8999999999999996E-2,8.8999999999999996E-2,8.8999999999999996E-2,8.8999999999999996E-2,8.8999999999999996E-2,8.8999999999999996E-2,8.8999999999999996E-2,8.8999999999999996E-2,8.8999999999999996E-2,8.8999999999999996E-2,8.8999999999999996E-2,8.8999999999999996E-2,8.8999999999999996E-2,8.8999999999999996E-2]
[null,null,null,null,null,null,null,null,null,null,"Hydro / Binary - high",8.8999999999999996E-2,8.8999999999999996E-2,8.8999999999999996E-2,8.8999999999999996E-2,8.8999999999999996E-2,8.8999999999999996E-2,8.8999999999999996E-2,8.8999999999999996E-2,8.8999999999999996E-2,8.8999999999999996E-2,8.8999999999999996E-2,8.8999999999999996E-2,8.8999999999999996E-2,8.8999999999999996E-2,8.8999999999999996E-2,8.8999999999999996E-2,8.8999999999999996E-2,8.8999999999999996E-2,8.8999999999999996E-2,8.8999999999999996E-2,8.8999999999999996E-2,8.8999999999999996E-2,8.8999999999999996E-2,8.8999999999999996E-2,8.8999999999999996E-2,8.8999999999999996E-2,8.8999999999999996E-2,8.8999999999999996E-2,8.8999999999999996E-2,8.8999999999999996E-2,8.8999999999999996E-2,8.8999999999999996E-2,8.8999999999999996E-2,8.8999999999999996E-2,8.8999999999999996E-2,8.8999999999999996E-2,8.8999999999999996E-2]
[null,null,null,null,null,null,null,null,null,null,"NF EGS / Flash - low",8.8999999999999996E-2,8.8999999999999996E-2,8.8999999999999996E-2,8.8999999999999996E-2,8.8999999999999996E-2,8.8999999999999996E-2,8.8999999999999996E-2,8.8999999999999996E-2,8.8999999999999996E-2,8.8999999999999996E-2,8.8999999999999996E-2,8.8999999999999996E-2,8.8999999999999996E-2,8.8999999999999996E-2,8.8999999999999996E-2,8.8999999999999996E-2,8.8999999999999996E-2,8.8999999999999996E-2,8.8999999999999996E-2,8.8999999999999996E-2,8.8999999999999996E-2,8.8999999999999996E-2,8.8999999999999996E-2,8.8999999999999996E-2,8.8999999999999996E-2,8.8999999999999996E-2,8.8999999999999996E-2,8.8999999999999996E-2,8.8999999999999996E-2,8.8999999999999996E-2,8.8999999999999996E-2,8.8999999999999996E-2,8.8999999999999996E-2,8.8999999999999996E-2,8.8999999999999996E-2,8.8999999999999996E-2,8.8999999999999996E-2]
[null,null,null,null,null,null,null,null,null,null,"NF EGS / Flash - mid",8.8999999999999996E-2,8.8999999999999996E-2,8.8999999999999996E-2,8.8999999999999996E-2,8.8999999999999996E-2,8.8999999999999996E-2,8.8999999999999996E-2,8.8999999999999996E-2,8.8999999999999996E-2,8.8999999999999996E-2,8.8999999999999996E-2,8.8999999999999996E-2,8.8999999999999996E-2,8.8999999999999996E-2,8.8999999999999996E-2,8.8999999999999996E-2,8.8999999999999996E-2,8.8999999999999996E-2,8.8999999999999996E-2,{"$f":"$S$37","v":8.8999999999999996E-2},8.8999999999999996E-2,8.8999999999999996E-2,8.8999999999999996E-2,8.8999999999999996E-2,8.8999999999999996E-2,8.8999999999999996E-2,8.8999999999999996E-2,8.8999999999999996E-2,8.8999999999999996E-2,8.8999999999999996E-2,8.8999999999999996E-2,8.8999999999999996E-2,8.8999999999999996E-2,8.8999999999999996E-2,8.8999999999999996E-2,8.8999999999999996E-2,8.8999999999999996E-2]
[null,null,null,null,null,null,null,null,null,null,"NF EGS / Flash - high",8.8999999999999996E-2,8.8999999999999996E-2,8.8999999999999996E-2,8.8999999999999996E-2,8.8999999999999996E-2,8.8999999999999996E-2,8.8999999999999996E-2,8.8999999999999996E-2,8.8999999999999996E-2,8.8999999999999996E-2,8.8999999999999996E-2,8.8999999999999996E-2,8.8999999999999996E-2,8.8999999999999996E-2,8.8999999999999996E-2,8.8999999999999996E-2,8.8999999999999996E-2,8.8999999999999996E-2,8.8999999999999996E-2,8.8999999999999996E-2,8.8999999999999996E-2,8.8999999999999996E-2,8.8999999999999996E-2,8.8999999999999996E-2,8.8999999999999996E-2,8.8999999999999996E-2,8.8999999999999996E-2,8.8999999999999996E-2,8.8999999999999996E-2,8.8999999999999996E-2,8.8999999999999996E-2,8.8999999999999996E-2,8.8999999999999996E-2,8.8999999999999996E-2,8.8999999999999996E-2,8.8999999999999996E-2,8.8999999999999996E-2]
[null,null,null,null,null,null,null,null,null,null,"NF EGS / Binary - low",8.8999999999999996E-2,8.8999999999999996E-2,8.8999999999999996E-2,8.8999999999999996E-2,8.8999999999999996E-2,8.8999999999999996E-2,8.8999999999999996E-2,8.8999999999999996E-2,8.8999999999999996E-2,8.8999999999999996E-2,8.8999999999999996E-2,8.8999999999999996E-2,8.8999999999999996E-2,8.8999999999999996E-2,8.8999999999999996E-2,8.8999999999999996E-2,8.8999999999999996E-2,8.8999999999999996E-2,8.8999999999999996E-2,8.8999999999999996E-2,8.8999999999999996E-2,8.8999999999999996E-2,8.8999999999999996E-2,8.8999999999999996E-2,8.8999999999999996E-2,8.8999999999999996E-2,8.8999999999999996E-2,8.8999999999999996E-2,8.8999999999999996E-2,8.8999999999999996E-2,8.8999999999999996E-2,8.8999999999999996E-2,8.8999999999999996E-2,8.8999999999999996E-2,8.8999999999999996E-2,8.8999999999999996E-2,8.8999999999999996E-2]
[null,null,null,null,null,null,null,null,null,null,"NF EGS / Binary - mid",8.8999999999999996E-2,8.8999999999999996E-2,8.8999999999999996E-2,8.8999999999999996E-2,8.8999999999999996E-2,8.8999999999999996E-2,8.8999999999999996E-2,8.8999999999999996E-2,8.8999999999999996E-2,8.8999999999999996E-2,8.8999999999999996E-2,8.8999999999999996E-2,8.8999999999999996E-2,8.8999999999999996E-2,8.8999999999999996E-2,8.8999999999999996E-2,8.8999999999999996E-2,8.8999999999999996E-2,8.8999999999999996E-2,8.8999999999999996E-2,8.8999999999999996E-2,8.8999999999999996E-2,8.8999999999999996E-2,8.8999999999999996E-2,8.8999999999999996E-2,8.8999999999999996E-2,8.8999999999999996E-2,8.8999999999999996E-2,8.8999999999999996E-2,8.8999999999999996E-2,8.8999999999999996E-2,8.8999999999999996E-2,8.8999999999999996E-2,8.8999999999999996E-2,8.8999999999999996E-2,8.8999999999999996E-2,8.8999999999999996E-2]
[null,null,null,null,null,null,null,null,null,null,"NF EGS / Binary - high",8.8999999999999996E-2,8.8999999999999996E-2,8.8999999999999996E-2,8.8999999999999996E-2,8.8999999999999996E-2,8.8999999999999996E-2,8.8999999999999996E-2,8.8999999999999996E-2,8.8999999999999996E-2,8.8999999999999996E-2,8.8999999999999996E-2,8.8999999999999996E-2,8.8999999999999996E-2,8.8999999999999996E-2,8.8999999999999996E-2,8.8999999999999996E-2,8.8999999999999996E-2,8.8999999999999996E-2,8.8999999999999996E-2,8.8999999999999996E-2,8.8999999999999996E-2,8.8999999999999996E-2,8.8999999999999996E-2,8.8999999999999996E-2,8.8999999999999996E-2,8.8999999999999996E-2,8.8999999999999996E-2,8.8999999999999996E-2,8.8999999999999996E-2,8.8999999999999996E-2,8.8999999999999996E-2,8.8999999999999996E-2,8.8999999999999996E-2,8.8999999999999996E-2,8.8999999999999996E-2,8.8999999999999996E-2,8.8999999999999996E-2]
[null,null,null,null,null,null,null,null,null,null,"Deep EGS / Flash - low",8.8999999999999996E-2,8.8999999999999996E-2,8.8999999999999996E-2,8.8999999999999996E-2,8.8999999999999996E-2,8.8999999999999996E-2,8.8999999999999996E-2,8.8999999999999996E-2,8.8999999999999996E-2,8.8999999999999996E-2,8.8999999999999996E-2,8.8999999999999996E-2,8.8999999999999996E-2,8.8999999999999996E-2,8.8999999999999996E-2,8.8999999999999996E-2,8.8999999999999996E-2,8.8999999999999996E-2,8.8999999999999996E-2,8.8999999999999996E-2,8.8999999999999996E-2,8.8999999999999996E-2,8.8999999999999996E-2,8.8999999999999996E-2,8.8999999999999996E-2,8.8999999999999996E-2,8.8999999999999996E-2,8.8999999999999996E-2,8.8999999999999996E-2,8.8999999999999996E-2,8.8999999999999996E-2,8.8999999999999996E-2,8.8999999999999996E-2,8.8999999999999996E-2,8.8999999999999996E-2,8.8999999999999996E-2,8.8999999999999996E-2]
[null,null,null,null,null,null,null,null,null,null,"Deep EGS / Flash - mid",8.8999999999999996E-2,8.8999999999999996E-2,8.8999999999999996E-2,8.8999999999999996E-2,8.8999999999999996E-2,8.8999999999999996E-2,8.8999999999999996E-2,8.8999999999999996E-2,8.8999999999999996E-2,8.8999999999999996E-2,8.8999999999999996E-2,8.8999999999999996E-2,8.8999999999999996E-2,8.8999999999999996E-2,8.8999999999999996E-2,8.8999999999999996E-2,8.8999999999999996E-2,8.8999999999999996E-2,8.8999999999999996E-2,8.8999999999999996E-2,8.8999999999999996E-2,8.8999999999999996E-2,8.8999999999999996E-2,8.8999999999999996E-2,8.8999999999999996E-2,8.8999999999999996E-2,8.8999999999999996E-2,8.8999999999999996E-2,8.8999999999999996E-2,8.8999999999999996E-2,8.8999999999999996E-2,8.8999999999999996E-2,8.8999999999999996E-2,8.8999999999999996E-2,8.8999999999999996E-2,8.8999999999999996E-2,8.8999999999999996E-2]
[null,null,null,null,null,null,null,null,null,null,"Deep EGS / Flash - high",8.8999999999999996E-2,8.8999999999999996E-2,8.8999999999999996E-2,8.8999999999999996E-2,8.8999999999999996E-2,8.8999999999999996E-2,8.8999999999999996E-2,8.8999999999999996E-2,8.8999999999999996E-2,8.8999999999999996E-2,8.8999999999999996E-2,8.8999999999999996E-2,8.8999999999999996E-2,8.8999999999999996E-2,8.8999999999999996E-2,8.8999999999999996E-2,8.8999999999999996E-2,8.8999999999999996E-2,8.8999999999999996E-2,8.8999999999999996E-2,8.8999999999999996E-2,8.8999999999999996E-2,{"$f":"$S$37","v":8.8999999999999996E-2},8.8999999999999996E-2,8.8999999999999996E-2,8.8999999999999996E-2,8.8999999999999996E-2,8.8999999999999996E-2,8.8999999999999996E-2,8.8999999999999996E-2,8.8999999999999996E-2,8.8999999999999996E-2,8.8999999999999996E-2,8.8999999999999996E-2,8.8999999999999996E-2,8.8999999999999996E-2,8.8999999999999996E-2]
[null,null,null,null,null,null,null,null,null,null,"Deep EGS / Binary - low",8.8999999999999996E-2,8.8999999999999996E-2,8.8999999999999996E-2,8.8999999999999996E-2,8.8999999999999996E-2,8.8999999999999996E-2,8.8999999999999996E-2,8.8999999999999996E-2,8.8999999999999996E-2,8.8999999999999996E-2,8.8999999999999996E-2,8.8999999999999996E-2,8.8999999999999996E-2,8.8999999999999996E-2,8.8999999999999996E-2,8.8999999999999996E-2,8.8999999999999996E-2,8.8999999999999996E-2,8.8999999999999996E-2,8.8999999999999996E-2,8.8999999999999996E-2,8.8999999999999996E-2,8.8999999999999996E-2,8.8999999999999996E-2,8.8999999999999996E-2,8.8999999999999996E-2,8.8999999999999996E-2,8.8999999999999996E-2,8.8999999999999996E-2,8.8999999999999996E-2,8.8999999999999996E-2,8.8999999999999996E-2,8.8999999999999996E-2,8.8999999999999996E-2,8.8999999999999996E-2,8.8999999999999996E-2,8.8999999999999996E-2]
[null,null,null,null,null,null,null,null,null,null,"Deep EGS / Binary - mid",8.8999999999999996E-2,8.8999999999999996E-2,8.8999999999999996E-2,8.8999999999999996E-2,8.8999999999999996E-2,8.8999999999999996E-2,8.8999999999999996E-2,8.8999999999999996E-2,8.8999999999999996E-2,8.8999999999999996E-2,8.8999999999999996E-2,8.8999999999999996E-2,8.8999999999999996E-2,8.8999999999999996E-2,8.8999999999999996E-2,8.8999999999999996E-2,8.8999999999999996E-2,8.8999999999999996E-2,8.8999999999999996E-2,8.8999999999999996E-2,8.8999999999999996E-2,8.8999999999999996E-2,8.8999999999999996E-2,8.8999999999999996E-2,8.8999999999999996E-2,8.8999999999999996E-2,8.8999999999999996E-2,8.8999999999999996E-2,8.8999999999999996E-2,8.8999999999999996E-2,8.8999999999999996E-2,8.8999999999999996E-2,8.8999999999999996E-2,8.8999999999999996E-2,8.8999999999999996E-2,8.8999999999999996E-2,8.8999999999999996E-2]
[null,null,null,null,null,null,null,null,null,null,"Deep EGS / Binary - high",8.8999999999999996E-2,8.8999999999999996E-2,8.8999999999999996E-2,8.8999999999999996E-2,8.8999999999999996E-2,8.8999999999999996E-2,8.8999999999999996E-2,8.8999999999999996E-2,8.8999999999999996E-2,8.8999999999999996E-2,8.8999999999999996E-2,8.8999999999999996E-2,8.8999999999999996E-2,8.8999999999999996E-2,8.8999999999999996E-2,8.8999999999999996E-2,8.8999999999999996E-2,8.8999999999999996E-2,8.8999999999999996E-2,8.8999999999999996E-2,8.8999999999999996E-2,8.8999999999999996E-2,8.8999999999999996E-2,8.8999999999999996E-2,8.8999999999999996E-2,8.8999999999999996E-2,8.8999999999999996E-2,8.8999999999999996E-2,8.8999999999999996E-2,8.8999999999999996E-2,8.8999999999999996E-2,8.8999999999999996E-2,8.8999999999999996E-2,8.8999999999999996E-2,8.8999999999999996E-2,8.8999999999999996E-2,8.8999999999999996E-2]
[]
[]
[null,null,null,null,null,null,null,null,null,null,null,{"$f":"L250","v":2014},2015,2016,2017,2018,2019,2020,2021,2022,2023,2024,2025,2026,2027,2028,2029,2030,2031,2032,2033,2034,2035,2036,2037,2038,2039,2040,2041,2042,2043,2044,2045,2046,2047,2048,2049,2050]
[null,null,null,null,null,null,null,"Grid Connection Costs",null,"Grid Connection Costs (GCC) ($/kW)","Hydro / Flash - low",0,0,0,0,0,0,0,0,0,0,0,0,0,0,0,0,0,0,0,0,0,0,0,0,0,0,0,0,0,0,0,0,0,0,0,0,0]
[null,null,null,null,null,null,null,null,null,null,"Hydro / Flash - mid",0,0,0,0,0,0,0,0,0,0,0,0,0,0,0,0,0,0,0,0,0,0,0,0,0,0,0,0,0,0,0,0,0,0,0,0,0]
[null,null,null,null,null,null,null,null,null,null,"Hydro / Flash - high",0,0,0,0,0,0,0,0,0,0,0,0,0,0,0,0,0,0,0,0,0,0,0,0,0,0,0,0,0,0,0,0,0,0,0,0,0]
[null,null,null,null,null,null,null,null,null,null,"Hydro / Binary - low",0,0,0,0,0,0,0,0,0,0,0,0,0,0,0,0,0,0,0,0,0,0,0,0,0,0,0,0,0,0,0,0,0,0,0,0,0]
[null,null,null,null,null,null,null,null,null,null,"Hydro / Binary - mid",0,0,0,0,0,0,0,0,0,0,0,0,0,0,0,0,0,0,0,0,0,0,0,0,0,0,0,0,0,0,0,0,0,0,0,0,0]
[null,null,null,null,null,null,null,null,null,null,"Hydro / Binary - high",0,0,0,0,0,0,0,0,0,0,0,0,0,0,0,0,0,0,0,0,0,0,0,0,0,0,0,0,0,0,0,0,0,0,0,0,0]
[null,null,null,null,null,null,null,null,null,null,"NF EGS / Flash - low",0,0,0,0,0,0,0,0,0,0,0,0,0,0,0,0,0,0,0,0,0,0,0,0,0,0,0,0,0,0,0,0,0,0,0,0,0]
[null,null,null,null,null,null,null,null,null,null,"NF EGS / Flash - mid",0,0,0,0,0,0,0,0,0,0,0,0,0,0,0,0,0,0,0,0,0,0,0,0,0,0,0,0,0,0,0,0,0,0,0,0,0]
[null,null,null,null,null,null,null,null,null,null,"NF EGS / Flash - high",0,0,0,0,0,0,0,0,0,0,0,0,0,0,0,0,0,0,0,0,0,0,0,0,0,0,0,0,0,0,0,0,0,0,0,0,0]
[null,null,null,null,null,null,null,null,null,null,"NF EGS / Binary - low",0,0,0,0,0,0,0,0,0,0,0,0,0,0,0,0,0,0,0,0,0,0,0,0,0,0,0,0,0,0,0,0,0,0,0,0,0]
[null,null,null,null,null,null,null,null,null,null,"NF EGS / Binary - mid",0,0,0,0,0,0,0,0,0,0,0,0,0,0,0,0,0,0,0,0,0,0,0,0,0,0,0,0,0,0,0,0,0,0,0,0,0]
[null,null,null,null,null,null,null,null,null,null,"NF EGS / Binary - high",0,0,0,0,0,0,0,0,0,0,0,0,0,0,0,0,0,0,0,0,0,0,0,0,0,0,0,0,0,0,0,0,0,0,0,0,0]
[null,null,null,null,null,null,null,null,null,null,"Deep EGS / Flash - low",0,0,0,0,0,0,0,0,0,0,0,0,0,0,0,0,0,0,0,0,0,0,0,0,0,0,0,0,0,0,0,0,0,0,0,0,0]
[null,null,null,null,null,null,null,null,null,null,"Deep EGS / Flash - mid",0,0,0,0,0,0,0,0,0,0,0,0,0,0,0,0,0,0,0,0,0,0,0,0,0,0,0,0,0,0,0,0,0,0,0,0,0]
[null,null,null,null,null,null,null,null,null,null,"Deep EGS / Flash - high",0,0,0,0,0,0,0,0,0,0,0,0,0,0,0,0,0,0,0,0,0,0,0,0,0,0,0,0,0,0,0,0,0,0,0,0,0]
[null,null,null,null,null,null,null,null,null,null,"Deep EGS / Binary - low",0,0,0,0,0,0,0,0,0,0,0,0,0,0,0,0,0,0,0,0,0,0,0,0,0,0,0,0,0,0,0,0,0,0,0,0,0]
[null,null,null,null,null,null,null,null,null,null,"Deep EGS / Binary - mid",0,0,0,0,0,0,0,0,0,0,0,0,0,0,0,0,0,0,0,0,0,0,0,0,0,0,0,0,0,0,0,0,0,0,0,0,0]
[null,null,null,null,null,null,null,null,null,null,"Deep EGS / Binary - high",0,0,0,0,0,0,0,0,0,0,0,0,0,0,0,0,0,0,0,0,0,0,0,0,0,0,0,0,0,0,0,0,0,0,0,0,0]
[]
[]
[null,null,null,null,null,null,null,null,null,null,null,{"$f":"L271","v":2014},2015,2016,2017,2018,2019,2020,2021,2022,2023,2024,2025,2026,2027,2028,2029,2030,2031,2032,2033,2034,2035,2036,2037,2038,2039,2040,2041,2042,2043,2044,2045,2046,2047,2048,2049,2050]
[null,null,null,null,null,null,null,"LCOE",null,"Levelized Cost of Energy ($/MWh)","Hydro / Flash - low",{"$f":" (($S$44 * $S$42 * $S$40 * (L192 * 1 + L272) +L211) * 1000 / (L116 * 8760)) + L230 + 0","v":99.516055135938558},{"$f":" (($S$44 * $S$42 * $S$40 * (M192 * 1 + M272) +M211) * 1000 / (M116 * 8760)) + M230 + 0","v":99.516055135938558},99.516055135938558,99.516055135938558,99.516055135938558,99.516055135938558,99.516055135938558,99.516055135938558,99.516055135938558,99.516055135938558,99.516055135938558,99.516055135938558,99.516055135938558,99.516055135938558,99.516055135938558,99.516055135938558,99.516055135938558,99.516055135938558,99.516055135938558,99.516055135938558,99.516055135938558,99.516055135938558,99.516055135938558,99.516055135938558,99.516055135938558,99.516055135938558,99.516055135938558,99.516055135938558,99.516055135938558,99.516055135938558,99.516055135938558,99.516055135938558,99.516055135938558,99.516055135938558,99.516055135938558,99.516055135938558,99.516055135938558]
[null,null,null,null,null,null,null,null,null,null,"Hydro / Flash - mid",{"$f":" (($S$44 * $S$42 * $S$40 * (L193 * 1 + L273) +L212) * 1000 / (L117 * 8760)) + L231 + 0","v":99.516055135938558},{"$f":" (($S$44 * $S$42 * $S$40 * (M193 * 1 + M273) +M212) * 1000 / (M117 * 8760)) + M231 + 0","v":99.516055135938558},99.516055135938558,99.516055135938558,99.516055135938558,99.516055135938558,99.516055135938558,99.516055135938558,99.516055135938558,99.516055135938558,99.516055135938558,99.516055135938558,99.516055135938558,99.516055135938558,99.516055135938558,99.516055135938558,99.516055135938558,99.516055135938558,99.516055135938558,99.516055135938558,99.516055135938558,99.516055135938558,99.516055135938558,99.516055135938558,99.516055135938558,99.516055135938558,99.516055135938558,99.516055135938558,99.516055135938558,99.516055135938558,99.516055135938558,99.516055135938558,99.516055135938558,99.516055135938558,99.516055135938558,99.516055135938558,99.516055135938558]
[null,null,null,null,null,null,null,null,null,null,"Hydro / Flash - high",99.516055135938558,{"$f":" (($S$44 * $S$42 * $S$40 * (M194 * 1 + M274) +M213) * 1000 / (M118 * 8760)) + M232 + 0","v":99.516055135938558},99.516055135938558,99.516055135938558,99.516055135938558,99.516055135938558,99.516055135938558,99.516055135938558,99.516055135938558,99.516055135938558,99.516055135938558,99.516055135938558,99.516055135938558,99.516055135938558,99.516055135938558,99.516055135938558,99.516055135938558,99.516055135938558,99.516055135938558,99.516055135938558,99.516055135938558,99.516055135938558,99.516055135938558,99.516055135938558,99.516055135938558,99.516055135938558,99.516055135938558,99.516055135938558,99.516055135938558,99.516055135938558,99.516055135938558,99.516055135938558,99.516055135938558,99.516055135938558,99.516055135938558,99.516055135938558,99.516055135938558]
[null,null,null,null,null,null,null,null,null,null,"Hydro / Binary - low",116.72605889258675,116.72605889258675,116.72605889258675,116.72605889258675,116.72605889258675,116.72605889258675,116.72605889258675,116.72605889258675,116.72605889258675,116.72605889258675,116.72605889258675,116.72605889258675,116.72605889258675,116.72605889258675,116.72605889258675,116.72605889258675,116.72605889258675,116.72605889258675,116.72605889258675,116.72605889258675,116.72605889258675,116.72605889258675,116.72605889258675,116.72605889258675,116.72605889258675,116.72605889258675,116.72605889258675,116.72605889258675,116.72605889258675,116.72605889258675,116.72605889258675,116.72605889258675,116.72605889258675,116.72605889258675,116.72605889258675,116.72605889258675,116.72605889258675]
[null,null,null,null,null,null,null,null,null,null,"Hydro / Binary - mid",116.72605889258675,116.72605889258675,116.72605889258675,116.72605889258675,116.72605889258675,116.72605889258675,116.72605889258675,116.72605889258675,116.72605889258675,116.72605889258675,116.72605889258675,116.72605889258675,116.72605889258675,116.72605889258675,116.72605889258675,116.72605889258675,116.72605889258675,116.72605889258675,116.72605889258675,116.72605889258675,116.72605889258675,116.72605889258675,116.72605889258675,116.72605889258675,116.72605889258675,116.72605889258675,116.72605889258675,116.72605889258675,116.72605889258675,116.72605889258675,116.72605889258675,116.72605889258675,116.72605889258675,116.72605889258675,116.72605889258675,116.72605889258675,116.72605889258675]
[null,null,null,null,null,null,null,null,null,null,"Hydro / Binary - high",116.72605889258675,116.72605889258675,116.72605889258675,116.72605889258675,116.72605889258675,116.72605889258675,116.72605889258675,116.72605889258675,116.72605889258675,116.72605889258675,116.72605889258675,116.72605889258675,116.72605889258675,116.72605889258675,116.72605889258675,116.72605889258675,116.72605889258675,116.72605889258675,116.72605889258675,116.72605889258675,116.72605889258675,116.72605889258675,116.72605889258675,116.72605889258675,116.72605889258675,116.72605889258675,116.72605889258675,116.72605889258675,116.72605889258675,116.72605889258675,116.72605889258675,116.72605889258675,116.72605889258675,116.72605889258675,116.72605889258675,116.72605889258675,116.72605889258675]
[null,null,null,null,null,null,null,null,null,null,"NF EGS / Flash - low",113.69813425791811,113.69813425791811,113.69813425791811,113.69813425791811,113.69813425791811,113.69813425791811,113.69813425791811,113.69813425791811,113.69813425791811,113.69813425791811,113.69813425791811,113.69813425791811,113.69813425791811,113.69813425791811,113.69813425791811,113.69813425791811,113.69813425791811,113.69813425791811,113.69813425791811,113.69813425791811,113.69813425791811,113.69813425791811,113.69813425791811,113.69813425791811,113.69813425791811,113.69813425791811,113.69813425791811,113.69813425791811,113.69813425791811,113.69813425791811,113.69813425791811,113.69813425791811,113.69813425791811,113.69813425791811,113.69813425791811,113.69813425791811,113.69813425791811]
[null,null,null,null,null,null,null,null,null,null,"NF EGS / Flash - mid",113.69813425791811,113.69813425791811,113.69813425791811,113.69813425791811,113.69813425791811,113.69813425791811,113.69813425791811,113.69813425791811,113.69813425791811,113.69813425791811,113.69813425791811,113.69813425791811,113.69813425791811,113.69813425791811,113.69813425791811,113.69813425791811,113.69813425791811,113.69813425791811,113.69813425791811,113.69813425791811,113.69813425791811,113.69813425791811,113.69813425791811,113.69813425791811,113.69813425791811,113.69813425791811,113.69813425791811,113.69813425791811,113.69813425791811,113.69813425791811,113.69813425791811,113.69813425791811,113.69813425791811,113.69813425791811,113.69813425791811,113.69813425791811,113.69813425791811]
[null,null,null,null,null,null,null,null,null,null,"NF EGS / Flash - high",113.69813425791811,113.69813425791811,113.69813425791811,113.69813425791811,113.69813425791811,113.69813425791811,113.69813425791811,113.69813425791811,113.69813425791811,113.69813425791811,113.69813425791811,113.69813425791811,113.69813425791811,113.69813425791811,113.69813425791811,113.69813425791811,113.69813425791811,113.69813425791811,113.69813425791811,{"$f":" (($S$44 * $S$42 * $S$40 * (AE200 * 1 + AE280) +AE219) * 1000 / (AE124 * 8760)) + AE238 + 0","v":113.69813425791811},113.69813425791811,113.69813425791811,113.69813425791811,113.69813425791811,113.69813425791811,113.69813425791811,113.69813425791811,113.69813425791811,113.69813425791811,113.69813425791811,113.69813425791811,113.69813425791811,113.69813425791811,113.69813425791811,113.69813425791811,113.69813425791811,113.69813425791811]
[null,null,null,null,null,null,null,null,null,null,"NF EGS / Binary - low",187.35813119971567,187.35813119971567,187.35813119971567,187.35813119971567,187.35813119971567,187.35813119971567,187.35813119971567,187.35813119971567,187.35813119971567,187.35813119971567,187.35813119971567,187.35813119971567,187.35813119971567,187.35813119971567,187.35813119971567,187.35813119971567,187.35813119971567,187.35813119971567,187.35813119971567,187.35813119971567,187.35813119971567,187.35813119971567,187.35813119971567,187.35813119971567,187.35813119971567,187.35813119971567,187.35813119971567,187.35813119971567,187.35813119971567,187.35813119971567,187.35813119971567,187.35813119971567,187.35813119971567,187.35813119971567,187.35813119971567,187.35813119971567,187.35813119971567]
[null,null,null,null,null,null,null,null,null,null,"NF EGS / Binary - mid",187.35813119971567,187.35813119971567,187.35813119971567,187.35813119971567,187.35813119971567,187.35813119971567,187.35813119971567,187.35813119971567,187.35813119971567,187.35813119971567,187.35813119971567,187.35813119971567,187.35813119971567,187.35813119971567,187.35813119971567,187.35813119971567,187.35813119971567,187.35813119971567,187.35813119971567,187.35813119971567,187.35813119971567,187.35813119971567,187.35813119971567,187.35813119971567,187.35813119971567,187.35813119971567,187.35813119971567,187.35813119971567,187.35813119971567,187.35813119971567,187.35813119971567,187.35813119971567,187.35813119971567,187.35813119971567,187.35813119971567,187.35813119971567,187.35813119971567]
[null,null,null,null,null,null,null,null,null,null,"NF EGS / Binary - high",187.35813119971567,187.35813119971567,187.35813119971567,187.35813119971567,187.35813119971567,187.35813119971567,187.35813119971567,187.35813119971567,187.35813119971567,187.35813119971567,187.35813119971567,187.35813119971567,187.35813119971567,187.35813119971567,187.35813119971567,187.35813119971567,187.35813119971567,187.35813119971567,187.35813119971567,187.35813119971567,187.35813119971567,187.35813119971567,187.35813119971567,187.35813119971567,187.35813119971567,187.35813119971567,187.35813119971567,187.35813119971567,187.35813119971567,187.35813119971567,187.35813119971567,187.35813119971567,187.35813119971567,187.35813119971567,187.35813119971567,187.35813119971567,187.35813119971567]
[null,null,null,null,null,null,null,null,null,null,"Deep EGS / Flash - low",113.69813425791811,113.69813425791811,113.69813425791811,113.69813425791811,113.69813425791811,113.69813425791811,113.69813425791811,113.69813425791811,113.69813425791811,113.69813425791811,113.69813425791811,113.69813425791811,113.69813425791811,113.69813425791811,113.69813425791811,113.69813425791811,113.69813425791811,113.69813425791811,113.69813425791811,113.69813425791811,113.69813425791811,113.69813425791811,113.69813425791811,113.69813425791811,113.69813425791811,113.69813425791811,113.69813425791811,113.69813425791811,113.69813425791811,113.69813425791811,113.69813425791811,113.69813425791811,113.69813425791811,113.69813425791811,113.69813425791811,113.69813425791811,113.69813425791811]
[null,null,null,null,null,null,null,null,null,null,"Deep EGS / Flash - mid",113.69813425791811,113.69813425791811,113.69813425791811,113.69813425791811,113.69813425791811,113.69813425791811,113.69813425791811,113.69813425791811,113.69813425791811,113.69813425791811,113.69813425791811,113.69813425791811,113.69813425791811,113.69813425791811,113.69813425791811,113.69813425791811,113.69813425791811,113.69813425791811,113.69813425791811,113.69813425791811,113.69813425791811,113.69813425791811,113.69813425791811,113.69813425791811,113.69813425791811,113.69813425791811,113.69813425791811,113.69813425791811,113.69813425791811,113.69813425791811,113.69813425791811,113.69813425791811,113.69813425791811,113.69813425791811,113.69813425791811,113.69813425791811,113.69813425791811]
[null,null,null,null,null,null,null,null,null,null,"Deep EGS / Flash - high",113.69813425791811,113.69813425791811,113.69813425791811,113.69813425791811,113.69813425791811,113.69813425791811,113.69813425791811,113.69813425791811,113.69813425791811,113.69813425791811,113.69813425791811,113.69813425791811,113.69813425791811,113.69813425791811,113.69813425791811,113.69813425791811,113.69813425791811,113.69813425791811,113.69813425791811,113.69813425791811,113.69813425791811,113.69813425791811,113.69813425791811,113.69813425791811,113.69813425791811,113.69813425791811,113.69813425791811,113.69813425791811,113.69813425791811,113.69813425791811,113.69813425791811,113.69813425791811,113.69813425791811,113.69813425791811,113.69813425791811,113.69813425791811,113.69813425791811]
[null,null,null,null,null,null,null,null,null,null,"Deep EGS / Binary - low",187.35813119971567,187.35813119971567,187.35813119971567,187.35813119971567,187.35813119971567,187.35813119971567,187.35813119971567,187.35813119971567,187.35813119971567,187.35813119971567,187.35813119971567,187.35813119971567,187.35813119971567,187.35813119971567,187.35813119971567,187.35813119971567,187.35813119971567,187.35813119971567,187.35813119971567,187.35813119971567,187.35813119971567,187.35813119971567,{"$f":" (($S$44 * $S$42 * $S$40 * (AH207 * 1 + AH287) +AH226) * 1000 / (AH131 * 8760)) + AH245 + 0","v":187.35813119971567},187.35813119971567,187.35813119971567,187.35813119971567,187.35813119971567,187.35813119971567,187.35813119971567,187.35813119971567,187.35813119971567,187.35813119971567,187.35813119971567,187.35813119971567,187.35813119971567,187.35813119971567,187.35813119971567]
[null,null,null,null,null,null,null,null,null,null,"Deep EGS / Binary - mid",187.35813119971567,187.35813119971567,187.35813119971567,187.35813119971567,187.35813119971567,187.35813119971567,187.35813119971567,187.35813119971567,187.35813119971567,187.35813119971567,187.35813119971567,187.35813119971567,187.35813119971567,187.35813119971567,187.35813119971567,187.35813119971567,187.35813119971567,187.35813119971567,187.35813119971567,187.35813119971567,187.35813119971567,187.35813119971567,187.35813119971567,187.35813119971567,187.35813119971567,187.35813119971567,187.35813119971567,187.35813119971567,187.35813119971567,187.35813119971567,187.35813119971567,187.35813119971567,187.35813119971567,187.35813119971567,187.35813119971567,187.35813119971567,187.35813119971567]
[null,null,null,null,null,null,null,null,null,null,"Deep EGS / Binary - high",187.35813119971567,187.35813119971567,187.35813119971567,187.35813119971567,187.35813119971567,187.35813119971567,187.35813119971567,187.35813119971567,187.35813119971567,187.35813119971567,187.35813119971567,187.35813119971567,187.35813119971567,187.35813119971567,187.35813119971567,187.35813119971567,187.35813119971567,187.35813119971567,187.35813119971567,187.35813119971567,187.35813119971567,187.35813119971567,187.35813119971567,187.35813119971567,187.35813119971567,187.35813119971567,187.35813119971567,187.35813119971567,187.35813119971567,187.35813119971567,187.35813119971567,187.35813119971567,187.35813119971567,187.35813119971567,187.35813119971567,187.35813119971567,{"$f":" (($S$44 * $S$42 * $S$40 * (AV209 * 1 + AV289) +AV228) * 1000 / (AV133 * 8760)) + AV247 + 0","v":187.35813119971567}]
[]
[]
[]
[]
[]
[]
[null,null,null,null,"X",null,"Graphics"]
[]
[]
[]
[]
[]
[]
[]
[]
[]
[]
[]
[]
[]
[]
[]
[]
[]
[]
[]
[]
[]
[]
[]
[]
[]
[]
[]
[]
[]
[]
[]
[]
[]
[]
[]
[]
[]
[]
[]
[]
[]
[]
[]
[]
[]
[]
[]
[]
[]
[]
[]
[]
[]
[]
[]
[]
[]
[]
[]
[]
[]
[]
[]
[]
[]
[]
[]
[]
[]
[]
[]
[]
[]
[]
[]
[]
[]
[]
[]
[]
[]
[]
[]
[]
[]
[]
[]
[]
[]
[]
[]
[]
[]
[]
[]
[]
[]
[]
[]
[]
[]
[]
[]
[]
[]
[]
[]
[]
[]
[]
[]
[]
[]
[]
[]
[]
[]
[]
[]
[]
[]
[]
[]
[]
[]
[]
[]
[]
[]
[]
[]
[]
[]
[]
[]
[]
[]
[]
[]
[]
[]
[]
[]
[]
[]
[]
[]
[]
[]
[]
[]
[]
[]
[]
[]
[]
[]
[]
[]
[]
[]
[]
[]
[]
[]
[]
[]
[]
[]
[]
[]
[]
[]
[]
[]
[]
[]
[]
[]
[]
[]
[]
[]
[]
[]
[]
[]
[]
[]
[]
[]
[]
[]
[]
[]
[]
[]
[]
[]
[]
[]
[]
[]
[]
[]
[]
[]
[]
[null,null,"X",null,null,null,"Data Sources for Default Inputs"]
[]
[null,null,null,null,null,null,null,"Current Costs:"]
[null,null,null,null,null,null,null,"Available Capacity (GW)",null,null,null,"National Renewable Energy Laboratory. Regional Energy Deployment System (ReEDS)."]
[null,null,null,null,null,null,null,"Net Capacity Factor (%)",null,null,null,"Pacificorp, August 2010. “Power Generation, Geothermal Resource Study.” Final Report, prepared by Black and Veatch. (p. 7-3)"]
[null,null,null,null,null,null,null,"Overnight Capital Cost ($/kW)",null,null,null,"US DOE Geothermal Energy Technology Evaluation Model (GETEM). http://www4.eere.energy.gov/geothermal/projects/1096 and http://www4.eere.energy.gov/geothermal/sites/default/files/documents/mines_getem_peer2013.pdf."]
[null,null,null,null,null,null,null,"Fixed Operating Expenses ($/kW)",null,null,null,"Electricity Market Module in Assumptions to AEO 2014: Table 8.2 (converted to 2013$)."]
[null,null,null,null,null,null,null,"Variable Operating Expenses ($/MWh)",null,null,null,"N/A"]
[null,null,null,null,null,null,null,"Grid Feature Cost ($/kW)",null,null,null,"N/A"]
[null,null,null,null,null,null,null,"Spur Line Cost ($/kW)",null,null,null,"N/A"]
[]
[null,null,null,null,null,null,null,"Future Projections Costs:"]
[null,null,null,null,null,null,null,"Net Capacity Factor (%)",null,null,null,"Pacificorp, August 2010. “Power Generation, Geothermal Resource Study.” Final Report, prepared by Black and Veatch. (p. 7-3)"]
[null,null,null,null,null,null,null,"Overnight Capital Cost ($/kW)",null,null,null,"US DOE Geothermal Energy Technology Evaluation Model (GETEM). http://www4.eere.energy.gov/geothermal/projects/1096 and http://www4.eere.energy.gov/geothermal/sites/default/files/documents/mines_getem_peer2013.pdf."]
[null,null,null,null,null,null,null,"Fixed Operating Expenses ($/kW)",null,null,null,"Electricity Market Module in Assumptions to AEO 2014: Table 8.2 (converted to 2013$)."]
[null,null,null,null,null,null,null,"Variable Operating Expenses ($/MWh)",null,null,null,"N/A"]
[null,null,null,null,null,null,null,"Grid Connection Cost ($/kW)",null,null,null,"N/A"]

{"sheet":"Hydropower","index":7,"n_rows":704,"n_cols":88,"rows_kept":704,"cut":false,"hidden":false,"merged":[[24,14,24,17],[703,7,703,10],[690,7,690,10],[691,7,691,10],[692,7,692,10],[693,7,693,10],[694,7,694,10],[695,7,695,10],[696,7,696,10],[697,7,697,10],[698,7,698,10],[699,7,699,10],[700,7,700,10],[701,7,701,10],[702,7,702,10],[386,7,415,7],[419,9,448,9],[419,7,448,7],[689,7,689,11],[486,6,486,19],[687,6,687,19],[452,7,481,7],[260,9,289,9],[452,9,481,9],[386,9,415,9],[167,7,382,7],[13,7,88,7],[24,9,33,9],[353,9,382,9],[322,9,351,9],[291,9,320,9],[163,6,163,19],[46,9,55,9],[91,7,100,7],[68,9,77,9],[91,9,100,9],[69,14,69,17],[57,9,66,9],[137,7,157,7],[137,9,146,9],[79,9,88,9],[19,14,19,17],[21,14,21,17],[22,14,22,17],[23,14,23,17],[229,9,258,9],[198,9,227,9],[167,9,196,9],[148,9,157,9],[35,14,35,17],[38,14,38,17],[26,14,26,17],[27,14,27,17],[103,7,134,7],[103,9,112,9],[114,9,123,9],[125,9,134,9],[45,14,45,17],[46,14,46,17],[47,14,47,17],[68,14,68,17],[49,14,49,15],[0,0,0,7],[11,7,11,19],[13,9,22,9],[13,14,13,15],[13,16,13,19],[15,14,15,19],[9,6,9,19],[20,14,20,17],[35,9,44,9],[31,14,31,17],[32,14,32,17],[33,14,33,17],[44,14,44,17],[40,14,40,17],[41,14,41,17],[42,14,42,17],[43,14,43,17],[25,14,25,17],[34,14,34,17],[36,14,36,17],[37,14,37,17],[30,14,30,18],[28,14,28,17],[39,14,39,17],[1,50,1,58],[1,79,1,87],[1,31,1,48],[2,61,2,77],[3,61,3,67],[3,68,3,72],[3,73,3,77],[1,60,1,77],[3,39,3,43],[3,44,3,48],[3,32,3,38],[702,11,702,26],[703,11,703,26],[695,11,695,26],[696,11,696,26],[699,11,699,26],[700,11,700,26],[701,11,701,26],[690,11,690,26],[691,11,691,26],[692,11,692,26],[693,11,693,26],[694,11,694,26]]}
["Hydropower Inputs"]
[null,null,null,null,null,null,null,null,null,null,null,null,null,null,null,null,null,null,null,null,null,null,null,null,null,null,null,null,null,null,null,"Non-powered Dam Resource Assessment",null,null,null,null,null,null,null,null,null,null,null,null,null,null,null,null,null,null,"Non-powered Dam Resource Assessment (cost-ordered)",null,null,null,null,null,null,null,null,null,"New Stream-reach Development (NSD) Resource Assessment (reach capacity with environmental attributes)",null,null,null,null,null,null,null,null,null,null,null,null,null,null,null,null,null,null,"New Stream-reach Development (NSD) Resource Assessment (cost-ordered)"]
[null,null,null,null,null,null,null,null,null,null,null,null,null,null,null,null,null,null,null,"Inputs",null,null,null,null,null,null,null,null,null,null,null,null,null,null,null,null,null,null,null,null,null,null,null,null,null,null,null,null,null,null,"ReEDS ID","Hydro",null,null,"Capacity ","Capacity and","Annual","Capacity","LCOE",null,null,null,null,null,null,null,null,null,null,null,null,null,null,null,null,null,null,null,null,"ReEDS ID","Hydro",null,null,"Capacity ","Capacity and","Annual","Capacity","LCOE"]
[null,null,null,null,null,null,null,null,null,"Take me to: ",null,null,null,null,null,null,null,null,null,"Calculated",null,null,null,null,null,null,null,null,null,null,null,"ReEDS ID","NPD Potential (MW)",null,null,null,null,null,null,"Hydro Supply Cost by Hydclass ($/kW)",null,null,null,null,"Capacity Factors",null,null,null,null,null,"PCA_REG","Class","(MW)","CAPEX","Weighted","Overnight","Capacity","Weighted","$/MWh",null,"ReEDS ID","NSD Potential (MW)",null,null,null,null,null,null,"Hydro Supply Cost by Hydclass ($/kW)",null,null,null,null,"Capacity Factors",null,null,null,null,null,"PCA_REG","Class","(MW)","CAPEX","Weighted","Overnight","Capacity","Weighted","$/MWh"]
[null,null,null,null,null,null,null,null,null,null,null,null,null,null,null,null,null,null,null,null,null,null,null,null,null,null,null,null,null,null,null,"PCA_REG","# NPDs","TotalMW","hydclass1","hydclass2","hydclass3","hydclass4","hydclass5","hydclass1","hydclass2","hydclass3","hydclass4","hydclass5","Annual","Spring","Summer","Fall","Winter",null,null,null,{"$f":"SUM(BA6:BA675)","v":12061.233404238257},"$/kW","Avg Cost","cost"," Factors","Avg CF",null,null,"PCA_REG","# NSDs","Total MW","hydclass1","hydclass2","hydclass3","hydclass4","hydclass5","hydclass1","hydclass2","hydclass3","hydclass4","hydclass5","Annual","Spring","Summer","Fall","Winter",null,null,null,{"$f":"SUM(CD6:CD675)","v":36632.899369999956},"$/kW","Avg Cost","cost"," Factors","Avg CF"]
[null,null,null,null,null,null,null,null,null,null,null,null,null,null,null,null,null,null,null,null,null,null,null,null,null,null,null,null,null,null,null,1,90,{"$f":"SUM(AI6:AM6)","v":61.737263244999873},26.266816510000002,12.0171141999999,9.7683567979999903,7.4421335689999903,6.2428421679999904,1911.5536993701501,2235.5853778690398,2665.8902285089698,3218.4929705187101,5893.8153111751399,0.71361850400965132,0.83038612350233321,0.60523015854995688,0.41053279979583912,0.86126380752292753,null,93,"hydclass1",496.04978319999901,1066.7140463779599,null,null,0.62925738662539121,null,{"$f":" (($S$48 * $S$46 * $S$44 * (BB6 * 1 + $L$104) +$L$69) * 1000 / (BE6 * 8760)) + $L$80 + 0","v":29.544689404467881},null,1,427,1041.2470949999999,210.15883600000001,209.05131399999999,207.99609000000001,207.61387699999901,207.38002999999901,6111.6617167967897,6774.7918574537698,7360.5212541227102,7841.7954731972804,8501.5505944141605,0.67407538773467301,0.82266488816223504,0.62095140677721306,0.37983592225072998,0.75671926529113598,null,54,"hydclass1",175.585588999999,3317.16228165645,null,null,0.68862194088625095,null,{"$f":" (($S$48 * $S$46 * $S$44 * (CE6 * 1 + $L$104) +$L$69) * 1000 / (CH6 * 8760)) + $L$80 + 0","v":73.737377543739314}]
[null,null,null,null,null,null,null,null,null,null,null,null,null,null,null,null,null,null,null,null,null,null,null,null,null,null,null,null,null,null,null,2,47,{"$f":"SUM(AI7:AM7)","v":13.31929781699999},6.3156798810000003,2.4483641440000001,1.5309949869999999,1.611746246,1.4125125589999901,2544.1672016982602,3080.5937560489901,4478.1511838714196,5327.48873366322,7296.6635851932897,0.6626206134937791,0.85987978764123019,0.50462836819253565,0.28509159024838093,0.82442714145839557,null,93,"hydclass2",494.51464900000002,1067.3666175626399,null,null,0.62925738662539121,null,29.559447724434555,null,2,388,1377.5290460000001,278.42215900000002,279.61421599999898,272.05586699999998,276.00436399999899,275.24951299999901,4406.9406273772001,5813.5158863193101,6373.8421372375396,7275.0608454970998,8161.3401321822303,0.67510458810169105,0.84991001712042902,0.64010371451902304,0.39102404282234798,0.71772262874197301,null,54,"hydclass2",174.28815499999899,3320.51539003892,null,null,0.68862194088625095,null,73.806672892744487]
[null,null,null,null,null,null,null,null,null,null,null,null,null,null,null,null,null,null,null,null,null,null,null,null,null,null,null,null,null,null,null,3,43,8.5427143139999977,4.997111469,0.88655146200000001,0.940079953999999,0.87298894599999899,0.84598248300000001,2667.0832398566699,4361.9758194162396,4645.0006249759799,6043.4071582034203,8147.7742781054703,0.70177457355384665,0.84478533501717412,0.79473575932198537,0.47088648246280013,0.638230899498749,null,81,"hydclass1",299.28002639999897,1178.66299572452,null,null,0.68321382056820201,null,29.755705792112146,null,3,141,903.04620100000102,356.96346199999903,139.77682999999899,140.43807000000001,133.54259999999999,133.251239999999,3675.6031097694099,4528.6330502367,5546.5866326278701,6649.1108591526399,7956.3930487467996,0.69059451392636795,0.87755070151042802,0.75428284060964601,0.42594596570880999,0.63785466580517303,null,72,"hydclass1",363.00981699999898,3302.1466639483501,null,null,0.67133731595394897,null,75.248300656003295]
[null,null,null,null,null,null,null,null,null,null,null,null,null,null,null,null,null,null,null,null,null,null,null,null,null,null,null,null,null,null,null,4,9,1.2685455499999987,0.90649890899999896,0.13233230900000001,9.6053082999999997E-2,7.3809676999999893E-2,5.9851571999999999E-2,3769.3259029357,5592.7800969657101,6834.2211595198796,7912.3531290118899,9775.4958724384305,0.79016725183002545,0.84281021570319758,0.86643552523699496,0.59988018522250319,0.78806443008568561,null,108,"hydclass1",395.24353710000003,1115.63788526555,null,null,0.60859662266687031,null,31.600364052794916,null,4,1,36.630212,36.630212,0,0,0,0,4481.5037455617503,500000,500000,500000,500000,0.77785264026886403,0.90092552418235705,0.85420759810997005,0.551711413825001,0.74561261129277101,null,72,"hydclass2",275.53483399999902,3429.3130466756302,null,null,0.67133731595394897,null,77.943984036606679]
[null,"X",null,null,null,null,"Current Costs",null,null,null,null,null,null,null,null,null,null,null,null,null,null,null,null,null,null,null,null,null,null,null,null,5,198,56.888257177999982,13.1126623,14.772061146,10.203515228000001,9.4051998579999907,9.3948186459999903,2196.7986627934401,2445.23758877814,2855.3513188823599,3982.1274928223002,6526.1338827947702,0.65656005190479561,0.79699338045337131,0.40838059151765854,0.4403059147225647,0.84909486167141479,null,108,"hydclass2",318.90130329999897,1163.96005450436,null,null,0.60859662266687031,null,32.730301066613286,null,5,429,1905.6719350000001,392.28199399999897,388.11777000000001,374.06126799999998,380.87177600000001,377.023371,4366.3621336745,5452.5537615109397,6068.9261516834003,6818.40048759602,7997.6075833902796,0.69665627591345403,0.829387385001358,0.508949983320507,0.49686920592248401,0.84688686291233095,null,72,"hydclass3",252.73692700000001,3470.7211170894898,null,null,0.67133731595394897,null,78.821755699553805]
[null,null,null,null,null,null,null,null,null,null,null,null,null,null,null,null,null,null,null,null,null,null,null,null,null,null,null,null,null,null,null,6,67,49.174233430999884,20.3644536299999,11.472094370000001,6.9383370360000001,5.39063140599999,5.0087169889999901,2011.36498163799,2256.5052309126299,2496.46576446571,3525.1808636081701,5813.3207702228301,0.68320109625559622,0.8523426341367385,0.57534843927732893,0.44128444594565058,0.75918733278928707,null,72,"hydclass1",146.493804799999,1357.74059885974,null,null,0.68512294084075742,null,33.400005046803187,null,6,247,747.77945599999998,154.12356,144.87570700000001,146.48025000000001,143.87950199999901,143.354782999999,5714.2637332527902,6188.5116848470198,6748.2292633668003,7372.2568309562903,8245.5275775351001,0.59049794595862704,0.82045207452019897,0.337488093869872,0.241499936144698,0.79012000060029897,null,3,"hydclass1",356.96346199999903,3675.6031097694099,null,null,0.69059451392636795,null,80.920822939796935]
[null,null,null,null,null,null,null,"*** NOTE: Hydropower project costs and performance parameters are location specific. Numbers in this section are example cases. Location specific data are located to the right.",null,null,null,null,null,null,null,null,null,null,null,null,null,null,null,null,null,null,null,null,null,null,null,7,72,9.5243511189999808,2.5168576659999902,1.9427933230000001,1.679081517,1.705167028,1.6804515849999899,3829.21747302517,4034.1172524464901,4550.5106873853601,5670.5181745079099,8098.2681048643999,0.66931683942298936,0.8478045741397342,0.66176919940654566,0.50533042800825345,0.62162247969196704,null,81,"hydclass2",147.25781939999899,1356.3409399335201,null,null,0.68321382056820201,null,33.456664407646585,null,7,3,99.875691000000003,47.645864000000003,38.505706000000004,13.724121,0,0,4314.35195008145,4448.9283830224904,5214.4003580511799,500000,500000,0.73020110087941503,0.87468615424553897,0.94257223109119603,0.631007609864501,0.51102989011137601,null,41,"hydclass1",93.730265000000003,3928.9776697665502,null,null,0.71914556237512195,null,82.828944833474452]
[null,null,null,null,null,null,null,null,null,null,null,null,null,null,null,null,null,null,null,null,null,null,null,null,null,null,null,null,null,null,null,8,38,5.7990131069999986,2.6896291620000001,0.95309464300000002,0.82331094199999899,0.72481918199999895,0.60815917799999997,3022.5482824186902,3731.03904697805,5339.0255428056698,6018.9175162684896,8853.0135065172399,0.75794656089785339,0.89959186382743683,0.68212864429391473,0.59636236924986208,0.78961700320907102,null,90,"hydclass1",241.7081373,1229.53621218324,null,null,0.58741100605384744,null,35.40243478166969,null,8,50,93.253384999999994,19.994315,15.398914999999899,14.55897,14.5625,12.711874,5911.5784001828497,7281.9443425008503,7971.5764337696201,8300.8111112707902,8591.6569648267196,0.71994969535013398,0.87841779323610003,0.54524713730852503,0.53915294379573098,0.83008164221435299,null,41,"hydclass2",93.136566000000002,3932.3278590782902,null,null,0.71914556237512195,null,82.895241225665842]
[null,null,null,null,null,null,null,"Techno-Economic Cost and Performance Parameters",null,"Net Capacity Factor (%)","NPD 1",0.65103313838999499,null,null,"Basis Year:",null,2013,null,null,null,null,null,null,null,null,null,null,null,null,null,null,9,220,134.38902446799977,35.182567820000003,25.32436512,27.137254317,23.887889571999899,22.856947638999898,1803.1821853634899,2362.6816465643701,2718.5351838541001,3341.7011020350701,5376.29643879173,0.6428808404293177,0.8437446591671306,0.59313132203853747,0.44891094446821633,0.62562794521041076,null,90,"hydclass2",228.34313309999899,1243.4545515459699,null,null,0.58741100605384744,null,35.739630998301195,null,9,410,1058.355395,189.81937099999899,179.17764399999899,176.69509599999901,180.105188999999,178.12957499999999,5677.2989445796302,6176.6614613932998,6862.2454415885904,7358.5008899669101,8089.3995906240298,0.65714858337162696,0.85396120854843205,0.61835412361562603,0.43524159195765799,0.65251838837554099,null,45,"hydclass1",65.209909999999894,3816.4636966132998,null,null,0.69012917240272798,null,83.878240280380666]
[null,null,null,null,null,null,null,null,null,null,"NPD 2",0.63911594896057733,null,null,null,null,null,null,null,null,null,null,null,null,null,null,null,null,null,null,null,10,61,67.633593543999865,54.259713519999899,3.9297120890000001,3.1248048749999899,3.2500534299999901,3.06930962999999,1653.9788198277299,3445.4431489010299,3885.0480672572198,4298.0172477176402,6714.9536865984001,0.70305491623649685,0.85945740830660122,0.79883605950454606,0.61236130823233625,0.55581782728552886,null,71,"hydclass1",94.922687139999894,1479.8499349671599,null,null,0.68364214902193954,null,36.008417681237546,null,10,40,161.27505300000001,35.938232999999997,41.722023999999898,28.838251999999901,29.17306,25.603484000000002,4964.5265180004699,5175.0331160033902,6000.53260615627,6831.7563431282897,7349.4713076332,0.71758536849510801,0.87858846354588205,0.84315099022985596,0.61552283562743304,0.55443551780292999,null,122,"hydclass1",300.13076699999903,3462.22394004649,null,null,0.62210964185539697,null,84.651701338604127]
[null,null,null,null,null,null,null,null,null,null,"NPD 3",0.62172119363624345,null,null,"Hydropower",null,null,null,null,null,null,null,null,null,null,null,null,null,null,null,null,11,11,1.6803698809999978,0.44968929800000002,0.53895896499999896,0.22894088300000001,0.26708848899999899,0.19569224599999999,4349.3992776323203,4823.3413401017997,4995.4719208035403,5543.6078976972203,8845.1599531853699,0.49362838373560602,0.72289254371927969,0.24579813233020914,0.21278524994065773,0.65062412958020477,null,81,"hydclass3",185.31699272999899,1486.9622142666501,null,null,0.68321382056820201,null,36.177451913194496,null,11,0,0,0,0,0,0,0,0,0,0,0,0,0,0,0,0,0,null,54,"hydclass3",148.37455499999999,3902.40909161742,null,null,0.68862194088625095,null,85.832090068520202]
[null,null,null,null,null,null,null,null,null,null,"NPD 4",0.60533676473420561,null,null,"Example projects are representative of the range of",null,null,null,"Available","Available",null,null,null,null,null,null,null,null,null,null,null,12,70,13.816940210999981,4.4248240189999999,3.1662494080000001,2.0969224739999901,2.1009916980000001,2.0279526119999902,3144.2906714986898,3650.45337063738,4370.8128693797398,5311.7654789538401,8180.7838704496098,0.62860880690574084,0.81443409390848975,0.69327525500228504,0.46925548948230211,0.51756962982745958,null,89,"hydclass1",237.559580199999,1233.75549613168,null,null,0.56659733037914373,null,36.710084615875488,null,12,44,57.102431000000003,13.423290999999899,11.944504,11.7768029999999,11.810297,10.059778999999899,6334.0560950180197,7281.1776815572703,7711.5884872522302,8059.3970962558296,8327.9120638835502,0.63995508666013901,0.84706263180028796,0.77531245787199699,0.48415583701925702,0.45986589843040199,null,53,"hydclass1",380.82245499999999,3978.6226644368298,null,null,0.69417248082473304,null,86.729729641870492]
[null,null,null,null,null,null,null,null,null,null,"NPD 5",0.58226122468734443,null,null,"costs from the supply curves shown in the columns",null,null,null,"Capacity","Generation",null,null,null,null,null,null,null,null,null,null,null,13,9,2.5694524349999996,2.2910574430000001,8.6028103999999897E-2,6.7639386999999898E-2,6.63083589999999E-2,5.8419142E-2,3122.2985170064198,7027.7713911724504,8067.9900872645503,9657.9331154567408,13197.208485904801,0.8429558508952627,0.83249010624713971,0.80372528389699738,0.84380433015840095,0.88062439802425097,null,77,"hydclass1",68.753152349999894,1577.84622000173,null,null,0.70933210430321458,null,36.7677836741126,null,13,1,16.577736000000002,16.577736000000002,0,0,0,0,5466.0458556701997,500000,500000,500000,500000,0.72363024281124,0.89309757503105802,0.85156861745152501,0.64481347707630998,0.540414685818008,null,4,"hydclass1",36.630212,4481.5037455617503,null,null,0.77785264026886403,null,86.889238690124955]
[null,null,null,null,null,null,null,null,null,null,"NSD 1",0.6756528495520755,null,null,"to the right.",null,null,null,"(GW)","(GWh)",null,null,null,null,null,null,null,null,null,null,null,14,7,0.3884429839999986,8.20550629999999E-2,8.1959572999999897E-2,0.120683394999999,5.4116673999999899E-2,4.96282789999999E-2,6173.8892451945303,6175.3790753840303,6572.7988299445697,7739.6464151801802,10304.9229451262,0.6800460001721782,0.92021644743810471,0.7091831678738939,0.42049849054800215,0.60551193212016852,null,34,"hydclass1",78.864013869999894,1535.3739661503901,null,null,0.67646875382536364,null,37.529806770322494,null,14,72,541.48798399999998,108.739296999999,115.288059,112.025856,107.63762499999901,97.797146999999995,4883.6975177628001,5287.8925376505604,5892.7483546047897,6235.4092201720296,7163.6537317218799,0.64909926796523298,0.91086192324933501,0.751116134583662,0.39272876464412199,0.50452087808804602,null,7,"hydclass1",47.645864000000003,4314.35195008145,null,null,0.73020110087941503,null,89.126260177327097]
[null,null,null,null,null,null,null,null,null,null,"NSD 2",0.67494540941846493,null,null,"Non-Power Dams (NPD 1)",null,null,null,7.8222484724769794,{"$f":"ROUND(S20*8760*L14,-2)","v":44600},null,null,null,null,null,null,null,null,null,null,null,15,73,6.4634303859999891,3.3556873409999901,0.82667989600000003,0.77743302299999895,0.75775427200000001,0.745875854,2890.3013989979299,5328.3443760957498,6455.4332746916398,7367.7743273904298,10041.0517507603,0.64302037030127879,0.80138163309220622,0.80254093621633094,0.49408202460899286,0.47502187209019364,null,70,"hydclass1",157.78261190000001,1533.7619479949501,null,null,0.67380814126912547,null,37.633329554668229,null,15,589,2104.884716,424.388499999999,425.93756400000001,418.36656900000003,422.999639,422.273158999999,4666.0864758092303,5238.9404872016003,6402.8195165186298,6808.6629495341103,8135.2876269852204,0.67129636431752704,0.84809457611710604,0.83885062155766199,0.51764456217718602,0.48946066471081101,null,72,"hydclass4",193.25633699999901,4007.6070996378198,null,null,0.67133731595394897,null,90.202708663658086]
[null,null,null,null,null,null,null,null,null,null,"NSD 3",0.65535244187484809,null,null,"Non-Power Dams (NPD 2)",null,null,null,3.2399406513195927,{"$f":"ROUND(S21*8760*L15,-2)","v":18100},null,null,null,null,null,null,null,null,null,null,null,16,36,5.313747401999998,1.839481065,1.1239290200000001,0.92079658999999903,0.727187111,0.70235361599999901,3751.9031012444798,4154.4175712855404,4621.0439425218101,5990.8608516826498,8543.8166371440802,0.77269739335731868,0.83208384662307433,0.62197691602436922,0.81944121498220646,0.81895771333609768,null,85,"hydclass1",325.86881529999903,1329.3966577047499,null,null,0.58997491745498964,null,37.669054090074226,null,16,109,951.00296000000003,200.79022699999899,203.402728,196.71221700000001,182.71632899999901,169.724323,4814.0721086618996,4886.7518345115504,4996.6695507407303,5333.6133319639703,6491.76592193326,0.67801495745014395,0.73443219105042801,0.96209629093351101,0.65006520162372405,0.434897092473298,null,40,"hydclass1",102.236882999999,4289.7067440572,null,null,0.70989436718244903,null,91.104738517942366]
[null,null,null,null,null,null,null,null,null,null," NSD 4",0.65799037471928068,null,null,"Non-Power Dams (NPD 3)",null,null,null,0.66475013599099797,{"$f":"ROUND(S22*8760*L16,-2)","v":3600},null,null,null,null,null,null,null,null,null,null,null,17,85,31.218182267999978,8.1213532930000003,6.7014600929999899,6.9257289379999998,5.398657,4.0709829439999901,2418.64337272896,2864.6569853608798,3303.5228713156698,3760.7985727288801,6597.5688586341103,0.73577869083005698,0.80588725663284133,0.82911959016769565,0.65651232759328704,0.65076137648610666,null,85,"hydclass2",301.02731679999903,1350.32453461511,null,null,0.58997491745498964,null,38.173865282476619,null,17,249,1003.238949,216.241174999999,207.706719999999,198.404191999999,195.888429999999,192.39828999999901,4700.6408923992803,5426.5213622229903,6102.3186549452403,6750.7752968004797,8203.3051026238008,0.70080184557039804,0.85026840882897703,0.82188700255039304,0.54167706702960206,0.579324252268827,null,54,"hydclass4",87.946258,4175.8428751646798,null,null,0.68862194088625095,null,91.482873550428991]
[null,null,null,null,null,null,null,null,null,null,"NSD 5",0.62154797216830626,null,null,"Non-Power Dams (NPD 4)",null,null,null,0.2485599639109996,1300,null,null,null,null,null,null,null,null,null,null,null,18,111,34.720766428999994,12.04315813,7.259839361,7.6263708230000002,4.0260542260000003,3.7653438889999902,2234.6144906680702,2473.8154275066299,2807.6155725045001,4602.2791133627898,8582.1628010449294,0.63518485138093261,0.71572368698278344,0.91014832855962857,0.55153780477194292,0.40515340115850673,null,10,"hydclass1",54.259713519999899,1653.9788198277299,null,null,0.70305491623649685,null,38.613102547893611,null,18,259,685.68582600000002,139.08660899999899,138.93003199999899,137.92479900000001,139.40885599999899,134.68271100000001,5366.1080001374703,6022.7303949253701,6284.2420395699801,6857.8674685313099,7588.8158132510598,0.676490457762983,0.74936986084452195,0.91651024334036701,0.62285598602035996,0.468472018014572,null,7,"hydclass2",38.505706000000004,4448.9283830224904,null,null,0.73020110087941503,null,91.749052360086694]
[null,null,null,null,null,null,null,null,null,null,null,null,null,null,"Non-Power Dams (NPD 5)",null,null,null,8.5734180539699889E-2,400,null,null,null,null,null,null,null,null,null,null,null,19,14,17.823517710999901,16.7793250799999,0.28905772299999899,0.271274081,0.24503478300000001,0.23882604399999999,2090.8726611945199,4761.7953407266004,6369.5725707670299,9141.57845716665,14158.7203013535,0.64694845938597445,0.76365562721786595,0.91139163222618902,0.50803123300539854,0.42535096827859009,null,70,"hydclass2",132.53536957,1589.44665257619,null,null,0.67380814126912547,null,38.809409967757055,null,19,5,5.9120970000000002,1.2065980000000001,2.3884979999999998,1.2852539999999899,1.03174699999999,0,6145.9724902482403,7079.1003267941996,7795.1638633028797,8198.03210028375,500000,0.64170588559286001,0.75945931696596403,0.91598402392745304,0.50405008266227302,0.41473337768072999,null,85,"hydclass1",138.56330800000001,3952.7840852628001,{"$f":"SUM(CD6:CD25)","v":3636.9320689999904},"MW in bin",0.65028817747938705,null,91.835642139130641]
[null,null,null,null,null,null,null,null,null,"Annual Energy Production (kWh/kW)","NPD 1",{"$f":"L14*8760","v":5703.050292296356},null,null,"New Stream-Reach Development (NSD 1)",null,null,null,3.63693206899999,21500,null,null,null,null,null,null,null,null,null,null,null,20,26,1.3931654949999981,0.32179892199999899,0.27150053400000002,0.26745497499999898,0.26815841299999998,0.26425265100000001,6178.0782736205601,7572.6454963313299,9146.9573918792703,11102.0476456252,15595.8919537698,0.65131521633423239,0.73548805524861882,0.7710962902401356,0.58815479657523828,0.52705690539761607,null,115,"hydclass1",184.2538078,1487.8382210767099,null,null,0.6318078319422139,null,38.921833975094344,null,20,68,471.93833899999998,105.862555999999,91.662764999999894,94.983697999999904,96.171903999999898,83.257416000000006,4481.2465115905297,4606.9051045680599,4689.3299159912904,5139.05922765378,6547.8273353478999,0.68773605919214797,0.74227519411028797,0.94012376231619998,0.65970498126909805,0.47135751533822501,null,122,"hydclass2",312.62419899999901,3839.7732644957,{"$f":"SUMPRODUCT((CD6:CD25*1000),CE6:CE25)/(SUM(CD6:CD25)*1000)","v":3706.4584126225836},{"$f":"CF25-(CF25-CF25/$S$44)-L109","v":3567.6680132857227},0.62210964185539697,{"$f":"SUMPRODUCT((CD6:CD25*1000),CH6:CH25)/(SUM(CD6:CD25)*1000)","v":0.6756528495520755},93.288327397801751]
[null,null,null,null,null,null,null,null,null,null,"NPD 2",{"$f":"L15*8760","v":5598.655712894657},null,null,"New Stream-Reach Development (NSD 2)",null,null,null,13.525741956999983,80000,null,null,null,null,null,null,null,null,null,null,null,21,37,6.8202588609999895,1.9518456479999899,1.487115296,1.484888344,0.96577211900000004,0.93063745399999898,3225.3428426117298,3408.3088211853201,3867.22430779757,5284.8309946129702,9482.0092853214392,0.64004321775602768,0.735101638613469,0.86209391088850951,0.57882310149430105,0.42804640630053442,null,80,"hydclass1",51.98473637,1668.14952133409,null,null,0.69903420694676399,null,39.108214946095011,null,21,146,331.02398799999997,74.545282999999898,69.499664999999894,66.312340999999904,67.314823999999902,66.520949000000002,5917.61385157532,6398.2237784606496,6960.3631676936802,7374.84418160521,7746.35119873024,0.64439158833026899,0.67143520158931003,0.95467467395646899,0.64612078177005705,0.38871665977312497,null,35,"hydclass1",121.477813999999,4405.0848531397396,null,null,0.70851861954811202,null,93.593860885887025]
[null,null,null,null,null,null,null,null,null,null,"NPD 3",{"$f":"L16*8760","v":5446.2776562534928},null,null,"New Stream-Reach Development (NSD 3)",null,null,null,8.4313218579999774,48400,null,null,null,null,null,null,null,null,null,null,null,22,11,0.47371868299999986,0.11012142900000001,9.2360592000000005E-2,8.9939378999999903E-2,9.2083229000000003E-2,8.9214053999999904E-2,7111.8031297092703,9029.0389801220208,9971.5284127266495,11864.668840976499,16521.988066823898,0.61199378950623384,0.72225978601632368,0.80342401475289771,0.56158175797467214,0.4063189222539092,null,58,"hydclass1",186.976401799999,1293.6483189113301,null,null,0.55145594255348263,null,39.189792863076008,null,22,0,0,0,0,0,0,0,0,0,0,0,0,0,0,0,0,0,null,5,"hydclass1",392.28199399999897,4366.3621336745,null,null,0.69665627591345403,null,94.35071527872276]
[null,null,null,null,null,null,null,null,null,null,"NPD 4",{"$f":"L17*8760","v":5302.7500590716409},null,null,"New Stream-Reach Development (NSD 4)",null,null,null,7.3776621379999847,42500,null,null,null,null,null,null,null,null,null,null,null,23,6,0.32782735599999968,6.9365658999999899E-2,6.8651520999999993E-2,6.4556158999999905E-2,6.37833339999999E-2,6.1470682999999998E-2,7348.7414952359904,9274.3062068324707,11066.3977176387,13042.282835498399,18040.667206928199,0.61993653709298169,0.78342946617153486,0.66086887199135547,0.52458144753563318,0.51168263509698464,null,77,"hydclass2",46.200151669999897,1707.8241715955501,null,null,0.70933210430321458,null,39.37548244984351,null,23,0,0,0,0,0,0,0,0,0,0,0,0,0,0,0,0,0,null,35,"hydclass2",116.626142,4453.6313460090696,null,null,0.70851861954811202,null,94.568949183027314]
[null,null,null,null,null,null,null,null,null,null,"NPD 5",{"$f":"L18*8760","v":5100.6083282611371},null,null,"New Stream-Reach Development (NSD 5)",null,null,null,3.6612413479999901,19900,null,null,null,null,null,null,null,null,null,null,null,24,38,37.651239137999994,30.216884790000002,3.8026750470000001,1.81928291699999,0.92713794000000005,0.88525844399999998,1858.79434378777,2818.2061208043701,3758.6511969715398,6356.4497843975396,11287.716587299201,0.64417669676880984,0.84207373269450847,0.82686132380081434,0.47420440347349052,0.43880055733925755,null,94,"hydclass1",55.079254429999899,1649.04824285567,null,null,0.6844703016323318,null,39.485966807593122,null,24,296,1256.5452869999999,254.64266000000001,260.79449199999999,245.21269100000001,249.886370999999,246.00907299999901,4450.4283668979497,4769.4749631694203,4976.0840324484398,5357.0029642940099,6355.8876576802404,0.64165477969687501,0.85821448103848297,0.84224915032249104,0.45283684324094797,0.42180716954334502,null,52,"hydclass1",100.482005,4581.2043339447,null,null,0.72427527730525698,null,95.076759022774411]
[null,null,null,null,null,null,null,null,null,null,"NSD 1",5918.718962076181,null,null,null,null,null,null,null,null,null,null,null,null,null,null,null,null,null,null,null,25,78,12.67983800299997,3.95814032799999,2.6294886549999998,2.1991027889999901,2.0292324509999902,1.86387378,2795.4979001001102,3793.6994214414799,4327.89491581114,5431.6062514146297,8797.3065239345106,0.68819857788879357,0.80265265064794544,0.85686275253503408,0.45613068310618304,0.58910841705608286,null,70,"hydclass3",115.47531213999901,1633.4127533657399,null,null,0.67380814126912547,null,39.737989375106544,null,25,91,391.451233,81.054507000000001,82.625783999999896,77.055201999999994,77.486797999999894,73.228941999999904,5276.6840804943104,5477.9608734559397,5888.48705396683,7091.16903420569,7573.3392527564001,0.68895717774432097,0.84849641930508701,0.81390057804638605,0.63738349602780398,0.50168426171580605,null,35,"hydclass3",111.65544800000001,4505.5103967729301,null,null,0.70851861954811202,null,95.610974101341171]
[null,null,null,null,null,null,null,null,null,null,"NSD 2",5912.521786505753,null,null,"Financial Assumptions:",null,null,null,null,null,null,null,null,null,null,null,null,null,null,null,null,26,28,26.959574111000002,19.783108670000001,4.8657850910000002,0.98160589700000001,0.670197138999999,0.65887731400000005,2023.0565690810299,2681.44346956351,3708.7119906119401,5725.4273830417396,9013.3823939938702,0.69826963335449199,0.78886094463288325,0.82886866380765545,0.65694640929684012,0.54969663410749048,null,85,"hydclass3",229.45768179999899,1423.52595884474,null,null,0.58997491745498964,null,39.939591371615677,null,26,50,134.343422,35.9636029999999,29.236028999999899,22.8535339999999,24.2409649999999,22.049291,5815.6297607240303,5935.8074683304103,6700.6589408119298,7392.1814989630502,8132.9729750599499,0.69270844239432405,0.87119834477768698,0.82882864102738296,0.56616636762424299,0.52057456743831698,null,38,"hydclass1",40.425255999999898,4417.5731396904503,null,null,0.69424050135218196,null,95.719432159882302]
[null,null,null,null,null,null,null,null,null,null,"NSD 3",5740.8873908236692,null,null,"Inflation Rate",null,null,null,2.5000000000000001E-2,null,null,null,null,null,null,null,null,null,null,null,null,27,1,3.82025969899999,3.8121678129999901,5.6325760000000002E-3,1.02248399999999E-3,8.9790799999999902E-4,5.3891799999999902E-4,2816.7876365915899,10821.584792625301,15581.654722622799,16024.201695296601,20760.564564008801,0.5438238833555038,0.66306806956283293,0.42379324323070738,0.56057006018267319,0.5359149007695494,null,50,"hydclass1",134.85522409999899,1380.21444647572,null,null,0.57106395956946499,null,40.093788772770893,null,27,3,34.324165999999998,18.552109000000002,9.8489909999999892,5.9230660000000004,0,0,5374.9074042432103,5595.9218084919903,6444.7742843277301,500000,500000,0.72368811348866802,0.89315935190234597,0.85164241077474301,0.64489539478783897,0.54044521795518696,null,77,"hydclass1",27.850301000000002,4667.6745487682301,null,null,0.72710016743049999,null,96.410248826572555]
[null,null,null,null,null,null,null,null,null,null," NSD 4",{"$f":"L22*8760","v":5763.995682540899},null,null,"Economic Lifetime (Years)",null,null,null,20,null,null,null,null,null,null,null,null,null,null,null,null,28,27,61.6379636546,25.1665843,17.068806030000001,11.129581890000001,4.6210988220000004,3.6518926126000002,1927.97211474407,2083.7215261330598,2270.2753164872802,2709.4909680067699,4620.6920322222004,0.71733769600936159,0.81590141811594474,0.72479087614368598,0.64525748320201526,0.6726988452483269,null,69,"hydclass1",44.259898800000002,1722.4920332525101,null,null,0.6916433076338383,null,40.615516580715216,null,28,102,296.849828,62.425946999999901,71.385069000000001,56.423437999999898,54.274621999999901,54.167802000000002,4962.0568572459497,5187.5324159761603,5540.5253581998004,6642.0079777271903,8077.8534916375902,0.70600219695025701,0.82458896993476904,0.74674440410176801,0.63106189066581797,0.62670224443137201,null,40,"hydclass2",90.038423999999907,4556.9924449320397,null,null,0.70989436718244903,null,96.462943781774541]
[null,null,null,null,null,null,null,null,null,null,"NSD 5",{"$f":"L23*8760","v":5444.7602361943627},null,null,"Interest Rate - Nominal",null,null,null,0.08,null,null,null,null,null,null,null,null,null,null,null,null,29,3,0.2480320499999997,6.3212685000000005E-2,6.3064949999999897E-2,5.2528591999999902E-2,3.9612451999999902E-2,2.9613370999999999E-2,6517.1862645043102,6520.3533230233797,6772.7942165539798,10420.3826219004,13639.058192877301,0.60387443184294354,0.71199623253702482,0.58371434035147862,0.61497803002300111,0.53079280681772323,null,66,"hydclass1",152.01475110000001,1347.8183746299901,null,null,0.53997884840731492,null,41.393229267599082,null,29,0,0,0,0,0,0,0,0,0,0,0,0,0,0,0,0,0,null,45,"hydclass2",75.654956999999897,4459.06217871646,null,null,0.69012917240272798,null,97.129179462511416]
[null,null,null,null,null,null,null,null,null,null,null,null,null,null,"Calculated Interest Rate - Real",null,null,null,{"$f":"(1+S34)/(1+S32)-1","v":5.3658536585366123E-2},null,null,null,null,null,null,null,null,null,null,null,null,30,1,6.4853057999999894E-2,6.0980289999999902E-2,1.938681E-3,1.0200109999999899E-3,6.1481000000000003E-4,2.9926600000000002E-4,6566.0283107320602,13581.515263503699,15589.7850611678,20145.964802963001,26623.899779762902,0.67873041208554186,0.58310270544188347,0.66959305685319859,0.69447865894243832,0.75104591282509559,null,58,"hydclass2",269.21282509999998,1380.28003796245,null,null,0.55145594255348263,null,41.42544105295049,null,30,0,0,0,0,0,0,0,0,0,0,0,0,0,0,0,0,0,null,33,"hydclass1",248.33835999999999,4597.1947861830704,null,null,0.709136833790458,null,97.369903016844333]
[null,null,null,null,null,null,null,null,null,"CAPEX ($/kW)","NPD 1",{"$f":" $S$44*(L58 + L104)","v":1422.2269072804152},null,null,"Interest During Construction  - Nominal",null,null,null,0.08,null,null,null,null,null,null,null,null,null,null,null,null,31,48,67.80639200600001,18.61171968,21.989183392000001,16.377173590000002,5.5479467910000002,5.2803685529999997,2047.9247585099099,2273.8410873333901,2414.4624293687002,2611.4594957507802,5328.7293065940503,0.6624239572374061,0.8471029014981365,0.87987419597347527,0.61452472948532022,0.37847246253735739,null,69,"hydclass2",38.923264289999899,1767.1948517952201,null,null,0.6916433076338383,null,41.535309535354152,null,31,164,680.74742600000002,142.90244799999999,137.338784,137.503065999999,134.315045999999,130.582855999999,5459.4646850312301,5785.9186486715698,6162.0039504019896,6538.9978550990299,7392.9012754487603,0.66111788947974803,0.85070204939486405,0.86100162383290302,0.60489680500794396,0.39466724318084301,null,39,"hydclass1",168.26283000000001,4422.2085972273999,null,null,0.68240075044688697,null,97.430175872602376]
[null,null,null,null,null,null,null,null,null,null,"NPD 2",{"$f":" $S$44*(L59 + L105)","v":2579.0824434293063},null,null,"Rate of Return on Equity - Nominal",null,null,null,0.13,null,null,null,null,null,null,null,null,null,null,null,null,32,13,1.739446558,0.53511900800000001,0.38077753600000003,0.38407993800000001,0.23639301800000001,0.203077058,4197.37986770716,4500.1102834794601,5150.9500026901196,6566.4597696800001,12073.552569003599,0.68095648671600273,0.76318891862898497,0.80256280305862393,0.60144593681338643,0.56509796547237567,null,58,"hydclass3",247.5146718,1403.9207101614099,null,null,0.55145594255348263,null,42.035520439437477,null,32,2,4.359693,2.2000649999999902,2.1596280000000001,0,0,0,5576.6885917088002,5592.9336948437303,500000,500000,500000,0.66980643036606402,0.79339137011166405,0.76090151509704296,0.61863480193989995,0.53600778404070604,null,97,"hydclass1",66.5055329999999,4496.8408758513697,null,null,0.69228500613722199,null,97.611691519476764]
[null,null,null,null,null,null,null,null,null,null,"NPD 3",5234.6060219852325,null,null,"Calculated Rate of Return on Equity - Real",null,null,null,{"$f":"(1+S37)/(1+S32) - 1","v":0.10243902439024399},null,null,null,null,null,null,null,null,null,null,null,null,33,139,78.909485150999799,29.122699130000001,17.8075451099999,15.056981196999899,8.9577095999999994,7.9645501139999997,1872.5380318135501,2066.11585242718,2444.0961607386898,3094.85822737648,6879.4151347688603,0.66860241669463627,0.7453385265436383,0.89363716773201707,0.6621064023463934,0.4405465001938127,null,81,"hydclass4",71.385934539999894,1776.6922946003201,null,null,0.68321382056820201,null,42.212410510695356,null,33,352,1216.1594930000001,248.33835999999999,245.79419100000001,243.840733,242.910752999999,239.22103499999901,4597.1947861830704,4741.7746785503996,5531.9284179084298,6385.5069793938001,7373.1565800928302,0.709136833790458,0.77677655264374201,0.94183296731043697,0.70515342174311102,0.48528869882433601,null,20,"hydclass1",105.862555999999,4481.2465115905297,null,null,0.68773605919214797,null,97.916851254153258]
[null,null,null,null,null,null,null,null,null,null,"NPD 4",7439.0177853583691,null,null,"Debt Fraction",null,null,null,0.5,null,null,null,null,null,null,null,null,null,null,null,null,34,76,92.744269551999878,78.864013869999894,5.412658006,3.0183238210000001,2.7432678770000001,2.7060059779999901,1535.3739661503901,2624.48334865994,3899.5045918542701,4915.7332736149501,8522.5477583012707,0.67646875382536364,0.78249318302456505,0.86976188008131539,0.57033291366224981,0.50094521176181184,null,46,"hydclass1",33.557125910000003,1820.2863501678801,null,null,0.69514233245952528,null,42.426677740106456,null,34,266,856.58040900000003,172.908421,177.13925699999999,168.29305599999901,171.045007999999,167.19466699999899,4850.0766097496098,5278.4766084682296,6294.3429647610301,7206.2207452216699,7761.5797374990398,0.710352399997213,0.78930001315649601,0.91868733435094296,0.57448071497484499,0.56408283640341805,null,2,"hydclass1",278.42215900000002,4406.9406273772001,null,null,0.67510458810169105,null,98.132230437703342]
[null,null,null,null,null,null,null,null,null,null,"NPD 5",{"$f":" $S$44*(L62 + L108)","v":9453.4911580511452},null,null,"Tax Rate (Federal and State)",null,null,null,0.4,null,null,null,null,null,null,null,null,null,null,null,null,35,34,2.967593899699998,0.72928055999999997,0.58946337899999901,0.55253362299999997,0.54873336800000005,0.54758296969999898,4539.9523628103198,5066.9317656489002,6715.5442942939899,9682.1158593710006,14026.7784833484,0.65337267954649481,0.82739736260957741,0.71494673924969732,0.50051176350770388,0.55045065784535441,null,46,"hydclass2",31.65710726,1841.5914706083599,null,null,0.69514233245952528,null,42.862839521624309,null,35,46,539.01288999999997,121.477813999999,116.626142,111.65544800000001,97.245754000000005,92.007731999999905,4405.0848531397396,4453.6313460090696,4505.5103967729301,4730.2609602850398,6120.5288451429196,0.70851861954811202,0.77858870449457795,0.92845210511466403,0.67096139160814094,0.51014233867175096,null,36,"hydclass1",81.367441999999997,4660.5069630629596,null,null,0.71178147769064004,null,98.283954577367226]
[null,null,null,null,null,null,null,null,null,null,"NSD 1",3706.4584126225836,null,null,"WACC - Nominal",null,null,null,{"$f":"IF(S40>0,S39*S34*(1-S40)+(1-S39)*S37,S39*S34+(1-S39)*S37)","v":8.8999999999999996E-2},null,null,null,null,null,null,null,null,null,null,null,null,36,30,2.0506466309999949,0.58147162099999905,0.39008149399999897,0.36807820499999899,0.35809037399999899,0.35292493699999899,4756.06710948618,5570.6878453366999,6726.9498294227196,8334.6668827131307,13968.0083012206,0.57552966584260667,0.80261387632736247,0.66012799812701672,0.43940688691846336,0.40576852110680889,null,1,"hydclass1",26.266816510000002,1911.5536993701501,null,null,0.71361850400965132,null,43.217926492859277,null,36,8,222.56875600000001,81.367441999999997,44.197933999999897,42.955848000000003,39.175694999999898,14.8718369999999,4660.5069630629596,4753.1750928628398,4771.5559059267698,4943.5108143861898,5890.30843607926,0.71178147769064004,0.81450644620763002,0.90184548227109196,0.62448257263955598,0.53658894131454904,null,92,"hydclass1",117.296748999999,4275.0899469477599,null,null,0.65411884864708303,null,98.325697417848872]
[null,null,null,null,null,null,null,null,null,null,"NSD 2",4843.8469962742101,null,null,"WACC - Real",null,null,null,{"$f":" ((1+((1-S39)*((1+S38)*(1+S32)-1)) + (S39*((1+S35)*(1+S32)-1)*(1-S40))) / (1+S32)) - 1","v":6.2439024390243958E-2},null,null,null,null,null,null,null,null,null,null,null,null,37,118,33.641842145999995,7.4247368539999901,7.2837522850000003,6.5697211769999999,6.2811239030000001,6.082507927,2462.6627958476001,2472.1792595448801,4064.7928712698499,4716.0329295294196,6516.8849166339996,0.56054811387596826,0.8097922873767065,0.69605180211827222,0.45015452117291627,0.32169212274182046,null,28,"hydclass1",25.1665843,1927.97211474407,null,null,0.71733769600936159,null,43.333521099647257,null,37,0,0,0,0,0,0,0,0,0,0,0,0,0,0,0,0,0,null,3,"hydclass2",139.77682999999899,4528.6330502367,null,null,0.69059451392636795,null,98.499188907177427]
[null,null,null,null,null,null,null,null,null,null,"NSD 3",5738.5997361865157,null,null,"Depreciation Period",null,null,null,20,null,null,null,null,null,null,null,null,null,null,null,null,38,87,10.56710234199997,2.473612455,2.3106488419999902,2.0950873169999902,1.873132652,1.8146210759999899,3841.81427513785,4318.2564925831703,4843.5662646216297,6499.3489489443,12439.329784348,0.52663516893288254,0.75901800898520333,0.63647359692787764,0.41917776909658444,0.31888958800190847,null,115,"hydclass2",90.877363309999893,1713.3092655375201,null,null,0.6318078319422139,null,44.000423618086387,null,38,9,58.278295999999997,40.425255999999898,6.6011389999999901,4.4155899999999901,4.5051489999999896,2.3311619999999902,4417.5731396904503,5576.5534921241297,5749.2613451481202,5950.7068200455597,5967.6333730327196,0.69424050135218196,0.83361025516729903,0.84795104209512695,0.60222132327820899,0.52102115609714605,null,130,"hydclass1",70.074554000000006,4510.6699379654701,null,null,0.68779202489126201,null,98.517900978071012]
[null,null,null,null,null,null,null,null,null,null," NSD 4",6713.8403462402675,null,null,"Construction Finance Factor",null,null,null,{"$f":"SUMPRODUCT(P53:P55,Q53:Q55)","v":1.0389022742082548},null,null,null,null,null,null,null,null,null,null,null,null,39,14,1.027445461999998,0.46780790100000003,0.16101294299999999,0.14548798299999999,0.12691719299999901,0.12621944199999899,4314.3828253882002,6697.2274514929204,8132.4058287888602,10406.074208121199,14862.377683058499,0.50532935489118758,0.53941974018678118,0.4439047941182378,0.44915927893898805,0.55483880378441142,null,85,"hydclass4",165.06778191999899,1619.7184340143999,null,null,0.58997491745498964,null,44.672042625748666,null,39,70,795.24831600000005,168.26283000000001,163.16878600000001,163.038837999999,152.24526699999899,148.53259499999999,4422.2085972273999,4820.8003599662998,4942.74289137714,4985.4877007941104,5383.15079553542,0.68240075044688697,0.887484273393498,0.88790097202440799,0.50557522213777695,0.461783826221495,null,61,"hydclass1",35.4552949999999,4371.95224907802,null,null,0.66681372220772195,null,98.572198746988036]
[null,null,null,null,null,null,null,null,null,null,"NSD 5",7814.7085059466963,null,null,"Present Value of Depreciation",null,null,null,{"$f":"SUMPRODUCT(O58:AD58,O60:AD60)+SUMPRODUCT(O63:S63,O65:S65)","v":0.47574673593146277},null,null,null,null,null,null,null,null,null,null,null,null,40,59,5.1323994059999967,1.431417932,1.0113305589999999,0.90050383099999898,0.89520587999999901,0.89394120399999899,3912.44045770814,4853.5853505340401,6902.9489737550102,9841.1300327162098,14264.011677889301,0.72323344088956132,0.84711934334150074,0.74076013773244953,0.58539404808035522,0.6848845878842923,null,43,"hydclass1",51.056325979999897,1922.4644932736501,null,null,0.68687585899883186,null,45.021885874974274,null,40,139,459.50644899999998,102.236882999999,90.038423999999907,88.936267999999899,90.997638999999893,87.297235000000001,4289.7067440572,4556.9924449320397,5442.7519463162598,6723.1214275603998,7279.2970631543303,0.70989436718244903,0.87818052376093603,0.90304935960556298,0.57074025751360202,0.50799707851476705,null,61,"hydclass2",34.9953509999999,4378.8859991224399,null,null,0.66681372220772195,null,98.720178059163516]
[null,null,null,null,null,null,null,null,null,null,null,null,null,null,"Project Finance Factor",null,null,null,{"$f":" (1 - S40 * S45) / (1 - S40)","v":1.3495021760456916},null,null,null,null,null,null,null,null,null,null,null,null,41,16,0.90051294199999599,0.18102389099999899,0.18245943100000001,0.18080592199999901,0.17970327799999899,0.17652041999999901,7064.1379751516897,9291.2942026924593,10693.637909152299,12452.538431889099,15807.8609213038,0.6264659166760187,0.75192729119322488,0.73506821788782895,0.50446963580796089,0.50903269435099496,null,33,"hydclass1",29.122699130000001,1872.5380318135501,null,null,0.66860241669463627,null,45.116176050960703,null,41,44,325.13410499999998,93.730265000000003,93.136566000000002,46.7302439999999,46.677810999999899,44.859219000000003,3928.9776697665502,3932.3278590782902,4892.8731336046103,5849.9565772159604,7100.6561933967296,0.71914556237512195,0.88221848710597695,0.86901177957784503,0.59675219305596505,0.54619371007844897,null,81,"hydclass1",51.465138000000003,4267.30857880653,null,null,0.64754306664570305,null,99.125864050287944]
[null,null,null,null,null,null,null,null,null,"Construction Financing Cost ($/kW)","NPD 1",{"$f":"L36-L36/$S$44","v":53.256078561909135},null,null,"Capital Recovery Factor (CRF) - Nominal",null,null,null,{"$f":" S41 / (1 - (1 / (1 + S41)^S33))","v":0.10876693284230318},null,null,null,null,null,null,null,null,null,null,null,null,42,47,5.8411433649999989,1.8950107410000001,1.1493714530000001,0.99975236999999995,0.94281324200000005,0.85419555899999899,3719.88824762889,4136.2362816803497,4774.1078974168804,5954.0798082128204,8555.5753932501702,0.58178177965366151,0.69224893859931735,0.64743619498523186,0.53725591472642831,0.46938818254714582,null,116,"hydclass1",46.993016390000001,1702.0423005600501,null,null,0.61100994282953935,null,45.144150861371578,null,42,13,62.522711999999999,16.751491000000001,14.053649999999999,12.1677499999999,10.8849239999999,8.6648969999999892,4950.8643030518497,5028.1050843823896,5122.1586340284703,5295.0866413785998,6225.0694136396696,0.62416012461769299,0.74228035771277201,0.70552130025438198,0.55959798543226602,0.50926026043432904,null,85,"hydclass2",134.819862999999,4318.6709634789004,null,null,0.65028817747938705,null,99.842798833632173]
[null,null,null,null,null,null,null,null,null,null,"NPD 2",{"$f":"L37-L37/$S$44","v":96.575178350095939},null,null,"Capital Recovery Factor (CRF) - Real",null,null,null,{"$f":" S42 / (1 - (1 / (1 + S42)^S33))","v":8.8918713624039622E-2},null,null,null,null,null,null,null,null,null,null,null,null,43,178,137.6591892029995,51.056325979999897,22.830975769999899,33.471342489999898,15.517641522999901,14.782903439999901,1922.4644932736501,1965.8854812969601,2089.38322735988,3351.3898490147299,5863.2087731281499,0.68687585899883186,0.86747117997408607,0.75804508262978887,0.59564817204202425,0.54023033807000498,null,9,"hydclass1",35.182567820000003,1803.1821853634899,null,null,0.6428808404293177,null,45.27835335287736,null,43,25,101.137485,21.7415219999999,24.432517000000001,22.403141999999999,17.643699000000002,14.916605000000001,4879.3601582330402,4930.8236182709097,5067.3378844112904,5746.0870412863997,6617.7020977919601,0.72375932936813603,0.86045078630545901,0.75071574188132395,0.62908439776702196,0.65267575479474005,null,107,"hydclass1",75.1247469999999,4048.48482082296,null,null,0.61013682657938595,null,99.934220968467329]
[null,null,null,null,null,null,null,null,null,null,"NPD 3",196.01273757403578,null,null,null,null,null,null,null,null,null,null,null,null,null,null,null,null,null,null,null,44,23,7.5546262989999908,1.691982147,1.5516785179999899,1.4663725999999999,1.693055003,1.1515380310000001,3320.17487081533,3379.02395110423,3935.9485576104998,4151.5219825351096,6677.3182852077798,0.58029744185106125,0.84270602160968455,0.72143980464440016,0.4205200904465447,0.35212852765202712,null,96,"hydclass1",24.681900850000002,1935.4816475264099,null,null,0.6866722779395289,null,45.304212572699754,null,44,1,2.1536360000000001,2.1536360000000001,0,0,0,0,7306.0014336838203,500000,500000,500000,500000,0.57806230118628499,0.842829839129692,0.73762120503267004,0.40546272041273301,0.34434739910009599,null,35,"hydclass4",97.245754000000005,4730.2609602850398,null,null,0.70851861954811202,null,100.12523726029323]
[null,null,null,null,null,null,null,null,null,null,"NPD 4",278.55816366042927,null,null,"Construction Duration yrs",null,3,null,null,null,null,null,null,null,null,null,null,null,null,null,null,45,17,5.9769076369999894,1.7982274890000001,1.5201155260000001,1.0841268959999899,0.79649683000000004,0.77794089600000005,3279.4059816706199,3903.9462948647001,4180.1662859906201,5469.7841711580704,14037.265868286901,0.53726844626051562,0.77433778041540147,0.72335916909320552,0.36342390763669646,0.30121686001333697,null,132,"hydclass1",29.26385634,1870.7303517693899,null,null,0.66313793229282259,null,45.426989168477228,null,45,14,258.50535400000001,65.209909999999894,75.654956999999897,49.773412999999998,37.570706999999899,30.296367,3816.4636966132998,4459.06217871646,4747.1213582023602,4818.35264353394,6039.6561294983403,0.69012917240272798,0.85945258989249695,0.86446952285416401,0.56604874631654301,0.49423582128313598,null,36,"hydclass2",44.197933999999897,4753.1750928628398,null,null,0.71178147769064004,null,100.13672268769359]
[null,null,null,null,null,null,null,null,null,null,"NPD 5",353.99124093369392,null,null,"Year","Capital","Accumulated",null,null,null,null,null,null,null,null,null,null,null,null,null,null,46,118,98.545413289999871,33.557125910000003,31.65710726,19.4998082299999,6.9506776639999899,6.8806942259999904,1820.2863501678801,1841.5914706083599,2028.9051706985699,3696.4787703049301,6618.4259791759796,0.69514233245952528,0.91623463641841763,0.75956080072772281,0.61496022166873088,0.51701026508468872,null,116,"hydclass2",44.807680499999897,1718.2736433758,null,null,0.61100994282953935,null,45.522195883667145,null,46,25,69.119246000000004,17.063255000000002,14.002739,12.7219519999999,13.988986000000001,11.342314,5749.4721489979702,6061.0056276361702,6398.64618634821,7039.7354153955403,8161.3365638640298,0.69408612135666903,0.90642939700585001,0.69452140023921205,0.62078866510856101,0.57369035785231604,null,33,"hydclass2",245.79419100000001,4741.7746785503996,null,null,0.709136833790458,null,100.27135377465531]
[null,null,null,null,null,null,null,null,null,null,"NSD 1",138.7903993368609,null,null,"Index","Fraction","Interest",null,null,null,null,null,null,null,null,null,null,null,null,null,null,47,8,28.077498675999802,13.7455918399999,10.6213183699999,1.8480780080000001,0.94859567499999897,0.91391478299999895,2176.12998292885,2291.6799095445299,3261.2686805735698,3734.6359709988701,4778.1920193201404,0.62458331109038678,0.71038423423619768,0.80795643564060893,0.64862236170391963,0.40599625783039989,null,43,"hydclass2",22.830975769999899,1965.8854812969601,null,null,0.68687585899883186,null,45.921505248833213,null,47,5,10.968762,2.2421389999999901,2.219179,2.2244730000000001,2.17798299999999,2.1049880000000001,5185.5555166917702,5192.3495666600702,5535.6829749183198,5549.8732249806599,5615.50446166865,0.60689093317332199,0.66151085332212001,0.84787155806578296,0.66055261428933199,0.356255182615413,null,36,"hydclass3",42.955848000000003,4771.5559059267698,null,null,0.71178147769064004,null,100.50422103216501]
[null,null,null,null,null,null,null,null,null,null,"NSD 2",181.38054824790652,null,null,0,0.8,{"$f":"1+(1-S40)*((1+S36)^(O53+0.5)-1)","v":1.0235382907247959},null,null,null,null,null,null,null,null,null,null,null,null,null,null,48,49,5.8004200679999691,1.3520672629999899,1.313273358,1.1886847469999899,1.01024164199999,0.93615305799999904,4001.17846444821,4346.3774019405,5143.7361136110803,6044.0931573473699,9192.16559840835,0.52739082263983272,0.60296219233823889,0.57782069146116655,0.48188649673779338,0.45392092508181264,null,130,"hydclass1",30.11052218,1860.1038249057799,null,null,0.65165623233594816,null,45.947917985125748,null,48,40,125.477716,26.202345999999899,27.709803000000001,24.691907,24.080883,22.792777000000001,4861.1950204309496,4908.40923587206,4978.20875322764,5109.7709727513802,5311.3017000238397,0.61059746361402101,0.66743526273632903,0.83911399796270703,0.65641490253599499,0.37190947901668803,null,20,"hydclass2",91.662764999999894,4606.9051045680599,null,null,0.68773605919214797,null,100.51705720538277]
[null,null,null,null,null,null,null,null,null,null,"NSD 3",214.88506286953725,null,null,1,0.1,{"$f":"1+(1-S40)*((1+S36)^(O54+0.5)-1)","v":1.0734213539827795},null,null,null,null,null,null,null,null,null,null,null,null,null,null,49,2,8.967731199999987E-2,7.3528661999999897E-2,1.0206242000000001E-2,3.03700199999999E-3,1.52441399999999E-3,1.38099199999999E-3,6315.9180105312398,9543.8583255482608,14309.534916924,18063.237839459001,24139.2869924882,0.40219898757810923,0.59813231896291075,0.38051557158335009,0.24738042728280582,0.34730591624672441,null,26,"hydclass1",19.783108670000001,2023.0565690810299,null,null,0.69826963335449199,null,46.381263685138116,null,49,0,0,0,0,0,0,0,0,0,0,0,0,0,0,0,0,0,null,17,"hydclass1",216.241174999999,4700.6408923992803,null,null,0.70080184557039804,null,100.59664104400098]
[null,null,null,null,null,null,null,null,null,null," NSD 4",251.40349061121287,null,null,2,0.1,{"$f":"1+(1-S40)*((1+S36)^(O55+0.5)-1)","v":1.127295062301402},null,null,null,null,null,null,null,null,null,null,null,null,null,null,50,200,214.7135939029987,134.85522409999899,20.8650627399999,26.503403966999901,17.5825847209999,14.907318374999999,1380.21444647572,2001.61490603883,2177.32652676418,2685.4243019903402,7303.5724619368202,0.57106395956946499,0.7787247114536624,0.55777914535335349,0.34726678744083617,0.5358055934380016,null,24,"hydclass1",30.216884790000002,1858.79434378777,null,null,0.64417669676880984,null,46.421256789441912,null,50,161,619.88415799999996,126.36471599999901,136.816777,118.630375999999,119.756748,118.315541,4353.3221066083997,5054.6821630374197,5311.4312340707302,5702.0929055726801,6821.6966387696302,0.60004354793957104,0.73085504848559701,0.69569629657744403,0.50264535318896297,0.47966630098761198,null,118,"hydclass1",71.864957000000004,4296.9486018710504,null,null,0.64137899904342499,null,100.71033474856419]
[null,null,null,null,null,null,null,null,null,null,"NSD 5",292.62611190990447,null,null,null,null,null,null,null,null,null,null,null,null,null,null,null,null,null,null,null,51,84,124.30158693199981,60.172504410000002,18.710723949999899,17.87072191,15.807741862,11.739894799999901,1620.2640588143599,2045.7508217777699,2064.6512043882399,2781.0495305353702,4814.9651344061904,0.48976125814172311,0.71968622400934745,0.53763353317259166,0.25995577202705256,0.39360091114711621,null,115,"hydclass3",100.3895868,1821.0812987593599,null,null,0.6318078319422139,null,46.427919055620329,null,51,36,280.32626199999999,70.568434999999994,72.763738999999902,49.1906379999999,46.094936999999902,41.708512999999897,4154.1894514475898,4445.5021293198597,4519.4722781108403,5200.7296540324896,6567.5871750218403,0.57781640258853595,0.75446607938619303,0.67874386709999102,0.42518473455695799,0.44617622236930998,null,52,"hydclass2",98.299792999999895,4881.33754491339,null,null,0.72427527730525698,null,100.97398465652186]
[null,null,null,null,null,null,null,null,null,null,null,null,null,"MACRS yr",1,2,3,4,5,6,7,8,9,10,11,12,13,14,15,16,null,52,18,0.90507678599999797,0.20235481899999899,0.20938158500000001,0.16492186,0.167943868999999,0.16047465299999999,5872.2461864605402,6760.2149373951097,7726.78740362592,9290.9593984755193,16453.1231230751,0.46748772085344659,0.50478445393093396,0.59395757167861452,0.39148400259819949,0.38056807300715356,null,28,"hydclass2",17.068806030000001,2083.7215261330598,null,null,0.71733769600936159,null,46.423390415912067,null,52,59,478.05618299999998,100.482005,98.299792999999895,93.412188,99.626706999999996,86.235489999999899,4581.2043339447,4881.33754491339,4903.7940625101,4918.3048146353103,4990.09503147746,0.72427527730525698,0.80699945600709799,0.938889762537225,0.581191228040984,0.57426110080347204,null,43,"hydclass1",21.7415219999999,4879.3601582330402,null,null,0.72375932936813603,null,101.0051678180423]
[null,null,null,null,null,null,null,null,null,"Overnight Capital Cost ($/kW)","NPD 1",1368.970828718506,null,"Depreciation",3.7499999999999999E-2,7.2190000000000004E-2,6.6769999999999996E-2,6.1769999999999999E-2,5.713E-2,5.2850000000000001E-2,4.888E-2,4.5220000000000003E-2,4.462E-2,4.4609999999999997E-2,4.462E-2,4.4609999999999997E-2,4.462E-2,4.4609999999999997E-2,4.462E-2,4.4609999999999997E-2,null,53,374,91.375526515999809,19.656063530000001,18.896049910999899,18.258929241000001,17.4695029959999,17.094980838000001,2025.6667883843199,2330.26693944094,2708.9161946557201,3771.9928776933898,8327.4063735450709,0.52116091979609336,0.67636341468438366,0.62731593455625845,0.35884807932471802,0.4032957329194089,null,46,"hydclass3",19.4998082299999,2028.9051706985699,null,null,0.69514233245952528,null,46.697555094450529,null,53,199,1869.99505,380.82245499999999,376.14352699999898,373.71756199999902,378.22624500000001,361.08526099999898,3978.6226644368298,5102.8629656724397,5331.6334767841699,5536.1430381193104,5892.1894950963897,0.69417248082473304,0.80034135086482505,0.897139504998822,0.55657209577951505,0.53184724534059902,null,107,"hydclass2",67.251225000000005,4110.5640890079903,null,null,0.61013682657938595,null,101.38218142294477]
[null,null,null,null,null,null,null,null,null,null,"NPD 2",2482.5072650792104,null,"Fraction",null,null,null,null,null,null,null,null,null,null,null,null,null,null,null,null,null,54,93,7.8344678669999794,1.76599083199999,1.6211759059999999,1.502282874,1.475364184,1.4696540709999899,4332.0690633427703,5118.4990402640396,5814.71854490841,7661.3758177596101,12324.1636491598,0.49563569816297942,0.72737307053176226,0.53360143896017664,0.31329390062446494,0.38155372144163652,null,6,"hydclass1",20.3644536299999,2011.36498163799,null,null,0.68320109625559622,null,47.101373341229873,null,54,10,604.37044000000003,175.585588999999,174.28815499999899,148.37455499999999,87.946258,18.175882999999899,3317.16228165645,3320.51539003892,3902.40909161742,4175.8428751646798,5796.6533425939297,0.68862194088625095,0.86918469558902001,0.84684895958650896,0.56244258103613798,0.49737897872150499,null,52,"hydclass3",93.412188,4903.7940625101,null,null,0.72427527730525698,null,101.41522589999705]
[null,null,null,null,null,null,null,null,null,null,"NPD 3",5038.5932844111967,null,"Depreciation",{"$f":"1/((1+$S$42)*(1+$S$32))^O57","v":0.91827364554637281},0.84322648810502554,0.77431266125346698,0.71103091024193477,0.65292094604401729,0.59956009737742622,0.55056023634290752,0.50556495531947432,0.46424697458170283,0.42630576178301444,0.39146534598991228,0.35947231036722888,0.33009394891389243,0.30311657384195817,0.27834396128738126,0.25559592404718207,null,55,35,10.63086863299999,4.5359462879999901,1.5916137960000001,1.8999309950000001,1.425356157,1.178021397,2719.67514370457,3361.6378318174602,4032.2865733918602,4729.3891784790003,8662.8929262597994,0.52637246977096341,0.74685084028572857,0.46586395705913203,0.26739151530416566,0.53537600440392474,null,88,"hydclass1",47.769780830000002,1696.49062383521,null,null,0.58170743928214308,null,47.14688722765203,null,55,14,29.861718,9.03120399999999,5.6410390000000001,5.0635079999999997,5.4039330000000003,4.7220339999999901,5215.8467462201197,5527.4235910983898,6167.5384019862004,7340.80194082664,7795.1981755847301,0.61539524870794804,0.81182425062959596,0.55126612773774497,0.37341725110749202,0.641175957628072,null,52,"hydclass4",99.626706999999996,4918.3048146353103,null,null,0.72427527730525698,null,101.70034322880431]
[null,null,null,null,null,null,null,null,null,null,"NPD 4",7160.4596216979398,null,"Factor",null,null,null,null,null,null,null,null,null,null,null,null,null,null,null,null,null,56,63,10.537357126999972,4.5626909600000003,2.2273530169999902,1.32217715899999,1.23946312899999,1.1856728620000001,2716.4518045428799,3600.1949781138701,4540.1767256574503,6171.9614314966602,9450.4271653278993,0.53505799746229099,0.75913566488420137,0.36135758542128266,0.23894421828511633,0.64695932715842841,null,70,"hydclass4",43.076905319999902,1986.2422200829401,null,null,0.67380814126912547,null,47.189870966060923,null,56,11,37.433273,21.381114,4.4461849999999901,3.8945639999999901,4.8818400000000004,2.8305499999999899,4360.0392413501204,5772.3001201100797,6090.4706062189098,7465.8597672615097,7949.1201891845903,0.60116288479552105,0.781021724836789,0.53631084720887701,0.33050208893385202,0.65463525416872403,null,58,"hydclass1",59.47757,3854.6575400701499,null,null,0.57012632533680696,null,101.92048553312959]
[null,null,null,null,null,null,null,null,null,null,"NPD 5",9099.4999171174513,null,"MACRS yr",17,18,19,20,21,null,null,null,null,null,null,null,null,null,null,null,null,57,65,37.881859174999875,18.686233309999899,10.87546283,3.535651595,2.4031722979999901,2.3813391419999901,2046.2872947328799,2280.8262555412498,3279.3012470782,4264.6825877294696,7313.0944314346698,0.46623788246216769,0.64121588902157711,0.30564288160820552,0.18660451549797388,0.59735761763449635,null,89,"hydclass2",53.839127470000001,1656.5441164542001,null,null,0.56659733037914373,null,47.329145642600075,null,57,5,23.802662000000002,15.0269139999999,4.5572999999999899,2.00429399999999,1.18808099999999,1.026073,4812.7141101002599,5333.0447196963996,6005.0899516346399,6161.9080972341199,6316.50044790424,0.526037348897474,0.72126689812899503,0.40882483893328098,0.30842899625710402,0.58040837620155505,null,41,"hydclass3",46.7302439999999,4892.8731336046103,null,null,0.71914556237512195,null,101.90332713126881]
[null,null,null,null,null,null,null,null,null,null,"NSD 1",3567.6680132857227,null,"Depreciation",4.462E-2,4.4609999999999997E-2,4.462E-2,4.4609999999999997E-2,2.231E-2,null,null,null,null,null,null,null,null,null,null,null,null,58,101,838.64490203899868,186.976401799999,269.21282509999998,247.5146718,69.883554669999896,65.057448668999896,1293.6483189113301,1380.28003796245,1403.9207101614099,1770.5190814826401,2951.1210625230301,0.55145594255348263,0.76330314214927764,0.3831579551493059,0.25653526593335602,0.66798625193700056,null,65,"hydclass1",42.169226649999899,1739.1896720395,null,null,0.58861645466362589,null,47.657405645648183,null,58,25,213.462433,59.47757,39.335436000000001,40.086643000000002,37.655172,36.907612,3854.6575400701499,4054.8240156479601,4074.2570242798301,4588.8656845205196,6997.9185195645696,0.57012632533680696,0.76893489486272504,0.42484788835033099,0.30754230849984798,0.66628545994196597,null,43,"hydclass2",24.432517000000001,4930.8236182709097,null,null,0.72375932936813603,null,102.01707844772497]
[null,null,null,null,null,null,null,null,null,null,"NSD 2",4662.4664480263036,null,"Fraction",null,null,null,null,null,null,null,null,null,null,null,null,null,null,null,null,null,59,4,16.424103161999991,12.36291027,3.0898303689999902,0.92409480099999897,2.8955310000000001E-2,1.83124119999999E-2,2222.89698450475,2938.9265800448302,3754.59356280369,7668.0299291341098,14168.083897876801,0.66259517267225299,0.86220722137854611,0.89673366611432415,0.59137690261303422,0.36625622004206343,null,101,"hydclass1",27.65894261,1891.9288596860099,null,null,0.63543350754433237,null,47.765048133438576,null,59,2,10.888749000000001,8.0900130000000008,2.7987359999999901,0,0,0,4603.3625259631299,5372.8157673354899,500000,500000,500000,0.66277812167302597,0.86062112381028499,0.89679167257773396,0.59492734887512,0.36940487815169998,null,20,"hydclass3",94.983697999999904,4689.3299159912904,null,null,0.68773605919214797,null,102.22264279338931]
[null,null,null,null,null,null,null,null,null,null,"NSD 3",5523.7146733169784,null,"Depreciation",{"$f":"1/((1+$S$42)*(1+$S$32))^O62","v":0.23470700096159966},0.21552525340826414,0.19791116015451257,0.18173660252939627,0.1668839325338809,null,null,null,null,null,null,null,null,null,null,null,null,60,17,2.2535584309999979,0.85124238399999896,0.37577005299999899,0.41470120100000002,0.32238370500000002,0.28946108799999998,3817.9400055784599,5200.1207753919998,5532.3352296787798,6645.7288149853803,12083.510606997301,0.53103936449580591,0.60779131187812374,0.60211092958331769,0.52441877983410234,0.42107303988382838,null,89,"hydclass3",50.959151640000002,1674.78414546865,null,null,0.56659733037914373,null,47.787275241939618,null,60,0,0,0,0,0,0,0,0,0,0,0,0,0,0,0,0,0,null,34,"hydclass1",172.908421,4850.0766097496098,null,null,0.710352399997213,null,102.27407108096322]
[null,null,null,null,null,null,null,null,null,null," NSD 4",6462.4368556290547,null,"Factor",null,null,null,null,null,null,null,null,null,null,null,null,null,null,null,null,null,61,37,21.531232393999996,18.849959590000001,0.87124501199999904,0.61205427199999896,0.61432021299999895,0.58365330699999995,2042.7168326645201,4740.5136334259796,5624.2494137884696,6519.1552450577201,11108.898808993899,0.490220804904759,0.5875468366467379,0.53944161736934049,0.48331964100508407,0.38137613868726056,null,87,"hydclass1",44.248392770000002,1722.5813126761,null,null,0.58117676272723895,null,47.826354298889981,null,61,27,170.45637500000001,35.4552949999999,34.9953509999999,41.585698000000001,29.6926349999999,28.727395999999999,4371.95224907802,4378.8859991224399,4582.9035909672402,4754.2421924988603,5664.0850770910802,0.66681372220772195,0.84926485760429604,0.89249594936787302,0.62840716105457695,0.37692757128351301,null,76,"hydclass1",5.9785640000000004,5138.4631319341897,null,null,0.74796458055644899,null,102.75333548233552]
[null,null,null,null,null,null,null,null,null,null,"NSD 5",7522.0823940367918,null,null,null,null,null,null,null,null,null,null,null,null,null,null,null,null,null,null,null,62,1,3.2802612999999974E-2,2.8305784E-2,1.55036699999999E-3,1.54622299999999E-3,1.39978699999999E-3,4.5200000000000002E-7,7704.4691193793196,14247.9000643944,14256.0836777478,14563.8124565097,88518.730802266,0.19636136828994893,0.24432909739693615,0.28431867007099265,0.19029042981691366,9.523659073359074E-2,null,80,"hydclass2",15.650585660000001,2120.2475331217101,null,null,0.69903420694676399,null,48.312107074539512,null,62,0,0,0,0,0,0,0,0,0,0,0,0,0,0,0,0,0,null,45,"hydclass3",49.773412999999998,4747.1213582023602,null,null,0.69012917240272798,null,103.06921009521585]
[null,null,null,null,null,null,null,null,null,null,null,null,null,null,null,null,null,null,null,null,null,null,null,null,null,null,null,null,null,null,null,63,703,257.83873353399969,64.902089599999897,48.521423290000001,53.481177486999897,45.668529730000003,45.265513426999902,1829.0727178167699,2103.0313366147502,2364.0385483388,2980.7144204753599,6289.6413414614999,0.49920179152886984,0.69597300932449258,0.43234063894231228,0.29144839079532497,0.5052121347622166,null,43,"hydclass3",33.471342489999898,2089.38322735988,null,null,0.68687585899883186,null,48.480197946624202,null,63,54,190.41342700000001,48.604154999999999,36.251922,35.241565999999899,36.415315999999898,33.938040999999998,4412.7682529267704,4717.0873437048303,5145.3910955731599,5508.6641926309203,6220.3776208545296,0.52821999160618005,0.71456672237952001,0.47953858464877502,0.335839790770672,0.52390010648200103,null,61,"hydclass3",41.585698000000001,4582.9035909672402,null,null,0.66681372220772195,null,103.07429851627286]
[null,null,null,null,null,null,null,null,null,"Fixed Operation and Maintenance Expenses ($/kW)","NPD 1",15.05,null,null,"Investment Tax Credit (ITC)*",null,null,null,0,null,null,null,null,null,null,null,null,null,null,null,null,64,140,23.228153223999978,6.2593233530000001,5.1817642470000003,4.0672141799999899,3.9449751889999898,3.7748762550000001,2548.7630829945601,3275.4497737011102,4226.56957711016,5190.4586165185201,8618.9342852189602,0.56160779118456361,0.70231259165808624,0.49016158004181382,0.438016230885374,0.57133516949156504,null,115,"hydclass4",74.934346480000002,1926.6040982258901,null,null,0.6318078319422139,null,48.804751955613362,null,64,24,73.701639,15.633565000000001,17.600453000000002,14.0523749999999,13.527520000000001,12.887726000000001,5149.3200092157103,5392.2150764563703,5599.31006420837,5759.8888248339699,7001.6042261544198,0.56204424264899,0.71201220244808805,0.52154084621097296,0.42694893194928502,0.55068281404482899,null,52,"hydclass5",86.235489999999899,4990.09503147746,null,null,0.72427527730525698,null,103.11092723464424]
[null,null,null,null,null,null,null,null,null,null,"NPD 2",15.05,null,null,"Production Tax Credit (PTC)*",null,null,null,0,null,null,null,null,null,null,null,null,null,null,null,null,65,125,98.66424985899981,42.169226649999899,21.363708070000001,13.487895859,11.357761885,10.2856573949999,1739.1896720395,2288.9634520557902,2464.9794273745601,3174.6769429942901,5986.1721500288404,0.58861645466362589,0.65790182225267702,0.539782696990042,0.57284911179316556,0.58095199284818744,null,94,"hydclass2",26.254485546999899,2109.0702342384898,null,null,0.6844703016323318,null,{"$f":" (($S$48 * $S$46 * $S$44 * (BB70 * 1 + $L$104) +$L$69) * 1000 / (BE70 * 8760)) + $L$80 + 0","v":49.050446193511263},null,65,42,175.821594,35.577545000000001,36.1285519999999,36.226962,35.7049489999999,32.183585999999998,4648.2084308620597,4676.5864402618299,4943.1475057361704,5234.9723061074901,5721.2635746872102,0.65326519206266298,0.77656581489754695,0.76397126358543999,0.62885557201981701,0.49072598409202101,null,10,"hydclass1",35.938232999999997,4964.5265180004699,null,null,0.71758536849510801,null,{"$f":" (($S$48 * $S$46 * $S$44 * (CE70 * 1 + $L$104) +$L$69) * 1000 / (CH70 * 8760)) + $L$80 + 0","v":103.54006044294871}]
[null,null,null,null,null,null,null,null,null,null,"NPD 3",15.05,null,null,"* not currently included in LCOE calculation",null,null,null,null,null,null,null,null,null,null,null,null,null,null,null,null,66,100,{"$f":"SUM(AI71:AM71)","v":164.57518347600001},152.01475110000001,4.52039168399999,2.8486573420000001,2.645795889,2.5455874610000002,1347.8183746299901,2721.5603987649101,4117.1476159808399,5476.5984503317204,8017.9264595854002,0.53997884840731492,0.73636539824841118,0.42299246221914166,0.29695021088452006,0.6026445240373195,null,33,"hydclass2",17.8075451099999,2066.11585242718,null,null,0.66860241669463627,null,49.236439685477798,null,66,12,33.471606000000001,10.3577899999999,7.8170179999999903,5.7331699999999897,5.2295709999999902,4.3340569999999898,4652.70205378635,5019.0995928949496,5352.4394176666601,5892.4033119040096,6310.49370436146,0.53650954561730801,0.72530099170667905,0.39679044327282897,0.26564455771840001,0.64016790129437495,null,76,"hydclass2",5.5242199999999899,5193.8815869359296,null,null,0.74796458055644899,null,103.80774843583872]
[null,null,null,null,null,null,null,null,null,null,"NPD 4",15.05,null,null,null,null,null,null,null,null,null,null,null,null,null,null,null,null,null,null,null,67,28,35.907681478999905,30.669826359999899,1.6085703200000001,1.2619033710000001,1.242884949,1.124496479,1853.27948152365,3862.2787363757602,4671.9781318878604,5255.2445861475899,6322.7164307543499,0.54092845961087832,0.66657400532917022,0.37378119513052216,0.39991865268566923,0.64442717346348455,null,31,"hydclass1",18.61171968,2047.9247585099099,null,null,0.6624239572374061,null,49.279775498856573,null,67,1,16.638002,16.638002,0,0,0,0,4730.5818375134304,500000,500000,500000,500000,0.51384483709540996,0.67920655491096504,0.45480982013410498,0.33417402697140902,0.527036898930065,null,36,"hydclass4",39.175694999999898,4943.5108143861898,null,null,0.71178147769064004,null,103.94221607421144]
[null,null,null,null,null,null,null,null,null,null,"NPD 5",15.05,null,null,null,null,null,null,null,null,null,null,null,null,null,null,null,null,null,null,null,68,27,3.5986983739999978,0.935318709999999,0.76618996500000003,0.74747037999999899,0.599879724,0.54983959500000001,3745.3724366636002,3900.7605579872802,4905.7573160431202,5655.1743829614798,9066.2841540237005,0.56901439497979678,0.79027657962144005,0.71909836241480718,0.43461550780610575,0.35263558195100564,null,1,"hydclass2",12.0171141999999,2235.5853778690398,null,null,0.71361850400965132,null,49.679803966741503,null,68,2,9.9338669999999993,7.34824099999999,2.5856259999999902,0,0,0,5794.0161626385498,7041.7377486092,500000,500000,500000,0.54793970988888796,0.81169095725690299,0.72308664625463204,0.39204134625650999,0.29417012231854001,null,24,"hydclass1",254.64266000000001,4450.4283668979497,null,null,0.64165477969687501,null,104.07218634148147]
[null,null,null,null,null,null,null,null,null,null,"NSD 1",15.05,null,null,null,null,null,null,null,null,null,null,null,null,null,null,null,null,null,null,null,69,29,97.199888517999881,44.259898800000002,38.923264289999899,5.1231794139999902,5.1107828169999898,3.7827631969999902,1722.4920332525101,1767.1948517952201,3296.8977802526401,3809.5903613001001,4920.3686606260499,0.6916433076338383,0.91331498851521153,0.76899183403604732,0.60036580028988829,0.50879422802673002,null,93,"hydclass3",22.3092261399999,1974.9959983779499,null,null,0.62925738662539121,null,50.086073980236556,null,69,6,18.306152999999998,6.7523340000000003,4.7830769999999898,3.9676019999999999,1.40514099999999,1.39799899999999,4721.41585301952,5297.4899206289801,5664.7791855124697,5992.64921468787,6347.4204577176297,0.59433980261885699,0.808390334283557,0.75792160864168101,0.44738773025862699,0.38339877518458798,null,59,"hydclass1",8.0900130000000008,4603.3625259631299,null,null,0.66277812167302597,null,104.1248210146577]
[null,null,null,null,null,null,null,null,null,null,"NSD 2",15.05,null,null,null,null,null,null,null,null,null,null,null,null,null,null,null,null,null,null,null,70,96,481.79843929199905,157.78261190000001,132.53536957,115.47531213999901,43.076905319999902,32.928240362000103,1533.7619479949501,1589.44665257619,1633.4127533657399,1986.2422200829401,4116.1714271353003,0.67380814126912547,0.90097180459474602,0.77177318601294143,0.54264501732643633,0.49121802077450433,null,127,"hydclass1",61.326240599999998,2006.1962345821801,null,null,0.63805507346807533,null,50.128447627667718,null,70,53,243.06715299999999,58.224925999999897,52.212367,46.2795559999999,44.291316000000002,42.070777999999997,4487.1210462189601,4832.6678964753601,5041.72703955411,5513.7418510992102,6066.6577193619196,0.56479755921400698,0.80183473273946004,0.72591671895347898,0.370690245523701,0.36154160205729202,null,15,"hydclass1",424.388499999999,4666.0864758092303,null,null,0.67129636431752704,null,104.16739845997891]
[null,null,null,null,null,null,null,null,null,null,"NSD 3",15.05,null,null,null,null,null,null,null,null,null,null,null,null,null,null,null,null,null,null,null,71,35,97.781131266999907,94.922687139999894,0.88694955799999897,0.66705535599999899,0.65332538899999903,0.65111382399999995,1479.8499349671599,3786.1051467769398,5953.0985768861501,8399.1181533670806,12561.0483164489,0.68364214902193954,0.91414300926287695,0.76601713252019599,0.5385197973664001,0.51754055143340649,null,28,"hydclass3",11.129581890000001,2270.2753164872802,null,null,0.71733769600936159,null,50.124379251168442,null,71,6,36.966965000000002,18.656333,12.64358,3.0421559999999901,1.4842599999999899,1.14063599999999,4964.5238294168503,5569.2510600733003,5646.7101586898198,5816.2223024308196,6556.1244761394,0.53660375323243004,0.78210973874417899,0.67493202233428895,0.318979651592178,0.35583330318253997,null,126,"hydclass1",27.344384000000002,4680.5951389085603,null,null,0.67329730820537603,null,104.17248257821586]
[null,null,null,null,null,null,null,null,null,null," NSD 4",15.05,null,null,null,null,null,null,null,null,null,null,null,null,null,null,null,null,null,null,null,72,66,157.66884457799895,146.493804799999,3.2765416069999902,2.6194337050000001,2.6646523979999901,2.6144120679999898,1357.74059885974,3843.95651013103,4205.5470810635297,5123.3424459839598,9841.0965317734608,0.68512294084075742,0.91000085624110638,0.76124243299919647,0.5352307149028368,0.53055432622008281,null,87,"hydclass2",30.119119779999899,1859.9977688711199,null,null,0.58117676272723895,null,51.191220920232318,null,72,29,1200.995273,363.00981699999898,275.53483399999902,252.73692700000001,193.25633699999901,116.457357999999,3302.1466639483501,3429.3130466756302,3470.7211170894898,4007.6070996378198,5075.8353538993797,0.67133731595394897,0.86685394304257501,0.79469076635985003,0.503759905106273,0.51634071579082896,null,45,"hydclass4",37.570706999999899,4818.35264353394,null,null,0.69012917240272798,null,104.5380611057326]
[null,null,null,null,null,null,null,null,null,null,"NSD 5",15.05,null,null,null,null,null,null,null,null,null,null,null,null,null,null,null,null,null,null,null,73,35,2.078720086999998,0.44412592200000001,0.48572313499999997,0.404951802999999,0.379186777999999,0.36473244900000001,5021.8009828217801,5631.3268809313004,6765.8067272996896,8360.4518591791293,12171.301311052899,0.57108961519447932,0.83325545003160262,0.37913909866247608,0.23045218019422287,0.69041502687432788,null,110,"hydclass1",31.683095439999899,1841.28975948985,null,null,0.57406929627621361,null,51.327939492092788,null,73,16,31.160813999999998,7.4121079999999901,8.4446239999999992,6.6391530000000003,5.79078599999999,2.8741430000000001,5399.5172181690596,5603.9122015590801,5792.7779706703604,5863.1996484257297,6140.1293223803495,0.58256370857995099,0.84137150387172499,0.40365712370769402,0.26269234338249697,0.688026361922773,null,43,"hydclass3",22.403141999999999,5067.3378844112904,null,null,0.72375932936813603,null,104.70131765179583]
[null,null,null,null,null,null,null,null,null,null,null,null,null,null,null,null,null,null,null,null,null,null,null,null,null,null,null,null,null,null,null,74,36,4.406606154999988,1.51169542099999,0.79526996100000003,0.73193682199999899,0.69817307099999903,0.66953088000000005,3902.8762936974799,4839.7957036305497,5467.3378313384801,6077.5698388625196,8028.1440605078196,0.73112494883651935,0.90787829668209441,0.69073267487620538,0.61457519445532471,0.68582671665344874,null,123,"hydclass1",14.19188205,2162.2340512186502,{"$f":"SUM(BA6:BA80)","v":7822.2484724769793},"MW in bin",0.66824541644922875,null,51.308255263993921,null,74,5,6.7328010000000003,1.568837,1.568837,1.3479840000000001,1.17851499999999,1.0686279999999899,6234.2414787350399,6234.2414787350399,6383.9320212209896,6521.8093232592701,6625.5741175489702,0.81441186170775104,0.93776682688241098,0.79280305816644303,0.69626020386729404,0.80246649636112299,null,122,"hydclass3",285.59857799999901,4342.1348643088304,null,null,0.62210964185539697,null,104.78009550099152]
[null,null,null,null,null,null,null,null,null,"Variable Operation and Maintenance Expenses ($/MWh)","NPD 1",2.69,null,null,null,null,null,null,null,null,null,null,null,null,null,null,null,null,null,null,null,75,40,2.5883281249999968,0.703324057,0.52189460399999898,0.50961462899999899,0.44631726799999999,0.40717756699999902,4967.5399076885496,5283.0720270744496,6100.8424793978602,7314.0585887138304,10162.3722260757,0.69562127361131099,0.93179774080846556,0.65746656173654738,0.55880722387224213,0.61335131375149909,null,19,"hydclass1",16.7793250799999,2090.8726611945199,{"$f":"SUMPRODUCT((BA6:BA80*1000),BB6:BB80)/(SUM(BA6:BA80)*1000)","v":1422.2269072804152},{"$f":"BC80-(BC80-BC80/$S$44)-L104","v":1368.970828718506},0.64694845938597445,{"$f":"SUMPRODUCT((BB6:BB80*1000),BE6:BE80)/(SUM(BB6:BB80)*1000)","v":0.65103313838999499},51.338972447364405,null,75,19,32.445757,8.0239619999999992,6.3070430000000002,7.2622790000000004,5.4318410000000004,5.4206319999999897,5750.0481428109097,5960.6745271851196,6094.2750673518904,6373.2228581152604,6609.6041679172404,0.78965477931557104,0.91624655169232505,0.74629122562001804,0.69067811741008001,0.78237079823633704,null,81,"hydclass2",49.944876999999899,4530.42899370749,null,null,0.64754306664570305,null,104.90846520751688]
[null,null,null,null,null,null,null,null,null,null,"NPD 2",2.69,null,null,null,null,null,null,null,null,null,null,null,null,null,null,null,null,null,null,null,76,73,11.06591875399997,3.9922165469999902,1.9110189280000001,1.76338093199999,1.703657105,1.6956452419999899,2790.6642900522902,4477.1818413113397,5018.5098119233899,5661.2572782135503,8029.59084053069,0.72791414486721684,0.94386289452284089,0.69674882213345912,0.60586024271037064,0.64829084505941914,null,58,"hydclass4",69.883554669999896,1770.5190814826401,null,null,0.55145594255348263,null,51.496085163676845,null,76,3,13.621627999999999,5.9785640000000004,5.5242199999999899,2.1188440000000002,0,0,5138.4631319341897,5193.8815869359296,5955.1223571822102,500000,500000,0.74796458055644899,0.93488873172203901,0.71250740814241498,0.65189813568716204,0.68645922371679002,null,96,"hydclass1",19.806366000000001,4808.7979925756499,null,null,0.68495356447767297,null,105.10912578757485]
[null,null,null,null,null,null,null,null,null,null,"NPD 3",2.69,null,null,null,null,null,null,null,null,null,null,null,null,null,null,null,null,null,null,null,77,47,117.30503389799979,68.753152349999894,46.200151669999897,0.81989409099999999,0.77219200700000001,0.75964377999999999,1577.84622000173,1707.8241715955501,5713.16522873128,6736.8465318975896,9703.9624221685208,0.70933210430321458,0.92985857161846253,0.77523464478586201,0.62481864668027565,0.53269671274167396,null,122,"hydclass1",33.552202929999901,2064.5438229720198,null,null,0.63735626154772107,null,51.483260987188167,null,77,16,100.08775799999999,27.850301000000002,22.754258,23.043302000000001,14.316693000000001,12.1232039999999,4667.6745487682301,5761.8914243133904,5859.7179906954198,5982.07829524106,6431.0197222711804,0.72710016743049999,0.93619634765976401,0.73155012780134399,0.63400378752718001,0.61628702043729899,null,28,"hydclass1",62.425946999999901,4962.0568572459497,null,null,0.70600219695025701,null,105.14489631559175]
[null,null,null,null,null,null,null,null,null,null,"NPD 4",2.69,null,null,null,null,null,null,null,null,null,null,null,null,null,null,null,null,null,null,null,78,12,3.2216624029999861,1.2817784569999899,0.868405336999999,0.38475178199999899,0.42815953399999901,0.25856729299999898,3512.7704152332199,3802.4406095266099,4490.5467542074803,5472.0952274294996,7274.3985182932302,0.70577803174798748,0.92657854084755598,0.66824447327586822,0.54956663456090427,0.64468124155655038,null,91,"hydclass1",12.0603017,2233.9767792896801,null,null,0.68491686149163133,null,51.615502387584307,null,78,0,0,0,0,0,0,0,0,0,0,0,0,0,0,0,0,0,null,39,"hydclass2",163.16878600000001,4820.8003599662998,null,null,0.68240075044688697,null,105.74257091704438]
[null,null,null,null,null,null,null,null,null,null,"NPD 5",2.69,null,null,null,null,null,null,null,null,null,null,null,null,null,null,null,null,null,null,null,79,63,5.9012582439999903,1.591562476,1.2703851450000001,1.01205925399999,1.050621341,0.97663002799999998,4204.3750479263399,4877.1622256544697,5301.4489863864101,6156.89437123066,8158.6113631431799,0.66183582178430611,0.92257008100110749,0.60199946156939776,0.46003308019847999,0.61039774824705051,null,17,"hydclass1",8.1213532930000003,2418.64337272896,null,null,0.73577869083005698,null,51.805180933920752,null,79,0,0,0,0,0,0,0,0,0,0,0,0,0,0,0,0,0,null,85,"hydclass3",128.07134400000001,4595.5952018455,null,null,0.65028817747938705,null,105.90307565995015]
[null,null,null,null,null,null,null,null,null,null,"NSD 1",2.69,null,null,null,null,null,null,null,null,null,null,null,null,null,null,null,null,null,null,null,80,55,84.411454778999982,51.98473637,15.650585660000001,8.8882458619999891,3.9872638699999898,3.900623017,1668.14952133409,2120.2475331217101,2728.8569592708,3860.02704476381,5877.54627970825,0.69903420694676399,0.90373525441107971,0.71506094903480222,0.56340731910961039,0.59875263040836213,null,101,"hydclass2",33.174784959999897,2090.2932684822999,null,null,0.63543350754433237,null,52.207584495589849,null,80,21,66.838095999999993,14.63597,13.803943,15.812385000000001,11.8549699999999,10.730828000000001,4856.7440549987696,5325.7040402048497,5437.4625513609199,5848.2833511567096,6204.83409178282,0.66197385761993199,0.86354844618869497,0.61273335709384302,0.44042068177320898,0.66271058911294001,null,16,"hydclass1",200.79022699999899,4814.0721086618996,null,null,0.67801495745014395,null,106.26795324014968]
[null,null,null,null,null,null,null,null,null,null,"NSD 2",2.69,null,null,null,null,null,null,null,null,null,null,null,null,null,null,null,null,null,null,null,81,128,731.09680994699681,299.28002639999897,147.25781939999899,185.31699272999899,71.385934539999894,27.856036876999902,1178.66299572452,1356.3409399335201,1486.9622142666501,1776.6922946003201,3608.3765706942299,0.68321382056820201,0.90810354859333875,0.74054438498729669,0.51955752587053927,0.55003747727222585,null,6,"hydclass2",11.472094370000001,2256.5052309126299,null,null,0.68320109625559622,null,52.207639168436252,null,81,22,160.90833699999999,51.465138000000003,49.944876999999899,20.521681000000001,19.895671,19.080970000000001,4267.30857880653,4530.42899370749,4847.3469303452803,5678.2926438046898,6329.2295817693703,0.64754306664570305,0.86777532158773396,0.67133990318164405,0.446417530658135,0.56706792122793104,null,65,"hydclass1",35.577545000000001,4648.2084308620597,null,null,0.65326519206266298,null,106.5788737398173]
[null,null,null,null,null,null,null,null,null,null,"NSD 3",2.69,null,null,null,null,null,null,null,null,null,null,null,null,null,null,null,null,null,null,null,82,14,16.580929132999898,14.379861879999901,0.77148362000000004,0.58588266899999897,0.516873683999999,0.32682728,2156.53784358657,3895.2871636237101,4120.3533477493702,5278.8113903271897,9394.0807423741408,0.62328378415549635,0.81868862037331747,0.57174494674632026,0.38963055814750214,0.63176048131881402,null,108,"hydclass3",40.076988209999897,2017.8530325208001,null,null,0.60859662266687031,null,52.697229226068892,null,82,3,6.0017129999999996,3.156657,1.45502799999999,1.390028,0,0,5616.7481386284499,5958.4395999262797,6003.31998819197,500000,500000,0.50067095047179899,0.77504192125913796,0.43206344004547598,0.18369578572749201,0.50680029109791003,null,130,"hydclass2",43.997543999999998,4900.0167383924199,null,null,0.68779202489126201,null,106.57385215476012]
[null,null,null,null,null,null,null,null,null,null," NSD 4",2.69,null,null,null,null,null,null,null,null,null,null,null,null,null,null,null,null,null,null,null,83,47,17.558591354999983,7.2190195690000003,3.8921204540000001,2.1608618729999902,2.2001998089999999,2.0863896499999899,2476.6234770720298,3227.1315363804301,3636.9343390702902,4668.8205449169,6705.9956314465499,0.53761298920616296,0.74519812819740427,0.48994927847834402,0.21946219904770436,0.57673275932403001,null,5,"hydclass1",13.1126623,2196.7986627934401,null,null,0.65656005190479561,null,52.922750707817691,null,83,9,29.815897,13.8660519999999,8.90521899999999,2.4003399999999901,3.339038,1.30524799999999,5497.1075922335103,5794.4130725314099,5845.5525271912402,6016.8893616647101,7768.0062711922501,0.59382606659652304,0.80474660793465302,0.50961101695130995,0.32224956414497702,0.63885661006050998,null,7,"hydclass3",13.724121,5214.4003580511799,null,null,0.73020110087941503,null,106.66751815941716]
[null,null,null,null,null,null,null,null,null,null,"NSD 5",2.69,null,null,null,null,null,null,null,null,null,null,null,null,null,null,null,null,null,null,null,84,40,17.650442575999989,14.281359,1.11913224899999,0.81566368,0.723007654,0.711279992999999,2159.5114275854598,4159.0093363185797,4910.3610564522596,6662.7264610261,10587.3404141016,0.62537762891732096,0.85415862154830569,0.4677410747970574,0.33612263860919056,0.71787154616202431,null,59,"hydclass1",12.36291027,2222.89698450475,null,null,0.66259517267225299,null,53.025748970950069,null,84,13,55.242271000000002,13.7252749999999,10.5436879999999,11.6346629999999,10.5159479999999,8.8226969999999891,5405.0556844759203,5476.7686824066404,5549.7237028283298,5864.9603390639004,6840.0918801523403,0.63582270050660905,0.85951101514594797,0.48126469929382898,0.34728072439359597,0.73416546353581502,null,61,"hydclass4",29.6926349999999,4754.2421924988603,null,null,0.66681372220772195,null,106.73098764428126]
[null,null,null,null,null,null,null,null,null,null,null,null,null,null,null,null,null,null,null,null,null,null,null,null,null,null,null,null,null,null,null,85,176,1124.970125883995,325.86881529999903,301.02731679999903,229.45768179999899,165.06778191999899,103.548530063999,1329.3966577047499,1350.32453461511,1423.52595884474,1619.7184340143999,2570.3287093743602,0.58997491745498964,0.81237323468671352,0.52104869939685095,0.31370345617259837,0.61275149502803838,null,51,"hydclass1",60.172504410000002,1620.2640588143599,null,null,0.48976125814172311,null,53.278151965724291,null,85,65,1060.520485,138.56330800000001,134.819862999999,128.07134400000001,96.604670999999897,89.335615000000004,3952.7840852628001,4318.6709634789004,4595.5952018455,5218.4666639029501,6115.9528129333003,0.65028817747938705,0.87059299909485599,0.55633820075239804,0.36598188196600301,0.70230473611076605,null,58,"hydclass2",39.335436000000001,4054.8240156479601,null,null,0.57012632533680696,null,106.91689012433277]
[null,null,null,null,null,null,null,null,null,null,null,null,null,null,null,null,null,null,null,null,null,null,null,null,null,null,null,null,null,null,null,86,20,18.60001928499997,12.682479020000001,1.66210589399999,2.38195087999999,1.13923028699999,0.73425320399999905,2211.5457697551101,3332.1994615573699,3560.6911706645001,4142.9741366622102,6602.3930533877501,0.47034534416900992,0.71876707132007323,0.24019609530347039,0.12970387388654359,0.62949715931194361,null,116,"hydclass3",36.748722029999897,2051.41001456499,null,null,0.61100994282953935,null,53.281291868718782,null,86,1,1.1753690000000001,1.1753690000000001,0,0,0,0,7955.30769304555,500000,500000,500000,500000,0.506945906904953,0.65929110979406202,0.31514317663681302,0.22539794873952099,0.683480705787336,null,65,"hydclass2",36.1285519999999,4676.5864402618299,null,null,0.65326519206266298,null,107.19707482218146]
[null,null,null,null,null,null,null,"Finance",null,"Weighted Average Cost of Capital (WACC) (Nominal) (%)","NPD 1",{"$f":"$S$41","v":8.8999999999999996E-2},null,null,null,null,null,null,null,null,null,null,null,null,null,null,null,null,null,null,null,87,376,140.8091306859998,44.248392770000002,30.119119779999899,34.845634539999899,15.976516691,15.619466904999999,1722.5813126761,1859.9977688711199,2071.5247108220501,3665.9936651919702,8111.0468709765801,0.58117676272723895,0.71740288355812443,0.3919753662008113,0.36194775970821147,0.73323184025703447,null,98,"hydclass1",40.482292569999899,2008.5059952675299,null,null,0.59612416864522721,null,53.520370802991003,null,87,66,1116.182961,33.037990999999998,38.2707669999999,31.9332209999999,29.7421889999999,26.435558999999898,5116.6783787705399,6123.9860212990097,6482.5694494577601,6919.5578571773003,7891.8213369528203,0.67682282940984795,0.90517581814163794,0.57136042627643802,0.37120164233891001,0.74237362212284697,null,58,"hydclass3",40.086643000000002,4074.2570242798301,null,null,0.57012632533680696,null,107.40196222878424]
[null,null,null,null,null,null,null,null,null,null,"NPD 2",8.8999999999999996E-2,null,null,null,null,null,null,null,null,null,null,null,null,null,null,null,null,null,null,null,88,183,129.76823532299989,47.769780830000002,22.0235903999999,27.01416386,18.579899249,14.380800984,1696.49062383521,1980.09307093146,2182.5208554867299,2699.1961200125602,5943.9769853518901,0.58170743928214308,0.76891007682234613,0.36971352716521855,0.27854090791060837,0.75482462368881298,null,127,"hydclass2",67.880522389999896,2181.46639982022,null,null,0.63805507346807533,null,54.037641244636411,null,88,17,27.005545999999999,2.8926959999999902,1.405432,1.3533649999999899,1.0870820000000001,0,6433.6708189778401,6792.28628246684,8505.8047535211299,8906.5862726760897,500000,0.57458762053786105,0.7640874520791,0.356969777766244,0.26048678347494197,0.75967917334873003,null,96,"hydclass2",16.200468000000001,4923.1283624809803,null,null,0.68495356447767297,null,107.48453168144407]
[null,null,null,null,null,null,null,null,null,null,"NPD 3",8.8999999999999996E-2,null,null,null,null,null,null,null,null,null,null,null,null,null,null,null,null,null,null,null,89,205,390.38494126499882,237.559580199999,53.839127470000001,50.959151640000002,27.527151656999902,20.499930297999899,1233.75549613168,1656.5441164542001,1674.78414546865,2244.7275203917902,5344.4255932278802,0.56659733037914373,0.75524260178915403,0.34714639016982596,0.26263555976214575,0.74472939776425506,null,88,"hydclass2",22.0235903999999,1980.09307093146,null,null,0.58170743928214308,null,54.085021607910789,null,89,23,107.71278100000001,25.2338529999999,13.292747,11.4110949999999,10.933044000000001,8.2002600000000001,5138.9699335609002,6444.9500894098701,6796.3425647407403,7251.3026277990602,8030.5836848512499,0.58104847696552997,0.76382350139190802,0.37905166377447902,0.29040342385003298,0.74748145090844798,null,10,"hydclass2",41.722023999999898,5175.0331160033902,null,null,0.71758536849510801,null,107.71480097978623]
[null,null,null,null,null,null,null,null,null,null,"NPD 4",8.8999999999999996E-2,null,null,null,null,null,null,null,null,null,null,null,null,null,null,null,null,null,null,null,90,230,493.13199689699894,241.7081373,228.34313309999899,8.0351639259999903,7.58579425599999,7.45976831499999,1229.53621218324,1243.4545515459699,3596.43319921887,4722.9820532169397,8584.4356301347198,0.58741100605384744,0.76472717246566291,0.39412867096260973,0.29986319033440678,0.7458220724113287,null,31,"hydclass2",21.989183392000001,2273.8410873333901,null,null,0.6624239572374061,null,54.133207423380881,null,90,46,149.25907900000001,32.4900289999999,10.061063000000001,10.1896819999999,9.6483249999999892,7.6823930000000002,4874.5970594868404,6447.5541257421601,7418.63632286555,8241.7018567464602,8887.0172735012293,0.62795100500642498,0.78440218176936105,0.47893452028168199,0.36548648399274197,0.760428658480931,null,16,"hydclass2",203.402728,4886.7518345115504,null,null,0.67801495745014395,null,107.79345023640434]
[null,null,null,null,null,null,null,null,null,null,"NPD 5",8.8999999999999996E-2,null,null,null,null,null,null,null,null,null,null,null,null,null,null,null,null,null,null,null,91,35,13.659561790999998,12.0603017,0.51005899599999904,0.38362602799999901,0.366720767,0.338854299999999,2233.9767792896801,4874.3132086822498,6853.6308129732097,8118.6267424835396,11041.9566741949,0.68491686149163133,0.78406228649014664,0.63224927562775801,0.53610497726665163,0.72492973958316431,null,84,"hydclass1",14.281359,2159.5114275854598,null,null,0.62537762891732096,null,54.578937029563512,null,91,8,54.139722999999996,1.532761,3.4407129999999899,1.37838199999999,0,0,6241.8293931136704,7028.18103738432,8473.6473944923491,500000,500000,0.66856522718854905,0.794504158966017,0.55835608099131795,0.46605544345579297,0.76434786518717501,null,99,"hydclass1",64.985827999999898,4513.1844681584298,null,null,0.62708870795188298,null,107.85127887006276]
[null,null,null,null,null,null,null,null,null,null,"NSD 1",8.8999999999999996E-2,null,null,null,null,null,null,null,null,null,null,null,null,null,null,null,null,null,null,null,92,209,39.694648016999899,11.6715663099999,9.5708411239999993,6.75227761599999,5.8520006819999999,5.8479622850000101,2248.7123021382799,2690.2128961426802,3057.2168437523201,5049.4750702306201,9266.3526211632707,0.60998143621806589,0.77091316905696816,0.42945989330055145,0.35637607071509236,0.75391678651879812,null,67,"hydclass1",30.669826359999899,1853.27948152365,null,null,0.54092845961087832,null,54.623252338526612,null,92,168,536.72980399999994,117.296748999999,106.452154999999,104.299959,106.044951999999,102.635989,4275.0899469477599,5396.7960957060604,6059.5278211139603,6573.9287655606004,7501.2142913012003,0.65411884864708303,0.82203385734061696,0.51500551046729104,0.409331567031542,0.76104650312135103,null,51,"hydclass1",70.568434999999994,4154.1894514475898,null,null,0.57781640258853595,null,107.97702439824289]
[null,null,null,null,null,null,null,null,null,null,"NSD 2",8.8999999999999996E-2,null,null,null,null,null,null,null,null,null,null,null,null,null,null,null,null,null,null,null,93,78,1028.8370311529989,496.04978319999901,494.51464900000002,22.3092261399999,12.72443333,3.23893948299999,1066.7140463779599,1067.3666175626399,1974.9959983779499,2210.08117173644,7058.1885013569199,0.62925738662539121,0.85923783112257923,0.41582815809756318,0.32154501774896466,0.77298862319894912,null,82,"hydclass1",14.379861879999901,2156.53784358657,null,null,0.62328378415549635,null,54.685357441087021,null,93,13,93.241234000000006,22.461542000000001,19.2858389999999,17.152519000000002,27.845371999999902,6.4959619999999996,4720.0575452616204,4826.4710566392296,5228.5441317405703,5612.9331115047298,6281.2111599076898,0.56691746441881796,0.79817182332070902,0.34431507419860702,0.25404935958004399,0.72318709247911706,null,119,"hydclass1",30.980806999999899,4323.7678004107902,null,null,0.60021201556517401,null,108.06917978886386]
[null,null,null,null,null,null,null,null,null,null,"NSD 3",8.8999999999999996E-2,null,null,null,null,null,null,null,null,null,null,null,null,null,null,null,null,null,null,null,94,1075,157.99251475999969,55.079254429999899,26.254485546999899,25.373319904999899,25.677106861999899,25.6083480160001,1649.04824285567,2109.0702342384898,3845.93046225954,5623.1271596763099,9127.6865669963699,0.6844703016323318,0.78250165582771392,0.59123292246784409,0.53268135060481447,0.75795407394689684,null,47,"hydclass1",13.7455918399999,2176.12998292885,null,null,0.62458331109038678,null,55.023579107302155,null,94,99,327.90065700000002,54.373937999999903,50.5136299999999,49.799591999999897,51.206747,49.268126000000002,5403.4167224611501,5901.3061910490696,6367.33358093481,6859.4790564617497,7999.7463354575002,0.66632431598247999,0.78176397635728301,0.55183565154726,0.49525761525041301,0.75753269743901797,null,39,"hydclass3",163.038837999999,4942.74289137714,null,null,0.68240075044688697,null,108.28561015809908]
[null,null,null,null,null,null,null,null,null,null," NSD 4",8.8999999999999996E-2,null,null,null,null,null,null,null,null,null,null,null,null,null,null,null,null,null,null,null,95,154,21.455783739999962,6.3303360069999899,3.9350393309999898,3.7178174240000001,3.7383063479999898,3.7342846299999901,2542.9800984323501,3124.1984768381599,4062.2409813409599,5513.5291583764701,9046.3342446142906,0.69248088648739026,0.77697663217432977,0.6094390461157152,0.5890693273106925,0.74393431708081914,null,101,"hydclass3",24.662027039999899,2223.0686167130202,null,null,0.63543350754433237,null,55.181199147994683,null,95,23,68.444952999999998,14.4546069999999,18.915676999999999,10.523720000000001,10.6073269999999,10.5292859999999,4989.9853445041799,5232.6880292900396,6001.4675792042399,6789.2972852516696,7641.4677325530902,0.68058106166941201,0.78118813748278404,0.57931856904149603,0.55233366564689002,0.75136381144737796,null,75,"hydclass1",8.0239619999999992,5750.0481428109097,null,null,0.78965477931557104,null,108.49235561153887]
[null,null,null,null,null,null,null,null,null,null,"NSD 5",8.8999999999999996E-2,null,null,null,null,null,null,null,null,null,null,null,null,null,null,null,null,null,null,null,96,381,41.283776824999968,24.681900850000002,4.2369284819999997,4.0903496939999897,4.1506384619999901,4.1239593369999898,1935.4816475264099,5042.7736452902,6613.98586381726,7936.9344519574297,10630.5822827581,0.6866722779395289,0.77469139448743141,0.5897351711065435,0.56085388470492947,0.7574667644269617,null,112,"hydclass1",43.525918590000003,2152.68594460657,null,null,0.61378431958683977,null,55.400773953741101,null,96,15,95.049639999999997,19.806366000000001,16.200468000000001,15.129355,14.102571999999901,8.6795749999999892,4808.7979925756499,4923.1283624809803,6336.4097814959696,6829.94188025311,7321.16986380653,0.68495356447767297,0.78932378061740405,0.57191389870567599,0.55931563902744896,0.76056736877976505,null,56,"hydclass1",21.381114,4360.0392413501204,null,null,0.60116288479552105,null,108.76113759902643]
[null,null,null,null,null,null,null,null,null,null,null,null,null,null,null,null,null,null,null,null,null,null,null,null,null,null,null,null,null,null,null,97,375,37.533662730999978,7.9694607179999899,7.7950810160000001,7.1981357069999996,7.3107368639999901,7.2602484260000004,3530.2977655957502,4154.5777339547403,4666.69415575519,6049.7903062144196,9647.0766920175902,0.65386568541473322,0.79039809232411329,0.52673417973469538,0.49591358182949036,0.72695065205277909,null,93,"hydclass4",12.72443333,2210.08117173644,null,null,0.62925738662539121,null,55.402677424117449,null,97,100,313.873693,66.5055329999999,62.841411000000001,64.140584000000004,60.223228999999897,57.681525000000001,4496.8408758513697,5074.5163526134702,6077.3117786051898,7051.6219116766397,8227.8940089916305,0.69228500613722199,0.83309875489446505,0.58923004078438701,0.51131043239891905,0.76024279199246403,null,50,"hydclass1",126.36471599999901,4353.3221066083997,null,null,0.60004354793957104,null,108.79969707337621]
[null,null,null,null,null,null,null,null,null,null,null,null,null,null,null,null,null,null,null,null,null,null,null,null,null,null,null,null,null,null,null,98,310,129.3551303049997,40.482292569999899,25.347713469999999,21.7235406869999,21.366933247999899,20.43465033,2008.5059952675299,2211.79051419078,2469.3779581679501,3389.0422174215901,6438.3738122429304,0.59612416864522721,0.74289922273385689,0.42223032715410447,0.45926658186794184,0.68648450346809398,null,18,"hydclass1",12.04315813,2234.6144906680702,null,null,0.63518485138093261,null,55.460428608840509,null,98,31,133.89222599999999,29.722902999999899,18.3073189999999,18.572368000000001,18.1306779999999,12.157284000000001,5020.7191897057201,6245.0275800546597,6762.89462002237,7101.00971821844,8085.0416772337803,0.62441218972617996,0.77435691198682499,0.46565963177167602,0.47437140585138399,0.71168238041505105,null,127,"hydclass1",143.06032200000001,4663.1109382697296,null,null,0.64047664615831301,null,108.98437309195299]
[null,null,null,null,null,null,null,"Grid Connection Costs",null,"Grid Connection Costs (GCC) ($/kW)","NPD 1",{"$f":"L115+L126","v":0},null,null,null,null,null,null,null,null,null,null,null,null,null,null,null,null,null,null,null,99,353,34.871841209999971,9.2632424879999906,6.5251748980000004,6.3225068579999997,6.3864067499999901,6.3745102159999902,2355.5254357342501,3830.5744486684898,4958.0998631370603,6350.4458768402701,9531.0755115093907,0.60996195317267932,0.83710576687557969,0.42163590783920246,0.39676067488160605,0.68857857737642136,null,105,"hydclass1",13.75012577,2175.9860891593198,null,null,0.61832841422496665,null,55.549664228226078,null,99,83,293.28911599999998,64.985827999999898,61.604066000000003,55.959739999999897,55.583105000000003,55.1563769999999,4513.1844681584298,4770.4086184903399,5554.5538085326798,6063.5935386166602,7215.2210425961803,0.62708870795188298,0.84749104166085198,0.45341279370960802,0.42368786350532101,0.69932723372391103,null,39,"hydclass4",152.24526699999899,4985.4877007941104,null,null,0.68240075044688697,null,109.17702783199114]
[null,null,null,null,null,null,null,null,null,null,"NPD 2",{"$f":"L116+L127","v":0},null,null,null,null,null,null,null,null,null,null,null,null,null,null,null,null,null,null,null,100,20,0.7905276199999991,0.18526116200000001,0.178082659,0.14572792900000001,0.14194179499999901,0.13951407499999999,5217.9157959622498,6453.9971777779001,7648.1076303297305,8480.1580755866707,10728.6491843275,0.62956994284550449,0.8331011970012635,0.46237647038494756,0.43401236479870453,0.70111976118039887,null,50,"hydclass2",20.8650627399999,2001.61490603883,null,null,0.57106395956946499,null,55.579250851062035,null,100,18,55.835109000000003,11.6994039999999,12.574325999999999,13.5026539999999,11.1769049999999,6.8818200000000003,5153.5382489591702,5381.1855828084699,5562.9832505828899,5714.9148090365597,6355.1225219943899,0.65059288026956097,0.84309245428310398,0.49491322284705302,0.50147879715872701,0.70324415745421798,null,97,"hydclass2",62.841411000000001,5074.5163526134702,null,null,0.69228500613722199,null,109.48676640653704]
[null,null,null,null,null,null,null,null,null,null,"NPD 3",0,null,null,null,null,null,null,null,null,null,null,null,null,null," ",null,null,null,null,null,101,134,129.67611749499969,27.65894261,33.174784959999897,24.662027039999899,23.498897002,20.681465882999898,1891.9288596860099,2090.2932684822999,2223.0686167130202,2757.0857449526102,4758.3710592009602,0.63543350754433237,0.56467422195298256,0.66807860371215266,0.77624480694102715,0.59307491167232473,null,108,"hydclass4",14.75826889,2145.3388298183099,null,null,0.60859662266687031,null,55.678281678219747,null,101,8,49.280444000000003,5.3184690000000003,4.1556800000000003,2.9500220000000001,2.8804110000000001,2.3013650000000001,6564.9498906283998,6855.5150884373697,7297.7062912753399,7330.3405673731104,8798.8508344581405,0.63234768045387302,0.74683698607655902,0.52586798834618798,0.494403537591455,0.70084085236281102,null,95,"hydclass1",14.4546069999999,4989.9853445041799,null,null,0.68058106166941201,null,109.55579168021114]
[null,null,null,null,null,null,null,null,null,null,"NPD 4",0,null,null,null,null,null,null,null,null,null,null,null,null,null,null,null,null,null,null,null,102,50,29.229320442999857,16.561091829999899,3.8083380369999902,3.17598154299999,3.0522939199999901,2.6316151129999898,2096.3627845810202,3900.6651754601799,4050.12920486848,4700.5877503141401,5914.5079102910104,0.52220258027005428,0.30422043632597728,0.70034200966644655,0.8501029868152431,0.38606624868470912,null,116,"hydclass4",28.79508646,2154.3698121654902,null,null,0.61100994282953935,null,55.67933369565003,null,102,0,0,0,0,0,0,0,0,0,0,0,0,0,0,0,0,0,null,80,"hydclass1",14.63597,4856.7440549987696,null,null,0.66197385761993199,null,109.69523580204724]
[null,null,null,null,null,null,null,null,null,null,"NPD 5",0,null,null,null,null,null,null,null,null,null,null,null,null,null,null,null,null,null,null,null,103,252,41.612036438999972,9.1053444749999901,8.1268504129999908,8.2740455500000003,8.1168655289999894,7.9889304719999998,3252.39848413245,3680.9759377190298,4149.9084495480702,4900.0789865873203,7445.82180850445,0.69625422736083564,0.90530525057899047,0.54329774398563357,0.49722236926569718,0.75442303718234993,null,87,"hydclass3",34.845634539999899,2071.5247108220501,null,null,0.58117676272723895,null,56.370803964312429,null,103,6,14.17191,4.2489150000000002,2.4921570000000002,4.2570300000000003,1.912555,1.26125299999999,5385.2819098756099,5813.2574131250603,5950.6739979762497,6047.7780892785404,6100.7075696880202,0.65010133620037203,0.91401836721347895,0.47206347026940298,0.40685402660784897,0.71293133515916696,null,28,"hydclass2",71.385069000000001,5187.5324159761603,null,null,0.70600219695025701,null,109.68986369441531]
[null,null,null,null,null,null,null,null,null,null,"NSD 1",0,null,null,null,null,null,null,null,null,null,null,null,null,null,null,null,null,null,null,null,104,19,1.6767051209999972,0.33537244999999899,0.44498337799999899,0.31593828699999998,0.32300187800000002,0.25740912799999899,4618.7794494387399,5005.2503341511801,5391.8302630672197,6187.1910126653902,8575.8880335895992,0.74418046693588291,0.92385298007806482,0.61316381722968016,0.56286417453678395,0.79904761931609702,null,112,"hydclass2",51.743936979999901,2201.2775236522202,null,null,0.61378431958683977,null,56.52740722929159,null,104,2,6.1839310000000003,3.5330379999999901,2.6508929999999902,0,0,0,5527.0507725770503,5760.7965744030698,500000,500000,500000,0.74210443727970199,0.92331120489680396,0.61035130230609203,0.55781436396497697,0.80371072634776197,null,53,"hydclass2",376.14352699999898,5102.8629656724397,null,null,0.69417248082473304,null,109.77751007293782]
[null,null,null,null,null,null,null,null,null,null,"NSD 2",0,null,null,null,null,null,null,null,null,null,null,null,null,null,null,null,null,null,null,null,105,81,48.926027921999996,13.75012577,8.8618308649999893,8.7415652040000005,9.6136432020000004,7.9588628809999999,2175.9860891593198,2376.5887232527598,2383.1244378924898,3211.06853088858,5384.8790216750203,0.61832841422496665,0.76866053265212009,0.50654203413957244,0.40440176821184903,0.69752343808908079,null,31,"hydclass3",16.377173590000002,2414.4624293687002,null,null,0.6624239572374061,null,57.154220177341195,null,105,29,111.41419500000001,22.4817339999999,32.152701999999898,22.1917189999999,17.911455,16.6765849999999,4822.46672480916,5010.4875588036102,5427.43484171411,5933.7821869789996,7037.3043856820595,0.63947003354501697,0.81258141664224903,0.55074233269745798,0.39801091680335599,0.70235488023553805,null,107,"hydclass3",60.587232999999898,4480.95353987819,null,null,0.61013682657938595,null,110.02128580183627]
[null,null,null,null,null,null,null,null,null,null,"NSD 3",0,null,null,null,null,null,null,null,null,null,null,null,null,null,null,null,null,null,null,null,106,10,11.652755336,3.0272335610000001,2.1930614620000002,3.2789787800000001,2.5266094510000001,0.626872081999999,2951.1135871778602,3150.0693982136499,3331.5965132097899,3523.1402547276798,5116.14191103954,0.58813099999999985,0.81092199999999992,0.48546299999999998,0.32514399999999993,0.62972399999999995,null,6,"hydclass3",6.9383370360000001,2496.46576446571,null,null,0.68320109625559622,null,57.206011634752663,null,106,6,10.686156,2.9149630000000002,4.1129160000000002,1.268818,1.2634860000000001,1.1259729999999899,5681.6866752424703,5820.0547199321099,6094.64041609171,6449.7218382034198,6569.8023383223999,0.588131436654453,0.81092181323199897,0.48546249877994702,0.32514391450921898,0.63361889026351303,null,115,"hydclass1",27.940863999999898,4605.9418365326901,null,null,0.626354801608625,null,110.08198662424411]
[null,null,null,null,null,null,null,null,null,null," NSD 4",0,null,null,null,null,null,null,null,null,null,null,null,null,null,null,null,null,null,null,null,107,148,35.768486162999956,8.4218675009999906,7.8658161230000001,7.2069934429999902,6.1400208119999897,6.1337882839999898,2401.0391623615001,2434.2427121061801,3086.2315451172999,4157.9228251373497,7102.7992103358602,0.59574049167853993,0.83129724396538585,0.45563787435887537,0.28065329634615399,0.68272851381800859,null,33,"hydclass3",15.056981196999899,2444.0961607386898,null,null,0.66860241669463627,null,57.281671902488398,null,107,38,324.955196,75.1247469999999,67.251225000000005,60.587232999999898,65.020975999999905,56.971015000000001,4048.48482082296,4110.5640890079903,4480.95353987819,4791.1114358278401,6132.0701713978597,0.61013682657938595,0.83352327770857204,0.50098285134442999,0.32228235337421801,0.67301996510488005,null,118,"hydclass2",61.734485999999997,4720.3072909429702,null,null,0.64137899904342499,null,110.10391377490166]
[null,null,null,null,null,null,null,null,null,null,"NSD 5",0,null,null,null,null,null,null,null,null,null,null,null,null,null,null,null,null,null,null,null,108,41,778.85202203599886,395.24353710000003,318.90130329999897,40.076988209999897,14.75826889,9.8719245359999999,1115.63788526555,1163.96005450436,2017.8530325208001,2145.3388298183099,3181.8551491261901,0.60859662266687031,0.85065812254217055,0.38341588077821415,0.30042818207550293,0.75230660231540902,null,95,"hydclass1",6.3303360069999899,2542.9800984323501,null,null,0.69248088648739026,null,57.43136266320321,null,108,6,19.913857,13.351739,2.7639629999999902,1.373855,1.240534,1.1837660000000001,4626.0207648996702,6195.4406209477802,6364.83426350011,6468.5687224028497,6517.1639279895198,0.57838541840557101,0.766602295329044,0.30940955379440799,0.30811822164425701,0.78273281610374201,null,16,"hydclass3",196.71221700000001,4996.6695507407303,null,null,0.67801495745014395,null,110.10054680264149]
[null,null,null,null,null,null,null,null,null,null,null,null,null,null,null,null,null,null,null,null,null,null,null,null,null,null,null,null,null,null,null,109,143,242.21017099999992,61.636102280000003,55.228674980000001,44.597818820000001,48.194781839999997,32.552793079999901,2007.76363055658,2052.3549394392599,2140.7224179649302,2234.02507755838,3649.7532774422002,0.5529929943726245,0.80487496478536447,0.31711945008832026,0.23103830169508041,0.70438002974349301,null,109,"hydclass1",61.636102280000003,2007.76363055658,null,null,0.5529929943726245,null,57.465825744438078,null,109,63,242.20891800000001,49.168298,52.135613999999897,47.841736999999902,47.096389000000002,45.966880000000003,4365.6932177346898,4894.65697400727,5292.5575944323,5892.0086905911203,6700.0775994547303,0.54836542521922704,0.792305195525699,0.31368740839894499,0.22784769185323001,0.70783113773097195,null,27,"hydclass1",18.552109000000002,5374.9074042432103,null,null,0.72368811348866802,null,110.75959891624483]
[null,null,null,null,null,null,null,null,null,"Grid Feature Costs ($/kW)","NPD 1",0,null,null,null,null,null,null,null,null,null,null,null,null,null,null,null,null,null,null,null,110,35,56.344810466999789,31.683095439999899,12.4149197799999,4.5944115759999899,5.361115743,2.2912679279999999,1841.28975948985,2221.02563426494,2712.6581982773901,3021.5685116146801,5775.3393104529596,0.57406929627621361,0.83816188917369672,0.36062713720420658,0.283404247790636,0.68299226013553671,null,13,"hydclass1",2.2910574430000001,3122.2985170064198,null,null,0.8429558508952627,null,57.439800236348155,null,110,24,50.794238,10.507984,11.3686799999999,10.522675999999899,9.7985810000000004,8.5963170000000009,5385.36683264168,6002.6249760104802,6248.8220417078201,6739.5542454425504,7470.5194947757,0.56176977352706303,0.838774826332778,0.359893550423796,0.25101293697962102,0.665722895146591,null,34,"hydclass2",177.13925699999999,5278.4766084682296,null,null,0.710352399997213,null,110.85655424029991]
[null,null,null,null,null,null,null,null,null,null,"NPD 2",0,null,null,null,null,null,null,null,null,null,null,null,null,null,null,null,null,null,null,null,111,112,24.346642464999988,7.2229288059999996,4.8139958329999901,4.1326555230000004,4.1949844399999998,3.9820778630000002,2847.5741217067698,3546.2289038921099,3837.4710364061698,4875.28126574009,7406.8825459508498,0.62742582663915447,0.8031497769969147,0.49697134345174598,0.403053962619427,0.70677458220787681,null,127,"hydclass3",56.749683411999897,2342.39351178779,null,null,0.63805507346807533,null,57.626930032299938,null,111,4,16.340205000000001,6.9747989999999902,4.4091170000000002,3.5186199999999901,1.4376690000000001,0,5033.1770143456897,5357.58231809672,5530.2642960615703,6319.6247629582003,500000,0.57203924298390496,0.81874646746334001,0.449603145195627,0.256912555782006,0.64039214694419899,null,104,"hydclass1",3.5330379999999901,5527.0507725770503,null,null,0.74210443727970199,null,110.99530318485364]
[null,null,null,null,null,null,null,null,null,null,"NPD 3",0,null,null,null,null,null,null,null,null,null,null,null,null,null,null,null,null,null,null,null,112,247,207.99467839699972,43.525918590000003,51.743936979999901,42.2638789189999,35.548273506999998,34.9126704009999,2152.68594460657,2201.2775236522202,2395.6613154165798,2880.8669627856102,4806.5591483814096,0.61378431958683977,0.85423125059469918,0.46504814611129192,0.28609475703344467,0.7100482030645292,null,47,"hydclass2",10.6213183699999,2291.6799095445299,null,null,0.62458331109038678,null,57.656371712646624,null,112,38,133.775598,27.1563459999999,27.351372999999899,27.193756999999898,27.468359,24.6057629999999,4766.5604737132398,5279.2763989371097,5641.1735056939997,5827.37347989093,6334.4634582996796,0.61044114524940096,0.84905103667672799,0.47560507305512201,0.28157626955923698,0.70207861674641003,null,24,"hydclass2",260.79449199999999,4769.4749631694203,null,null,0.64165477969687501,null,111.1482223328162]
[null,null,null,null,null,null,null,null,null,null,"NPD 4",0,null,null,null,null,null,null,null,null,null,null,null,null,null,null,null,null,null,null,null,113,35,34.65153125899996,8.0355129359999893,7.00415884099999,7.1466070799999999,6.32506634499999,6.1401860569999904,2423.8166670589098,2491.7267353218599,2847.9518511511001,3166.09971714841,4505.5360793936798,0.60513140368321894,0.83685267614669534,0.50957846196166368,0.30037442093983169,0.65565374528058984,null,9,"hydclass2",25.32436512,2362.6816465643701,null,null,0.6428808404293177,null,57.663653647881297,null,113,8,13.753792000000001,3.1959780000000002,3.04499899999999,3.24638299999999,2.9391929999999902,1.3272390000000001,5606.7695828260403,5910.7147022931804,6201.4765817041498,6297.1548743886196,6399.5867610093201,0.60704405307769504,0.83666776978405399,0.519922147764039,0.30626135339154398,0.65451084947457905,null,20,"hydclass4",96.171903999999898,5139.05922765378,null,null,0.68773605919214797,null,111.52872210653476]
[null,null,null,null,null,null,null,null,null,null,"NPD 5",0,null,null,null,null,null,null,null,null,null,null,null,null,null,null,null,null,null,null,null,114,36,21.053877551999978,7.6120754389999901,6.3988755780000002,2.47897436,2.545236649,2.01871552599999,2450.3494975786102,2917.73369340009,3072.8546367281801,4041.48260777017,6375.20759794068,0.59895160349434218,0.83199563369694085,0.45249969208480295,0.28232704572403855,0.69351443554150127,null,92,"hydclass1",11.6715663099999,2248.7123021382799,null,null,0.60998143621806589,null,57.969721150293367,null,114,10,34.422010999999998,10.789033999999999,10.7601899999999,5.8903219999999896,3.7397409999999902,3.2427239999999902,4873.14623245653,5061.0789393004598,5519.1559134932404,6459.7707533839603,6735.4868248991797,0.59845264418245103,0.83216761270272999,0.49351661956201198,0.29098751124219702,0.65988650204927501,null,81,"hydclass3",20.521681000000001,4847.3469303452803,null,null,0.64754306664570305,null,111.87337527668845]
[null,null,null,null,null,null,null,null,null,null,"NSD 1",0,null,null,null,null,null,null,null,null,null,null,null,null,null,null,null,null,null,null,null,115,109,515.68282725399979,184.2538078,90.877363309999893,100.3895868,74.934346480000002,65.227722863999901,1487.8382210767099,1713.3092655375201,1821.0812987593599,1926.6040982258901,2671.6862600794402,0.6318078319422139,0.86359972971465948,0.38640340539503215,0.3526088710253964,0.78417002541662051,null,63,"hydclass1",64.902089599999897,1829.0727178167699,null,null,0.49920179152886984,null,58.274107817155105,null,115,27,131.82231100000001,27.940863999999898,29.796721000000002,24.742919999999899,27.510608999999999,21.8311969999999,4605.9418365326901,4796.2013758277499,4900.1341198549699,5150.4671019504503,5650.50826749316,0.626354801608625,0.849537410150904,0.41604129015515401,0.37187863471988902,0.75039681112120504,null,75,"hydclass2",6.3070430000000002,5960.6745271851196,null,null,0.78965477931557104,null,112.28823894239305]
[null,null,null,null,null,null,null,null,null,null,"NSD 2",0,null,null,null,null,null,null,null,null,null,null,null,null,null,null,null,null,null,null,null,116,184,184.69258540399969,46.993016390000001,44.807680499999897,36.748722029999897,28.79508646,27.348080023999898,1702.0423005600501,1718.2736433758,2051.41001456499,2154.3698121654902,4486.1769713142303,0.61100994282953935,0.84714767204012564,0.41553412274267937,0.3004395800355445,0.73770929647086325,null,1,"hydclass3",9.7683567979999903,2665.8902285089698,null,null,0.71361850400965132,null,58.260993417519067,null,116,211,627.33129799999995,130.630484,124.741773999999,125.490655,123.98170599999899,123.470136,4559.1994654869804,5191.4156138736598,5516.5300488966705,5944.12711007087,6676.2902425755701,0.60288172268748896,0.85721175436149899,0.38628175303892898,0.28885040618373697,0.73796431896792303,null,14,"hydclass1",108.739296999999,4883.6975177628001,null,null,0.64909926796523298,null,112.40857261229833]
[null,null,null,null,null,null,null,null,null,null,"NSD 3",0,null,null,null,null,null,null,null,null,null,null,null,null,null,null,null,null,null,null,null,117,56,21.539738639999968,15.110986690000001,2.0929092229999902,1.8679668490000001,1.23705084799999,1.2308250299999901,2135.2074957229202,3180.0457301582901,4058.0466160870701,5706.4682414033396,8166.5832806583703,0.56863437214844614,0.86754027649280208,0.3626624985407389,0.23322209157136736,0.66788642222380323,null,5,"hydclass2",14.772061146,2445.23758877814,null,null,0.65656005190479561,null,58.307711425138237,null,117,39,122.74772900000001,25.6948299999999,27.499175999999999,23.515903000000002,23.195923000000001,22.8418969999999,4638.3444100940296,5081.4401261078201,5395.5129309261101,5941.2013066724903,6457.3227435209701,0.58802712245817701,0.86449353344147695,0.39507117779550599,0.265511965295057,0.69174260679363297,null,13,"hydclass1",16.577736000000002,5466.0458556701997,null,null,0.72363024281124,null,112.560589335648]
[null,null,null,null,null,null,null,null,null,null," NSD 4",0,null,null,null,null,null,null,null,null,null,null,null,null,null,null,null,null,null,null,null,118,80,14.11363604799997,8.6161093060000002,1.50451334299999,1.39888942299999,1.3304135079999899,1.263710468,2390.05883335202,4716.7091138534297,5244.6239108850295,6480.8120884850796,8921.8205489789507,0.6053311017282782,0.84605044863920542,0.42198430077423316,0.34777097802105505,0.69227203962645845,null,98,"hydclass2",25.347713469999999,2211.79051419078,null,null,0.59612416864522721,null,58.373310868065225,null,118,74,292.09115200000002,71.864957000000004,61.734485999999997,56.793647,55.710876999999897,45.987184999999897,4296.9486018710504,4720.3072909429702,5144.8700589745504,6117.9551203651999,7800.1084322749402,0.64137899904342499,0.85735066271224603,0.50580795094704001,0.40754344433374601,0.70315020253149696,null,105,"hydclass1",22.4817339999999,4822.46672480916,null,null,0.63947003354501697,null,112.69807259550983]
[null,null,null,null,null,null,null,null,null,null,"NSD 5",0,null,null,null,null,null,null,null,null,null,null,null,null,null,null,null,null,null,null,null,119,20,6.9100480229999883,3.385209498,2.3887848449999902,0.40369074699999902,0.41623311000000002,0.31612982299999898,2885.1901233608701,3095.9979087864399,5124.4755628236999,5755.5556194275596,7763.6051949073199,0.61782733210421792,0.85789391215215249,0.38286486706293377,0.37414240805962834,0.73778824694020628,null,109,"hydclass2",55.228674980000001,2052.3549394392599,null,null,0.5529929943726245,null,58.613366033210617,null,119,18,108.73471499999999,30.980806999999899,30.529731999999999,15.727396000000001,16.349401,15.1473789999999,4323.7678004107902,4548.5303752708396,4621.4998412224504,4914.2799991329503,5866.6674280034804,0.60021201556517401,0.85626403271111895,0.36029154793158702,0.33393294660316603,0.72815355895015299,null,87,"hydclass1",33.037990999999998,5116.6783787705399,null,null,0.67682282940984795,null,112.81307403449068]
[null,null,null,null,null,null,null,null,null,null,null,null,null,null,null,null,null,null,null,null,null,null,null,null,null,null,null,null,null,null,null,120,9,0.68860743299999783,0.31356498199999899,0.126926185999999,8.50187369999999E-2,8.3908218000000007E-2,7.9189309999999902E-2,4682.92292311034,5641.15912925469,6128.6703361828604,7612.9582572919899,9668.9958175326901,0.62797468371372311,0.836314040969106,0.44299689882816301,0.41358978091810045,0.71904262801110519,null,28,"hydclass4",4.6210988220000004,2709.4909680067699,null,null,0.71733769600936159,null,58.837856578308219,null,120,0,0,0,0,0,0,0,0,0,0,0,0,0,0,0,0,0,null,72,"hydclass5",116.457357999999,5075.8353538993797,null,null,0.67133731595394897,null,112.84709855622455]
[null,null,null,null,null,null,null,null,null,"Onshore Spur Line Costs ($/kW)","NPD 1",0,null,null,null,null,null,null,null,null,null,null,null,null,null,null,null,null,null,null,null,121,21,14.90779488599998,8.2946181649999904,3.1129812280000002,1.9786149559999899,0.82489595999999898,0.69668457699999897,2408.39946001198,2934.4946697721298,3216.4484857867901,4655.9394858311698,7969.1927214091202,0.60913352909815988,0.85565972635289667,0.42699607584795929,0.33566732044633646,0.69878208226500849,null,88,"hydclass3",27.01416386,2182.5208554867299,null,null,0.58170743928214308,null,59.037274967931623,null,121,17,58.001621,21.689395999999899,12.8157449999999,7.8605140000000002,8.1163460000000001,7.5196199999999997,4849.2542622392803,5273.0544250427802,5744.4258181131399,6138.3124529228598,6619.1768212159004,0.60762471749589897,0.84934724907472203,0.418341066982446,0.36481538627702698,0.695288403358445,null,65,"hydclass3",36.226962,4943.1475057361704,null,null,0.65326519206266298,null,113.00397751471912]
[null,null,null,null,null,null,null,null,null,null,"NPD 2",0,null,null,null,null,null,null,null,null,null,null,null,null,null,null,null,null,null,null,null,122,427,159.43260221699961,33.552202929999901,36.784696449999899,31.1915625,29.3739456029999,28.530194733999899,2064.5438229720198,2460.8253711381299,2790.5163958606099,3420.3308882558099,6169.2172556099604,0.63735626154772107,0.83294219505254496,0.42568303477539077,0.44091558865657171,0.74954762675285869,null,117,"hydclass1",15.110986690000001,2135.2074957229202,null,null,0.56863437214844614,null,59.148615915020024,null,122,205,1460.79457,300.13076699999903,312.62419899999901,285.59857799999901,284.06499600000001,278.37602999999899,3462.22394004649,3839.7732644957,4342.1348643088304,5032.7521592355597,5860.9182508467802,0.62210964185539697,0.85932035517683303,0.385195263243716,0.38584347871480801,0.74745615586406799,null,116,"hydclass1",130.630484,4559.1994654869804,null,null,0.60288172268748896,null,113.15991528817352]
[null,null,null,null,null,null,null,null,null,null,"NPD 3",0,null,null,null,null,null,null,null,null,null,null,null,null,null,null,null,null,null,null,null,123,57,31.847449268999991,14.19188205,7.3258743629999996,3.722004493,3.6977671509999901,2.909921212,2162.2340512186502,2839.34075580852,3248.2212442688001,3738.8725975284701,7041.8406054890402,0.66824541644922875,0.84987212590862971,0.52661502773878677,0.49106783510046625,0.72764595131699961,null,3,"hydclass1",4.997111469,2667.0832398566699,null,null,0.70177457355384665,null,59.223064183369864,null,123,6,106.163321,26.4315199999999,26.357526,26.145042,14.219181000000001,13.0100519999999,4704.6859699328597,4706.6843960014103,4712.4625684007797,5184.4813067283303,5626.6001905039602,0.61481491239332997,0.85578448926508499,0.42580353118162301,0.38302526607305398,0.69739075508100601,null,126,"hydclass2",15.522493000000001,5111.6771682364597,null,null,0.67329730820537603,null,113.28399332220249]
[null,null,null,null,null,null,null,null,null,null,"NPD 4",0,null,null,null,null,null,null,null,null,null,null,null,null,null,null,null,null,null,null,null,124,1,4.3572190999999871E-2,1.3515324999999899E-2,8.9585059999999894E-3,7.3864229999999901E-3,7.6681459999999998E-3,6.0437909999999902E-3,8995.9080400662606,11360.5916325913,11835.4017943075,12792.060520662601,15963.475423972901,0.62169489055420013,0.8073791362844196,0.44910033391425586,0.44325048010755369,0.7023684525718269,null,76,"hydclass1",3.9922165469999902,2790.6642900522902,null,null,0.72791414486721684,null,59.609015865025448,null,124,0,0,0,0,0,0,0,0,0,0,0,0,0,0,0,0,0,null,119,"hydclass2",30.529731999999999,4548.5303752708396,null,null,0.60021201556517401,null,113.39831408301634]
[null,null,null,null,null,null,null,null,null,null,"NPD 5",0,null,null,null,null,null,null,null,null,null,null,null,null,null,null,null,null,null,null,null,125,57,2.8008368689999981,0.67865844399999897,0.56589760899999897,0.53452963499999995,0.52906695800000003,0.49268422299999998,4507.2956390418403,5749.4321368662004,6566.1007327038596,7634.6208733891199,8864.2291126200798,0.65306390642889567,0.85439579589577019,0.50815119932466069,0.45037712729751223,0.71284107949760045,null,26,"hydclass2",4.8657850910000002,2681.44346956351,null,null,0.69826963335449199,null,59.799498168668826,null,125,0,0,0,0,0,0,0,0,0,0,0,0,0,0,0,0,0,null,99,"hydclass2",61.604066000000003,4770.4086184903399,null,null,0.62708870795188298,null,113.6886877177423]
[null,null,null,null,null,null,null,null,null,null,"NSD 1",0,null,null,null,null,null,null,null,null,null,null,null,null,null,null,null,null,null,null,null,126,308,28.522666935999979,5.7613379069999899,5.94817176599999,5.6047108559999996,5.6198921210000004,5.5885542859999999,3368.5066175269199,4169.1120681064303,4947.7980284647801,6153.0455132446104,8868.95675981979,0.66326271444775053,0.82624351430573939,0.49051543449864232,0.49329431724343586,0.75715120357194521,null,129,"hydclass1",7.2077017210000003,2477.4054414242901,null,null,0.64654391879017059,null,59.877376098651567,null,126,3,49.183463000000003,27.344384000000002,15.522493000000001,6.316586,0,0,4680.5951389085603,5111.6771682364597,5950.9078695748103,500000,500000,0.67329730820537603,0.86460715000363297,0.48630636866409899,0.51340093487444804,0.75737178491105095,null,134,"hydclass1",139.77006799999899,5080.1618898982397,null,null,0.66662850902792203,null,113.71756795342475]
[null,null,null,null,null,null,null,null,null,null,"NSD 2",0,null,null,null,null,null,null,null,null,null,null,null,null,null,null,null,null,null,null,null,127,583,295.06885845699958,61.326240599999998,67.880522389999896,56.749683411999897,55.243686915999902,53.868725138999899,2006.1962345821801,2181.46639982022,2342.39351178779,2956.4724738527002,5554.1324349146898,0.63805507346807533,0.87438867959214639,0.40822539940779085,0.42462774749710464,0.74156090625783511,null,2,"hydclass1",6.3156798810000003,2544.1672016982602,null,null,0.6626206134937791,null,59.923717626638776,null,127,284,714.30217800000003,143.06032200000001,143.64033599999999,142.19173899999899,147.573769,138.21752599999999,4663.1109382697296,5422.2949523311599,5743.8539979296002,5966.1238306294299,7011.6040771090402,0.64047664615831301,0.87757095816683295,0.42291857533347099,0.43172016561700599,0.73766420333962002,null,74,"hydclass1",1.568837,6234.2414787350399,null,null,0.81441186170775104,null,113.73691133416064]
[null,null,null,null,null,null,null,null,null,null,"NSD 3",0,null,null,null,null,null,null,null,null,null,null,null,null,null,null,null,null,null,null,null,128,10,0.38734507199999985,0.12695613,9.3740255999999897E-2,5.9172561999999901E-2,6.5982995000000003E-2,4.1493128999999997E-2,6502.9792927828603,6934.4329891962898,7616.7121961456796,8118.7574148457797,10710.228030361601,0.78910943658321953,0.88320755300283305,0.74636867330954659,0.70188410116129529,0.79407629558398352,null,50,"hydclass3",26.503403966999901,2177.32652676418,null,null,0.57106395956946499,null,59.958030424817949,null,128,0,0,0,0,0,0,0,0,0,0,0,0,0,0,0,0,0,null,74,"hydclass2",1.568837,6234.2414787350399,null,null,0.81441186170775104,null,113.73691133416064]
[null,null,null,null,null,null,null,null,null,null," NSD 4",0,null,null,null,null,null,null,null,null,null,null,null,null,null,null,null,null,null,null,null,129,109,17.353669134999979,7.2077017210000003,3.4733584120000001,2.30463891299999,2.2189196959999902,2.149050393,2477.4054414242901,3301.3372703681498,4398.2150643455998,6079.3122169734497,8350.4272456673898,0.64654391879017059,0.9256239275127387,0.45170347323177118,0.43452719745177598,0.68973524675653219,null,105,"hydclass2",8.8618308649999893,2376.5887232527598,null,null,0.61832841422496665,null,{"$f":" (($S$48 * $S$46 * $S$44 * (BB134 * 1 + $L$104) +$L$69) * 1000 / (BE134 * 8760)) + $L$80 + 0","v":60.166610050637516},null,129,48,100.024618,20.967624999999899,20.086914,20.097802999999899,21.162872,17.7094039999999,5208.8462487203797,5575.3560956883002,5720.8492703265101,6320.5788420877398,7493.8515487694303,0.66376312830677198,0.91197496851674398,0.49822625174739499,0.47946858943631399,0.700481572415253,null,25,"hydclass1",81.054507000000001,5276.6840804943104,null,null,0.68895717774432097,null,{"$f":" (($S$48 * $S$46 * $S$44 * (CE134 * 1 + $L$104) +$L$69) * 1000 / (CH134 * 8760)) + $L$80 + 0","v":114.17858638268295}]
[null,null,null,null,null,null,null,null,null,null,"NSD 5",0,null,null,null,null,null,null,null,null,null,null,null,null,null,null,null,null,null,null,null,130,264,{"$f":"SUM(AI135:AM135)","v":63.447368328999985},30.11052218,9.0929311399999904,8.2914683789999994,8.05213556,7.9003110699999901,1860.1038249057799,3454.9653799278099,4205.1019987234504,5157.1318845318001,7461.6253761994303,0.65165623233594816,0.90669842042712012,0.46313538331499393,0.48120948107735262,0.68730003303926035,null,105,"hydclass3",8.7415652040000005,2383.1244378924898,null,null,0.61832841422496665,null,60.317032005656912,null,130,42,218.13789,70.074554000000006,43.997543999999998,35.9421439999999,34.340680999999996,33.7829669999999,4510.6699379654701,4900.0167383924199,5807.7902025441599,6258.1024397007204,7181.0738059415298,0.68779202489126201,0.91613585049961099,0.53886122473738496,0.52209480582398704,0.71756114122929304,null,40,"hydclass3",88.936267999999899,5442.7519463162598,null,null,0.70989436718244903,null,114.21952861692328]
[null,null,null,null,null,null,null,null,null,null,null,null,null,null,null,null,null,null,null,null,null,null,null,null,null,null,null,null,null,null,null,131,578,66.280260329999891,13.675299122,13.248838553000001,13.150922268,13.107860603000001,13.0973397839999,3266.39888259385,4042.4592540158901,4671.11726206822,5621.5645383041101,8111.0934535590704,0.64024445059483215,0.89213347915393082,0.40793773092555263,0.41335262453084504,0.74056800175071458,null,122,"hydclass2",36.784696449999899,2460.8253711381299,null,null,0.63735626154772107,null,60.331542782936069,null,131,15,35.173527,12.8242589999999,5.738931,5.78427299999999,7.12260899999999,3.7034549999999902,5272.4802365657897,6535.8076281686499,7202.9887681312402,7493.6303799322704,7870.7060475750304,0.66987030087666699,0.90313863729558397,0.46463586620800101,0.46090356367323698,0.76063624746816005,null,123,"hydclass1",26.4315199999999,4704.6859699328597,null,null,0.61481491239332997,null,114.38332283182602]
[null,null,null,null,null,null,null,null,null,null,null,null,null,null,null,null,null,null,null,null,null,null,null,null,null,null,null,null,null,null,null,132,249,67.645606574999988,29.26385634,10.822193412000001,9.3606803079999992,9.1388165729999908,9.0600599419999899,1870.7303517693899,2838.3588015291998,3859.5066959794899,4907.8585967214403,7346.0174101764896,0.66313793229282259,0.89898086416857637,0.45589344201816356,0.46354461006285747,0.74267278016075045,null,17,"hydclass2",6.7014600929999899,2864.6569853608798,null,null,0.73577869083005698,null,60.431753087010989,null,132,26,56.403061000000001,13.9082489999999,11.393253,10.912789,11.5892809999999,8.5994890000000002,6492.5857711610897,6863.74909203677,7285.6051407421801,7468.7158222400203,7898.4365967271897,0.66020302578288204,0.87987738329260501,0.445092077371115,0.46820476027660202,0.76021804768125401,null,115,"hydclass2",29.796721000000002,4796.2013758277499,null,null,0.626354801608625,null,114.40476908704137]
[null,null,null,null,null,null,null,"LCOE",null,"Levelized Cost of Energy ($/MWh)","NPD 1",{"$f":" (($S$48 * $S$46 * $S$44 * (L58 * 1 + L104) +L69) * 1000 / (L14 * 8760)) +L80 + 0","v":35.253545283734006},34.152887434051948,{"$f":"L138/M138-1","v":3.2227373214267496E-2},null,null,null,null,null,null,null,null,null,null,null,null,null,null,null,null,null,133,85,13.371037017999971,3.1436214129999902,2.7001610070000002,2.6467949399999999,2.5457970809999901,2.3346625769999898,3367.7550137307298,3961.4969387333699,4729.3409727504504,5291.7523950129998,7523.7763012604801,0.63406872257097557,0.87913581706751298,0.39145442059876473,0.37660293944029022,0.76306655639531651,null,34,"hydclass2",5.412658006,2624.48334865994,null,null,0.67646875382536364,null,60.441706991341384,null,133,0,0,0,0,0,0,0,0,0,0,0,0,0,0,0,0,0,null,123,"hydclass2",26.357526,4706.6843960014103,null,null,0.61481491239332997,null,114.42958021328909]
[null,null,null,null,null,null,null,null,null,null,"NPD 2",{"$f":" (($S$48 * $S$46 * $S$44 * (L59 * 1 + L105) +L70) * 1000 / (L15 * 8760)) +L81 + 0","v":60.655623739958578},58.622461153542282,{"$f":"L139/M139-1","v":3.4682313679923693E-2},null,null,null,null,null,null,null,null,null,null,null,null,null,null,null,null,null,134,178,18.789204395999981,3.796932677,4.0755708469999901,3.63338579599999,3.661141727,3.6221733490000001,3901.8025519645598,4231.3808814200302,5047.4742082067196,5881.9126412250898,7752.4878618078201,0.67053970412881658,0.88789420228528171,0.52604042089086189,0.52454342744858717,0.68889949071163259,null,99,"hydclass1",9.2632424879999906,2355.5254357342501,null,null,0.60996195317267932,null,60.463551261407567,null,134,169,663.65268800000001,139.77006799999899,135.19457,131.30090999999899,129.220876,129.14837,5080.1618898982397,5587.4169844604103,6067.1803487823399,6714.7690809261203,7547.9586875214,0.66662850902792203,0.86531783284079899,0.57423634658279998,0.54581187992018798,0.65278972251130696,null,53,"hydclass3",373.71756199999902,5331.6334767841699,null,null,0.69417248082473304,null,114.46747938235613]
[null,null,null,null,null,null,null,null,null,null,"NPD 3",{"$f":" (($S$48 * $S$46 * $S$44 * (L60 * 1 + L106) +L71) * 1000 / (L16 * 8760)) +L82 + 0","v":120.78566310478746},116.54362204385075,3.6398740544897557E-2,null,null,null,null,null,null,null,null,null,null,null,null,null,null,null,null,null,null,null,null,null,null,null,null,null,null,null,null,null,null,null,null,null,null,null,null,80,"hydclass3",8.8882458619999891,2728.8569592708,null,null,0.69903420694676399,null,60.702286550184176,null,null,null,null,null,null,null,null,null,null,null,null,null,null,null,null,null,null,null,null,123,"hydclass3",26.145042,4712.4625684007797,null,null,0.61481491239332997,null,114.56332702986802]
[null,null,null,null,null,null,null,null,null,null,"NPD 4",173.8657766559308,167.67414537954821,3.6926571251442386E-2,null,null,null,null,null,null,null,null,null,null,null,null,null,null,null,null,null,null,null,null,null,null,null,null,null,null,null,null,null,null,null,null,null,null,null,null,110,"hydclass2",12.4149197799999,2221.02563426494,null,null,0.57406929627621361,null,60.741516068529371,null,null,null,null,null,null,null,null,null,null,null,null,null,null,null,null,null,null,null,null,95,"hydclass2",18.915676999999999,5232.6880292900396,null,null,0.68058106166941201,null,114.63074523217928]
[null,null,null,null,null,null,null,null,null,null,"NPD 5",228.04176740638394,219.86162446893007,3.7205869633742505E-2,null,null,null,null,null,null,null,null,null,null,null,null,null,null,null,null,null,null,null,null,null,null,null,null,null,null,null,null,null,null,null,null,null,null,null,null,18,"hydclass2",7.259839361,2473.8154275066299,null,null,0.63518485138093261,null,60.819630220992785,null,null,null,null,null,null,null,null,null,null,null,null,null,null,null,null,null,null,null,null,75,"hydclass3",7.2622790000000004,6094.2750673518904,null,null,0.78965477931557104,null,114.69597178611487]
[null,null,null,null,null,null,null,null,null,null,"NSD 1",80.377448493592027,77.613550195208376,3.5611027860883659E-2,null,null,null,null,null,null,null,null,null,null,null,null,null,null,null,null,null,null,null,null,null,null,null,null,null,null,null,null,null,null,null,null,null,null,null,null,109,"hydclass3",44.597818820000001,2140.7224179649302,null,null,0.5529929943726245,null,60.887469314014616,null,null,null,null,null,null,null,null,null,null,null,null,null,null,null,null,null,null,null,null,119,"hydclass3",15.727396000000001,4621.4998412224504,null,null,0.60021201556517401,null,115.12842455034328]
[null,null,null,null,null,null,null,null,null,null,"NSD 2",103.54244058570191,99.926608049832709,3.6184882149367104E-2,null,null,null,null,null,null,null,null,null,null,null,null,null,null,null,null,null,null,null,null,null,null,null,null,null,null,null,null,null,null,null,null,null,null,null,null,65,"hydclass2",21.363708070000001,2288.9634520557902,null,null,0.58861645466362589,null,60.949364128658239,null,null,null,null,null,null,null,null,null,null,null,null,null,null,null,null,null,null,null,null,27,"hydclass2",9.8489909999999892,5595.9218084919903,null,null,0.72368811348866802,null,115.10576672522922]
[null,null,null,null,null,null,null,null,null,null,"NSD 3",125.25972691636782,120.84790928771824,3.6507190357309316E-2,null,null,null,null,null,null,null,null,null,null,null,null,null,null,null,null,null,null,null,null,null,null,null,null,null,null,null,null,null,null,null,null,null,null,null,null,112,"hydclass3",42.2638789189999,2395.6613154165798,null,null,0.61378431958683977,null,61.034345516348772,null,null,null,null,null,null,null,null,null,null,null,null,null,null,null,null,null,null,null,null,51,"hydclass2",72.763738999999902,4445.5021293198597,null,null,0.57781640258853595,null,115.15177601067046]
[null,null,null,null,null,null,null,null,null,null," NSD 4",145.07108679865806,139.93020038254051,3.6738934140474466E-2,null,null,null,null,null,null,null,null,null,null,null,null,null,null,null,null,null,null,null,null,null,null,null,null,null,null,null,null,null,null,null,null,null,null,null,null,53,"hydclass1",19.656063530000001,2025.6667883843199,null,null,0.52116091979609336,null,61.300359507316827,null,null,null,null,null,null,null,null,null,null,null,null,null,null,null,null,null,null,null,null,17,"hydclass2",207.706719999999,5426.5213622229903,null,null,0.70080184557039804,null,115.33697170622008]
[null,null,null,null,null,null,null,null,null,null,"NSD 5",177.68094564692737,171.34626582497992,3.697004887411981E-2,null,null,null,null,null,null,null,null,null,null,null,null,null,null,null,null,null,null,null,null,null,null,null,null,null,null,null,null,null,null,null,null,null,null,null,null,31,"hydclass4",5.5479467910000002,2611.4594957507802,null,null,0.6624239572374061,null,61.386370442864845,null,null,null,null,null,null,null,null,null,null,null,null,null,null,null,null,null,null,null,null,104,"hydclass2",2.6508929999999902,5760.7965744030698,null,null,0.74210443727970199,null,115.47776029010888]
[null,null,null,null,null,null,null,null,null,null,null,null,null,null,null,null,null,null,null,null,null,null,null,null,null,null,null,null,null,null,null,null,null,null,null,null,null,null,null,null,null,null,null,null,null,null,null,null,null,null,118,"hydclass1",8.6161093060000002,2390.05883335202,null,null,0.6053311017282782,null,61.717390192637147,null,null,null,null,null,null,null,null,null,null,null,null,null,null,null,null,null,null,null,null,24,"hydclass3",245.21269100000001,4976.0840324484398,null,null,0.64165477969687501,null,115.73054111458609]
[null,null,null,null,null,null,null,null,null,"Overnight Levelized Cost of Energy ($/MWh)","NPD 1",{"$f":"(((L58*$S$48*(1-$S$40*$S$45))/(8760*L14*(1-$S$40))+L69/(8760*L14))*1000)+L80","v":34.13300172478354},"* this is similar to the LCOE used in the TCDB (Transparent Cost Database)",null,null,null,null,null,null,null,null,null,null,null,null,null,null,null,null,null,null,null,null,null,null,null,null,null,null,null,null,null,null,null,null,null,null,null,null,null,8,"hydclass1",2.6896291620000001,3022.5482824186902,null,null,0.75794656089785339,null,61.7075018229405,null,null,null,null,null,null,null,null,null,null,null,null,null,null,null,null,null,null,null,null,90,"hydclass1",32.4900289999999,4874.5970594868404,null,null,0.62795100500642498,null,115.89745631435775]
[null,null,null,null,null,null,null,null,null,null,"NPD 2",{"$f":"(((L59*$S$48*(1-$S$40*$S$45))/(8760*L15*(1-$S$40))+L70/(8760*L15))*1000)+L81","v":58.585727776225667},null,null,null,null,null,null,null,null,null,null,null,null,null,null,null,null,null,null,null,null,null,null,null,null,null,null,null,null,null,null,null,null,null,null,null,null,null,null,121,"hydclass1",8.2946181649999904,2408.39946001198,null,null,0.60913352909815988,null,61.777408651036581,null,null,null,null,null,null,null,null,null,null,null,null,null,null,null,null,null,null,null,null,33,"hydclass3",243.840733,5531.9284179084298,null,null,0.709136833790458,null,116.12827639583716]
[null,null,null,null,null,null,null,null,null,null,"NPD 3",116.46698061048728,null,null,null,null,null,null,null,null,null,null,null,null,null,null,null,null,null,null,null,null,null,null,null,null,null,null,null,null,null,null,null,null,null,null,null,null,null,null,89,"hydclass4",27.527151656999902,2244.7275203917902,null,null,0.56659733037914373,null,62.102380212052786,null,null,null,null,null,null,null,null,null,null,null,null,null,null,null,null,null,null,null,null,15,"hydclass2",425.93756400000001,5238.9404872016003,null,null,0.67129636431752704,null,116.3115454350052]
[null,null,null,null,null,null,null,null,null,null,"NPD 4",167.56228048030198,null,null,null,null,null,null,null,null,null,null,null,null,null,null,null,null,null,null,null,null,null,null,null,null,null,null,null,null,null,null,null,null,null,null,null,null,null,null,113,"hydclass1",8.0355129359999893,2423.8166670589098,null,null,0.60513140368321894,null,62.530763156965655,null,null,null,null,null,null,null,null,null,null,null,null,null,null,null,null,null,null,null,null,74,"hydclass3",1.3479840000000001,6383.9320212209896,null,null,0.81441186170775104,null,116.35260947096795]
[null,null,null,null,null,null,null,null,null,null,"NPD 5",219.71383290566166,null,null,null,null,null,null,null,null,null,null,null,null,null,null,null,null,null,null,null,null,null,null,null,null,null,null,null,null,null,null,null,null,null,null,null,null,null,null,107,"hydclass1",8.4218675009999906,2401.0391623615001,null,null,0.59574049167853993,null,62.929949098980117,null,null,null,null,null,null,null,null,null,null,null,null,null,null,null,null,null,null,null,null,5,"hydclass2",388.11777000000001,5452.5537615109397,null,null,0.69665627591345403,null,116.53907756469513]
[null,null,null,null,null,null,null,null,null,null,"NSD 1",77.563614533526632,null,null,null,null,null,null,null,null,null,null,null,null,null,null,null,null,null,null,null,null,null,null,null,null,null,null,null,null,null,null,null,null,null,null,null,null,null,null,25,"hydclass1",3.95814032799999,2795.4979001001102,null,null,0.68819857788879357,null,62.99373427690854,null,null,null,null,null,null,null,null,null,null,null,null,null,null,null,null,null,null,null,null,112,"hydclass1",27.1563459999999,4766.5604737132398,null,null,0.61044114524940096,null,116.62606249272616]
[null,null,null,null,null,null,null,null,null,null,"NSD 2",99.861280396382256,null,null,null,null,null,null,null,null,null,null,null,null,null,null,null,null,null,null,null,null,null,null,null,null,null,null,null,null,null,null,null,null,null,null,null,null,null,null,102,"hydclass1",16.561091829999899,2096.3627845810202,null,null,0.52220258027005428,null,63.110053943033883,null,null,null,null,null,null,null,null,null,null,null,null,null,null,null,null,null,null,null,null,115,"hydclass3",24.742919999999899,4900.1341198549699,null,null,0.626354801608625,null,116.76616786292354]
[null,null,null,null,null,null,null,null,null,null,"NSD 3",120.76820048199458,null,null,null,null,null,null,null,null,null,null,null,null,null,null,null,null,null,null,null,null,null,null,null,null,null,null,null,null,null,null,null,null,null,null,null,null,null,null,109,"hydclass4",48.194781839999997,2234.02507755838,null,null,0.5529929943726245,null,63.288577593092263,null,null,null,null,null,null,null,null,null,null,null,null,null,null,null,null,null,null,null,null,28,"hydclass3",56.423437999999898,5540.5253581998004,null,null,0.70600219695025701,null,116.8052309492806]
[null,null,null,null,null,null,null,null,null,null," NSD 4",139.83731940896431,null,null,null,null,null,null,null,null,null,null,null,null,null,null,null,null,null,null,null,null,null,null,null,null,null,null,null,null,null,null,null,null,null,null,null,null,null,null,107,"hydclass2",7.8658161230000001,2434.2427121061801,null,null,0.59574049167853993,null,63.723116301192782,null,null,null,null,null,null,null,null,null,null,null,null,null,null,null,null,null,null,null,null,105,"hydclass2",32.152701999999898,5010.4875588036102,null,null,0.63947003354501697,null,116.88237561929708]
[null,null,null,null,null,null,null,null,null,null,"NSD 5",171.23181645155842,null,null,null,null,null,null,null,null,null,null,null,null,null,null,null,null,null,null,null,null,null,null,null,null,null,null,null,null,null,null,null,null,null,null,null,null,null,null,114,"hydclass1",7.6120754389999901,2450.3494975786102,null,null,0.59895160349434218,null,63.778600789280901,null,null,null,null,null,null,null,null,null,null,null,null,null,null,null,null,null,null,null,null,51,"hydclass3",49.1906379999999,4519.4722781108403,null,null,0.57781640258853595,null,116.97358976826564]
[null,null,null,null,null,null,null,null,null,null,null,null,null,null,null,null,null,null,null,null,null,null,null,null,null,null,null,null,null,null,null,null,null,null,null,null,null,null,null,null,null,null,null,null,null,null,null,null,null,null,113,"hydclass2",7.00415884099999,2491.7267353218599,null,null,0.60513140368321894,null,64.127825342086041,null,null,null,null,null,null,null,null,null,null,null,null,null,null,null,null,null,null,null,null,129,"hydclass1",20.967624999999899,5208.8462487203797,null,null,0.66376312830677198,null,116.95584893106918]
[null,null,null,null,null,null,null,null,null,null,null,null,null,null,null,null,null,null,null,null,null,null,null,null,null,null,null,null,null,null,null,null,null,null,null,null,null,null,null,null,null,null,null,null,null,null,null,null,null,null,98,"hydclass3",21.7235406869999,2469.3779581679501,null,null,0.59612416864522721,null,64.522605628719532,null,null,null,null,null,null,null,null,null,null,null,null,null,null,null,null,null,null,null,null,16,"hydclass4",182.71632899999901,5333.6133319639703,null,null,0.67801495745014395,null,117.17276288702851]
[null,null,null,null,null,null,null,"***Note: For future projections, low, mid, and high refer to low, mid, and high LCOE projections.",null,null,null,null,null,null,null,null,null,null,null,null,null,null,null,null,null,null,null,null,null,null,null,null,null,null,null,null,null,null,null,null,null,null,null,null,null,null,null,null,null,null,65,"hydclass3",13.487895859,2464.9794273745601,null,null,0.58861645466362589,null,65.204927273583579,null,null,null,null,null,null,null,null,null,null,null,null,null,null,null,null,null,null,null,null,107,"hydclass4",65.020975999999905,4791.1114358278401,null,null,0.61013682657938595,null,117.25552649295521]
[null,null,null,null,null,null,null,null,null,null,null,null,null,null,null,null,null,null,null,null,null,null,null,null,null,null,null,null,null,null,null,null,null,null,null,null,null,null,null,null,null,null,null,null,null,null,null,null,null,null,61,"hydclass1",18.849959590000001,2042.7168326645201,null,null,0.490220804904759,null,65.494493041128948,null,null,null,null,null,null,null,null,null,null,null,null,null,null,null,null,null,null,null,null,131,"hydclass1",12.8242589999999,5272.4802365657897,null,null,0.66987030087666699,null,117.26596575832255]
[null,null,null,null,null,null,null,null,null,null,null,null,null,null,null,null,null,null,null,null,null,null,null,null,null,null,null,null,null,null,null,null,null,null,null,null,null,null,null,null,null,null,null,null,null,null,null,null,null,null,9,"hydclass3",27.137254317,2718.5351838541001,null,null,0.6428808404293177,null,65.540967615106524,null,null,null,null,null,null,null,null,null,null,null,null,null,null,null,null,null,null,null,null,39,"hydclass5",148.53259499999999,5383.15079553542,null,null,0.68240075044688697,null,117.47005605558353]
[null,null,null,"X",null,null,"Future Projections",null,null,null,null,null,null,null,null,null,null,null,null,null,null,null,null,null,null,null,null,null,null,null,null,null,null,null,null,null,null,null,null,null,null,null,null,null,null,null,null,null,null,null,115,"hydclass5",65.227722863999901,2671.6862600794402,null,null,0.6318078319422139,null,65.587246397046016,null,null,null,null,null,null,null,null,null,null,null,null,null,null,null,null,null,null,null,null,77,"hydclass2",22.754258,5761.8914243133904,null,null,0.72710016743049999,null,117.82665105645329]
[null,null,null,null,null,null,null,null,null,null,null,null,null,null,null,null,null,null,null,null,null,null,null,null,null,null,null,null,null,null,null,null,null,null,null,null,null,null,null,null,null,null,null,null,null,null,null,null,null,null,51,"hydclass2",18.710723949999899,2045.7508217777699,null,null,0.48976125814172311,null,65.641582039046696,null,null,null,null,null,null,null,null,null,null,null,null,null,null,null,null,null,null,null,null,117,"hydclass1",25.6948299999999,4638.3444100940296,null,null,0.58802712245817701,null,117.86599608246658]
[null,null,null,null,null,null,null,null,null,null,null,{"$f":"Q14+1","v":2014},{"$f":"L166+1","v":2015},{"$f":"M166+1","v":2016},{"$f":"N166+1","v":2017},2018,2019,{"$f":"Q166+1","v":2020},2021,2022,2023,{"$f":"U166+1","v":2024},{"$f":"V166+1","v":2025},2026,{"$f":"X166+1","v":2027},2028,2029,2030,{"$f":"AB166+1","v":2031},{"$f":"AC166+1","v":2032},{"$f":"AD166+1","v":2033},{"$f":"AE166+1","v":2034},{"$f":"AF166+1","v":2035},2036,2037,2038,2039,2040,2041,2042,2043,2044,2045,2046,2047,2048,2049,2050,null,null,123,"hydclass2",7.3258743629999996,2839.34075580852,null,null,0.66824541644922875,null,65.728030025732963,null,null,null,null,null,null,null,null,null,null,null,null,null,null,null,null,null,null,null,null,100,"hydclass1",11.6994039999999,5153.5382489591702,null,null,0.65059288026956097,null,118.05917782905759]
[" ",null,null,null,null,null,null,null,null,null,null,null,null,null,null,null,null,null,null,null,null,null,null,null,null,null,null,null,null,null,null,null,null,null,null,null,null,null,null,null,null,null,null,null,null,null,null,null,null,null,63,"hydclass2",48.521423290000001,2103.0313366147502,null,null,0.49920179152886984,null,66.084020599294419,null,null,null,null,null,null,null,null,null,null,null,null,null,null,null,null,null,null,null,null,43,"hydclass4",17.643699000000002,5746.0870412863997,null,null,0.72375932936813603,null,118.04735941083568]
[null,null,null,null,null,null,null,"Techno-Economic Cost and Performance Parameters",null,"Net Capacity Factor (%)","NPD 1 - low",0.65103313838999499,0.65103313838999499,0.65103313838999499,0.65103313838999499,0.65103313838999499,0.65103313838999499,0.65103313838999499,0.65103313838999499,0.65103313838999499,0.65103313838999499,0.65103313838999499,0.65103313838999499,0.65103313838999499,0.65103313838999499,0.65103313838999499,0.65103313838999499,0.65103313838999499,0.65103313838999499,0.65103313838999499,0.65103313838999499,0.65103313838999499,0.65103313838999499,0.65103313838999499,0.65103313838999499,0.65103313838999499,0.65103313838999499,0.65103313838999499,0.65103313838999499,0.65103313838999499,0.65103313838999499,0.65103313838999499,0.65103313838999499,0.65103313838999499,0.65103313838999499,0.65103313838999499,0.65103313838999499,0.65103313838999499,null,null,51,"hydclass3",17.87072191,2064.6512043882399,null,null,0.48976125814172311,null,66.190773175184773,null,null,null,null,null,null,null,null,null,null,null,null,null,null,null,null,null,null,null,null,18,"hydclass1",139.08660899999899,5366.1080001374703,null,null,0.676490457762983,null,118.11433214258463]
[null,null,null,null,null,null,null,null,null,null,"NPD 1 - mid",0.65103313838999499,0.65103313838999499,0.65103313838999499,0.65103313838999499,0.65103313838999499,0.65103313838999499,0.65103313838999499,0.65103313838999499,0.65103313838999499,0.65103313838999499,0.65103313838999499,0.65103313838999499,0.65103313838999499,0.65103313838999499,0.65103313838999499,0.65103313838999499,0.65103313838999499,0.65103313838999499,0.65103313838999499,0.65103313838999499,0.65103313838999499,0.65103313838999499,0.65103313838999499,0.65103313838999499,0.65103313838999499,0.65103313838999499,0.65103313838999499,0.65103313838999499,0.65103313838999499,0.65103313838999499,0.65103313838999499,0.65103313838999499,0.65103313838999499,0.65103313838999499,0.65103313838999499,0.65103313838999499,0.65103313838999499,null,null,132,"hydclass2",10.822193412000001,2838.3588015291998,null,null,0.66313793229282259,null,66.192475612507636,null,null,null,null,null,null,null,null,null,null,null,null,null,null,null,null,null,null,null,null,76,"hydclass3",2.1188440000000002,5955.1223571822102,null,null,0.74796458055644899,null,118.29140967932207]
[null,null,null,null,null,null,null,null,null,null,"NPD 1 - high",0.65103313838999499,0.65103313838999499,0.65103313838999499,0.65103313838999499,0.65103313838999499,0.65103313838999499,0.65103313838999499,0.65103313838999499,0.65103313838999499,0.65103313838999499,0.65103313838999499,0.65103313838999499,0.65103313838999499,0.65103313838999499,0.65103313838999499,0.65103313838999499,0.65103313838999499,0.65103313838999499,0.65103313838999499,0.65103313838999499,0.65103313838999499,0.65103313838999499,0.65103313838999499,0.65103313838999499,0.65103313838999499,0.65103313838999499,0.65103313838999499,0.65103313838999499,0.65103313838999499,0.65103313838999499,0.65103313838999499,0.65103313838999499,0.65103313838999499,0.65103313838999499,0.65103313838999499,0.65103313838999499,0.65103313838999499,null,null,101,"hydclass4",23.498897002,2757.0857449526102,null,null,0.63543350754433237,null,67.14095808162628,null,null,null,null,null,null,null,null,null,null,null,null,null,null,null,null,null,null,null,null,42,"hydclass1",16.751491000000001,4950.8643030518497,null,null,0.62416012461769299,null,118.32394887461311]
[null,null,null,null,null,null,null,null,null,null,"NPD 2 - low",0.63911594896057733,0.63911594896057733,0.63911594896057733,0.63911594896057733,0.63911594896057733,0.63911594896057733,0.63911594896057733,0.63911594896057733,0.63911594896057733,0.63911594896057733,0.63911594896057733,0.63911594896057733,0.63911594896057733,0.63911594896057733,0.63911594896057733,0.63911594896057733,0.63911594896057733,0.63911594896057733,0.63911594896057733,0.63911594896057733,0.63911594896057733,0.63911594896057733,0.63911594896057733,0.63911594896057733,0.63911594896057733,0.63911594896057733,0.63911594896057733,0.63911594896057733,0.63911594896057733,0.63911594896057733,0.63911594896057733,0.63911594896057733,0.63911594896057733,0.63911594896057733,0.63911594896057733,0.63911594896057733,0.63911594896057733,null,null,5,"hydclass3",10.203515228000001,2855.3513188823599,null,null,0.65656005190479561,null,67.197004105388473,null,null,null,null,null,null,null,null,null,null,null,null,null,null,null,null,null,null,null,null,25,"hydclass2",82.625783999999896,5477.9608734559397,null,null,0.68895717774432097,null,118.33614926033037]
[null,null,null,null,null,null,null,null,null,null,"NPD 2 - mid",0.63911594896057733,0.63911594896057733,0.63911594896057733,0.63911594896057733,0.63911594896057733,0.63911594896057733,0.63911594896057733,0.63911594896057733,0.63911594896057733,0.63911594896057733,0.63911594896057733,0.63911594896057733,0.63911594896057733,0.63911594896057733,0.63911594896057733,0.63911594896057733,0.63911594896057733,0.63911594896057733,0.63911594896057733,0.63911594896057733,0.63911594896057733,0.63911594896057733,0.63911594896057733,0.63911594896057733,0.63911594896057733,0.63911594896057733,0.63911594896057733,0.63911594896057733,0.63911594896057733,0.63911594896057733,0.63911594896057733,0.63911594896057733,0.63911594896057733,0.63911594896057733,0.63911594896057733,0.63911594896057733,0.63911594896057733,null,null,85,"hydclass5",103.548530063999,2570.3287093743602,null,null,0.58997491745498964,null,67.602161560884326,null,null,null,null,null,null,null,null,null,null,null,null,null,null,null,null,null,null,null,null,69,"hydclass1",6.7523340000000003,4721.41585301952,null,null,0.59433980261885699,null,118.63176296751335]
[null,null,null,null,null,null,null,null,null,null,"NPD 2 - high",0.63911594896057733,0.63911594896057733,0.63911594896057733,0.63911594896057733,0.63911594896057733,0.63911594896057733,0.63911594896057733,0.63911594896057733,0.63911594896057733,0.63911594896057733,0.63911594896057733,0.63911594896057733,0.63911594896057733,0.63911594896057733,0.63911594896057733,0.63911594896057733,0.63911594896057733,0.63911594896057733,0.63911594896057733,0.63911594896057733,0.63911594896057733,0.63911594896057733,0.63911594896057733,0.63911594896057733,0.63911594896057733,0.63911594896057733,0.63911594896057733,0.63911594896057733,0.63911594896057733,0.63911594896057733,0.63911594896057733,0.63911594896057733,0.63911594896057733,0.63911594896057733,0.63911594896057733,0.63911594896057733,0.63911594896057733,null,null,24,"hydclass2",3.8026750470000001,2818.2061208043701,null,null,0.64417669676880984,null,67.616450316164787,null,null,null,null,null,null,null,null,null,null,null,null,null,null,null,null,null,null,null,null,53,"hydclass4",378.22624500000001,5536.1430381193104,null,null,0.69417248082473304,null,118.660080786634]
[null,null,null,null,null,null,null,null,null,null,"NPD 3 - low",0.62172119363624345,0.62172119363624345,0.62172119363624345,0.62172119363624345,0.62172119363624345,0.62172119363624345,0.62172119363624345,0.62172119363624345,0.62172119363624345,0.62172119363624345,0.62172119363624345,0.62172119363624345,0.62172119363624345,0.62172119363624345,0.62172119363624345,0.62172119363624345,0.62172119363624345,0.62172119363624345,0.62172119363624345,0.62172119363624345,0.62172119363624345,0.62172119363624345,0.62172119363624345,0.62172119363624345,0.62172119363624345,0.62172119363624345,0.62172119363624345,0.62172119363624345,0.62172119363624345,0.62172119363624345,0.62172119363624345,0.62172119363624345,0.62172119363624345,0.62172119363624345,0.62172119363624345,0.62172119363624345,0.62172119363624345,null,null,122,"hydclass3",31.1915625,2790.5163958606099,null,null,0.63735626154772107,null,67.69297332587567,null,null,null,null,null,null,null,null,null,null,null,null,null,null,null,null,null,null,null,null,70,"hydclass1",58.224925999999897,4487.1210462189601,null,null,0.56479755921400698,null,118.79273312152043]
[null,null,null,null,null,null,null,null,null,null,"NPD 3 - mid",0.62172119363624345,0.62172119363624345,0.62172119363624345,0.62172119363624345,0.62172119363624345,0.62172119363624345,0.62172119363624345,0.62172119363624345,0.62172119363624345,0.62172119363624345,0.62172119363624345,0.62172119363624345,0.62172119363624345,0.62172119363624345,0.62172119363624345,0.62172119363624345,0.62172119363624345,0.62172119363624345,0.62172119363624345,0.62172119363624345,0.62172119363624345,0.62172119363624345,0.62172119363624345,0.62172119363624345,0.62172119363624345,0.62172119363624345,0.62172119363624345,0.62172119363624345,0.62172119363624345,0.62172119363624345,0.62172119363624345,0.62172119363624345,0.62172119363624345,0.62172119363624345,0.62172119363624345,0.62172119363624345,0.62172119363624345,null,null,37,"hydclass1",7.4247368539999901,2462.6627958476001,null,null,0.56054811387596826,null,68.276424814026313,null,null,null,null,null,null,null,null,null,null,null,null,null,null,null,null,null,null,null,null,74,"hydclass4",1.17851499999999,6521.8093232592701,null,null,0.81441186170775104,null,118.76188260245785]
[null,null,null,null,null,null,null,null,null,null,"NPD 3 - high",0.62172119363624345,0.62172119363624345,0.62172119363624345,0.62172119363624345,0.62172119363624345,0.62172119363624345,0.62172119363624345,0.62172119363624345,0.62172119363624345,0.62172119363624345,0.62172119363624345,0.62172119363624345,0.62172119363624345,0.62172119363624345,0.62172119363624345,0.62172119363624345,0.62172119363624345,0.62172119363624345,0.62172119363624345,0.62172119363624345,0.62172119363624345,0.62172119363624345,0.62172119363624345,0.62172119363624345,0.62172119363624345,0.62172119363624345,0.62172119363624345,0.62172119363624345,0.62172119363624345,0.62172119363624345,0.62172119363624345,0.62172119363624345,0.62172119363624345,0.62172119363624345,0.62172119363624345,0.62172119363624345,0.62172119363624345,null,null,92,"hydclass2",9.5708411239999993,2690.2128961426802,null,null,0.60998143621806589,null,68.270072174469007,null,null,null,null,null,null,null,null,null,null,null,null,null,null,null,null,null,null,null,null,48,"hydclass1",26.202345999999899,4861.1950204309496,null,null,0.61059746361402101,null,118.80252080986557]
[null,null,null,null,null,null,null,null,null,null,"NPD 4 - low",0.60533676473420561,0.60533676473420561,0.60533676473420561,0.60533676473420561,0.60533676473420561,0.60533676473420561,0.60533676473420561,0.60533676473420561,0.60533676473420561,0.60533676473420561,0.60533676473420561,0.60533676473420561,0.60533676473420561,0.60533676473420561,0.60533676473420561,0.60533676473420561,0.60533676473420561,0.60533676473420561,0.60533676473420561,0.60533676473420561,0.60533676473420561,0.60533676473420561,0.60533676473420561,0.60533676473420561,0.60533676473420561,0.60533676473420561,0.60533676473420561,0.60533676473420561,0.60533676473420561,0.60533676473420561,0.60533676473420561,0.60533676473420561,0.60533676473420561,0.60533676473420561,0.60533676473420561,0.60533676473420561,0.60533676473420561,null,null,18,"hydclass3",7.6263708230000002,2807.6155725045001,null,null,0.63518485138093261,null,68.298289371966803,null,null,null,null,null,null,null,null,null,null,null,null,null,null,null,null,null,null,null,null,121,"hydclass1",21.689395999999899,4849.2542622392803,null,null,0.60762471749589897,null,119.09092803637144]
[null,null,null,null,null,null,null,null,null,null,"NPD 4 - mid",0.60533676473420561,0.60533676473420561,0.60533676473420561,0.60533676473420561,0.60533676473420561,0.60533676473420561,0.60533676473420561,0.60533676473420561,0.60533676473420561,0.60533676473420561,0.60533676473420561,0.60533676473420561,0.60533676473420561,0.60533676473420561,0.60533676473420561,0.60533676473420561,0.60533676473420561,0.60533676473420561,0.60533676473420561,0.60533676473420561,0.60533676473420561,0.60533676473420561,0.60533676473420561,0.60533676473420561,0.60533676473420561,0.60533676473420561,0.60533676473420561,0.60533676473420561,0.60533676473420561,0.60533676473420561,0.60533676473420561,0.60533676473420561,0.60533676473420561,0.60533676473420561,0.60533676473420561,0.60533676473420561,0.60533676473420561,null,null,59,"hydclass2",3.0898303689999902,2938.9265800448302,null,null,0.66259517267225299,null,68.404464266397937,null,null,null,null,null,null,null,null,null,null,null,null,null,null,null,null,null,null,null,null,109,"hydclass1",49.168298,4365.6932177346898,{"$f":"SUM(CD26:CD179)","v":13525.741956999984},"MW in bin",0.54836542521922704,null,119.12055931729321]
[null,null,null,null,null,null,null,null,null,null,"NPD 4 - high",0.60533676473420561,0.60533676473420561,0.60533676473420561,0.60533676473420561,0.60533676473420561,0.60533676473420561,0.60533676473420561,0.60533676473420561,0.60533676473420561,0.60533676473420561,0.60533676473420561,0.60533676473420561,0.60533676473420561,0.60533676473420561,0.60533676473420561,0.60533676473420561,0.60533676473420561,0.60533676473420561,0.60533676473420561,0.60533676473420561,0.60533676473420561,0.60533676473420561,0.60533676473420561,0.60533676473420561,0.60533676473420561,0.60533676473420561,0.60533676473420561,0.60533676473420561,0.60533676473420561,0.60533676473420561,0.60533676473420561,0.60533676473420561,0.60533676473420561,0.60533676473420561,0.60533676473420561,0.60533676473420561,0.60533676473420561,null,null,37,"hydclass2",7.2837522850000003,2472.1792595448801,null,null,0.56054811387596826,null,68.518026550171811,null,null,null,null,null,null,null,null,null,null,null,null,null,null,null,null,null,null,null,null,65,"hydclass4",35.7049489999999,5234.9723061074901,{"$f":"SUMPRODUCT((CD26:CD179*1000),CE26:CE179)/(SUM(CD26:CD179)*1000)","v":4843.8469962742101},{"$f":"CF179-(CF179-CF179/$S$44)-L110","v":4662.4664480263036},0.65326519206266298,{"$f":"SUMPRODUCT((CD26:CD179*1000),CH26:CH179)/(SUM(CD26:CD179)*1000)","v":0.67494540941846493},119.36123833977611]
[null,null,null,null,null,null,null,null,null,null,"NPD 5 - low",0.58226122468734443,0.58226122468734443,0.58226122468734443,0.58226122468734443,0.58226122468734443,0.58226122468734443,0.58226122468734443,0.58226122468734443,0.58226122468734443,0.58226122468734443,0.58226122468734443,0.58226122468734443,0.58226122468734443,0.58226122468734443,0.58226122468734443,0.58226122468734443,0.58226122468734443,0.58226122468734443,0.58226122468734443,0.58226122468734443,0.58226122468734443,0.58226122468734443,0.58226122468734443,0.58226122468734443,0.58226122468734443,0.58226122468734443,0.58226122468734443,0.58226122468734443,0.58226122468734443,0.58226122468734443,0.58226122468734443,0.58226122468734443,0.58226122468734443,0.58226122468734443,0.58226122468734443,0.58226122468734443,0.58226122468734443,null,null,57,"hydclass1",18.686233309999899,2046.2872947328799,null,null,0.46623788246216769,null,68.834090306849063,null,null,null,null,null,null,null,null,null,null,null,null,null,null,null,null,null,null,null,null,108,"hydclass1",13.351739,4626.0207648996702,null,null,0.57838541840557101,null,119.48276279766837]
[null,null,null,null,null,null,null,null,null,null,"NPD 5 - mid",0.58226122468734443,0.58226122468734443,0.58226122468734443,0.58226122468734443,0.58226122468734443,0.58226122468734443,0.58226122468734443,0.58226122468734443,0.58226122468734443,0.58226122468734443,0.58226122468734443,0.58226122468734443,0.58226122468734443,0.58226122468734443,0.58226122468734443,0.58226122468734443,0.58226122468734443,0.58226122468734443,0.58226122468734443,0.58226122468734443,0.58226122468734443,0.58226122468734443,0.58226122468734443,0.58226122468734443,0.58226122468734443,0.58226122468734443,0.58226122468734443,0.58226122468734443,0.58226122468734443,0.58226122468734443,0.58226122468734443,0.58226122468734443,0.58226122468734443,0.58226122468734443,0.58226122468734443,0.58226122468734443,0.58226122468734443,null,null,17,"hydclass3",6.9257289379999998,3303.5228713156698,null,null,0.73577869083005698,null,68.920077486749094,null,null,null,null,null,null,null,null,null,null,null,null,null,null,null,null,null,null,null,null,3,"hydclass3",140.43807000000001,5546.5866326278701,null,null,0.69059451392636795,null,119.47613210717307]
[null,null,null,null,null,null,null,null,null,null,"NPD 5 - high",0.58226122468734443,0.58226122468734443,0.58226122468734443,0.58226122468734443,0.58226122468734443,0.58226122468734443,0.58226122468734443,0.58226122468734443,0.58226122468734443,0.58226122468734443,0.58226122468734443,0.58226122468734443,0.58226122468734443,0.58226122468734443,0.58226122468734443,0.58226122468734443,0.58226122468734443,0.58226122468734443,0.58226122468734443,0.58226122468734443,0.58226122468734443,0.58226122468734443,0.58226122468734443,0.58226122468734443,0.58226122468734443,0.58226122468734443,0.58226122468734443,0.58226122468734443,0.58226122468734443,0.58226122468734443,0.58226122468734443,0.58226122468734443,0.58226122468734443,0.58226122468734443,0.58226122468734443,0.58226122468734443,0.58226122468734443,null,null,1,"hydclass4",7.4421335689999903,3218.4929705187101,null,null,0.71361850400965132,null,69.281061662514816,null,null,null,null,null,null,null,null,null,null,null,null,null,null,null,null,null,null,null,null,38,"hydclass2",6.6011389999999901,5576.5534921241297,null,null,0.69424050135218196,null,119.4770820747527]
[null,null,null,null,null,null,null,null,null,null,"NSD 1 - low",0.6756528495520755,0.6756528495520755,0.6756528495520755,0.6756528495520755,0.6756528495520755,0.6756528495520755,0.6756528495520755,0.6756528495520755,0.6756528495520755,0.6756528495520755,0.6756528495520755,0.6756528495520755,0.6756528495520755,0.6756528495520755,0.6756528495520755,0.6756528495520755,0.6756528495520755,0.6756528495520755,0.6756528495520755,0.6756528495520755,0.6756528495520755,0.6756528495520755,0.6756528495520755,0.6756528495520755,0.6756528495520755,0.6756528495520755,0.6756528495520755,0.6756528495520755,0.6756528495520755,0.6756528495520755,0.6756528495520755,0.6756528495520755,0.6756528495520755,0.6756528495520755,0.6756528495520755,0.6756528495520755,0.6756528495520755,null,null,15,"hydclass1",3.3556873409999901,2890.3013989979299,null,null,0.64302037030127879,null,69.328788981002901,null,null,null,null,null,null,null,null,null,null,null,null,null,null,null,null,null,null,null,null,118,"hydclass3",56.793647,5144.8700589745504,null,null,0.64137899904342499,null,119.5242091794628]
[null,null,null,null,null,null,null,null,null,null,"NSD 1 - mid",0.6756528495520755,0.6756528495520755,0.6756528495520755,0.6756528495520755,0.6756528495520755,0.6756528495520755,0.6756528495520755,0.6756528495520755,0.6756528495520755,0.6756528495520755,0.6756528495520755,0.6756528495520755,0.6756528495520755,0.6756528495520755,0.6756528495520755,0.6756528495520755,0.6756528495520755,0.6756528495520755,0.6756528495520755,0.6756528495520755,0.6756528495520755,0.6756528495520755,0.6756528495520755,0.6756528495520755,0.6756528495520755,0.6756528495520755,0.6756528495520755,0.6756528495520755,0.6756528495520755,0.6756528495520755,0.6756528495520755,0.6756528495520755,0.6756528495520755,0.6756528495520755,0.6756528495520755,0.6756528495520755,0.6756528495520755,null,null,95,"hydclass2",3.9350393309999898,3124.1984768381599,null,null,0.69248088648739026,null,69.375888079161811,null,null,null,null,null,null,null,null,null,null,null,null,null,null,null,null,null,null,null,null,85,"hydclass4",96.604670999999897,5218.4666639029501,null,null,0.65028817747938705,null,119.53414497171049]
[null,null,null,null,null,null,null,null,null,null,"NSD 1 - high",0.6756528495520755,0.6756528495520755,0.6756528495520755,0.6756528495520755,0.6756528495520755,0.6756528495520755,0.6756528495520755,0.6756528495520755,0.6756528495520755,0.6756528495520755,0.6756528495520755,0.6756528495520755,0.6756528495520755,0.6756528495520755,0.6756528495520755,0.6756528495520755,0.6756528495520755,0.6756528495520755,0.6756528495520755,0.6756528495520755,0.6756528495520755,0.6756528495520755,0.6756528495520755,0.6756528495520755,0.6756528495520755,0.6756528495520755,0.6756528495520755,0.6756528495520755,0.6756528495520755,0.6756528495520755,0.6756528495520755,0.6756528495520755,0.6756528495520755,0.6756528495520755,0.6756528495520755,0.6756528495520755,0.6756528495520755,null,null,53,"hydclass2",18.896049910999899,2330.26693944094,null,null,0.52116091979609336,null,69.617913402513295,null,null,null,null,null,null,null,null,null,null,null,null,null,null,null,null,null,null,null,null,75,"hydclass4",5.4318410000000004,6373.2228581152604,null,null,0.78965477931557104,null,119.72313527412338]
[null,null,null,null,null,null,null,null,null,null,"NSD 2 - low",0.67494540941846493,0.67494540941846493,0.67494540941846493,0.67494540941846493,0.67494540941846493,0.67494540941846493,0.67494540941846493,0.67494540941846493,0.67494540941846493,0.67494540941846493,0.67494540941846493,0.67494540941846493,0.67494540941846493,0.67494540941846493,0.67494540941846493,0.67494540941846493,0.67494540941846493,0.67494540941846493,0.67494540941846493,0.67494540941846493,0.67494540941846493,0.67494540941846493,0.67494540941846493,0.67494540941846493,0.67494540941846493,0.67494540941846493,0.67494540941846493,0.67494540941846493,0.67494540941846493,0.67494540941846493,0.67494540941846493,0.67494540941846493,0.67494540941846493,0.67494540941846493,0.67494540941846493,0.67494540941846493,0.67494540941846493,null,null,111,"hydclass1",7.2229288059999996,2847.5741217067698,null,null,0.62742582663915447,null,70.015956925350793,null,null,null,null,null,null,null,null,null,null,null,null,null,null,null,null,null,null,null,null,77,"hydclass3",23.043302000000001,5859.7179906954198,null,null,0.72710016743049999,null,119.74134743998499]
[null,null,null,null,null,null,null,null,null,null,"NSD 2 - mid",0.67494540941846493,0.67494540941846493,0.67494540941846493,0.67494540941846493,0.67494540941846493,0.67494540941846493,0.67494540941846493,0.67494540941846493,0.67494540941846493,0.67494540941846493,0.67494540941846493,0.67494540941846493,0.67494540941846493,0.67494540941846493,0.67494540941846493,0.67494540941846493,0.67494540941846493,0.67494540941846493,0.67494540941846493,0.67494540941846493,0.67494540941846493,0.67494540941846493,0.67494540941846493,0.67494540941846493,0.67494540941846493,0.67494540941846493,0.67494540941846493,0.67494540941846493,0.67494540941846493,0.67494540941846493,0.67494540941846493,0.67494540941846493,0.67494540941846493,0.67494540941846493,0.67494540941846493,0.67494540941846493,0.67494540941846493,null,null,64,"hydclass1",6.2593233530000001,2548.7630829945601,null,null,0.56160779118456361,null,70.334441477433089,null,null,null,null,null,null,null,null,null,null,null,null,null,null,null,null,null,null,null,null,80,"hydclass2",13.803943,5325.7040402048497,null,null,0.66197385761993199,null,119.77690167073794]
[null,null,null,null,null,null,null,null,null,null,"NSD 2 - high",0.67494540941846493,0.67494540941846493,0.67494540941846493,0.67494540941846493,0.67494540941846493,0.67494540941846493,0.67494540941846493,0.67494540941846493,0.67494540941846493,0.67494540941846493,0.67494540941846493,0.67494540941846493,0.67494540941846493,0.67494540941846493,0.67494540941846493,0.67494540941846493,0.67494540941846493,0.67494540941846493,0.67494540941846493,0.67494540941846493,0.67494540941846493,0.67494540941846493,0.67494540941846493,0.67494540941846493,0.67494540941846493,0.67494540941846493,0.67494540941846493,0.67494540941846493,0.67494540941846493,0.67494540941846493,0.67494540941846493,0.67494540941846493,0.67494540941846493,0.67494540941846493,0.67494540941846493,0.67494540941846493,0.67494540941846493,null,null,33,"hydclass4",8.9577095999999994,3094.85822737648,null,null,0.66860241669463627,null,71.133007088468318,null,null,null,null,null,null,null,null,null,null,null,null,null,null,null,null,null,null,null,null,98,"hydclass1",29.722902999999899,5020.7191897057201,null,null,0.62441218972617996,null,119.86934156158691]
[null,null,null,null,null,null,null,null,null,null,"NSD 3 - low",0.65535244187484809,0.65535244187484809,0.65535244187484809,0.65535244187484809,0.65535244187484809,0.65535244187484809,0.65535244187484809,0.65535244187484809,0.65535244187484809,0.65535244187484809,0.65535244187484809,0.65535244187484809,0.65535244187484809,0.65535244187484809,0.65535244187484809,0.65535244187484809,0.65535244187484809,0.65535244187484809,0.65535244187484809,0.65535244187484809,0.65535244187484809,0.65535244187484809,0.65535244187484809,0.65535244187484809,0.65535244187484809,0.65535244187484809,0.65535244187484809,0.65535244187484809,0.65535244187484809,0.65535244187484809,0.65535244187484809,0.65535244187484809,0.65535244187484809,0.65535244187484809,0.65535244187484809,0.65535244187484809,0.65535244187484809,null,null,127,"hydclass4",55.243686915999902,2956.4724738527002,null,null,0.63805507346807533,null,71.323234566266919,null,null,null,null,null,null,null,null,null,null,null,null,null,null,null,null,null,null,null,null,48,"hydclass2",27.709803000000001,4908.40923587206,null,null,0.61059746361402101,null,119.90293234089793]
[null,null,null,null,null,null,null,null,null,null,"NSD 3 - mid",0.65535244187484809,0.65535244187484809,0.65535244187484809,0.65535244187484809,0.65535244187484809,0.65535244187484809,0.65535244187484809,0.65535244187484809,0.65535244187484809,0.65535244187484809,0.65535244187484809,0.65535244187484809,0.65535244187484809,0.65535244187484809,0.65535244187484809,0.65535244187484809,0.65535244187484809,0.65535244187484809,0.65535244187484809,0.65535244187484809,0.65535244187484809,0.65535244187484809,0.65535244187484809,0.65535244187484809,0.65535244187484809,0.65535244187484809,0.65535244187484809,0.65535244187484809,0.65535244187484809,0.65535244187484809,0.65535244187484809,0.65535244187484809,0.65535244187484809,0.65535244187484809,0.65535244187484809,0.65535244187484809,0.65535244187484809,null,null,83,"hydclass1",7.2190195690000003,2476.6234770720298,null,null,0.53761298920616296,null,71.443960201955122,null,null,null,null,null,null,null,null,null,null,null,null,null,null,null,null,null,null,null,null,42,"hydclass2",14.053649999999999,5028.1050843823896,null,null,0.62416012461769299,null,120.08506498413121]
[null,null,null,null,null,null,null,null,null,null,"NSD 3 - high",0.65535244187484809,0.65535244187484809,0.65535244187484809,0.65535244187484809,0.65535244187484809,0.65535244187484809,0.65535244187484809,0.65535244187484809,0.65535244187484809,0.65535244187484809,0.65535244187484809,0.65535244187484809,0.65535244187484809,0.65535244187484809,0.65535244187484809,0.65535244187484809,0.65535244187484809,0.65535244187484809,0.65535244187484809,0.65535244187484809,0.65535244187484809,0.65535244187484809,0.65535244187484809,0.65535244187484809,0.65535244187484809,0.65535244187484809,0.65535244187484809,0.65535244187484809,0.65535244187484809,0.65535244187484809,0.65535244187484809,0.65535244187484809,0.65535244187484809,0.65535244187484809,0.65535244187484809,0.65535244187484809,0.65535244187484809,null,null,2,"hydclass2",2.4483641440000001,3080.5937560489901,null,null,0.6626206134937791,null,71.444518683363313,null,null,null,null,null,null,null,null,null,null,null,null,null,null,null,null,null,null,null,null,58,"hydclass4",37.655172,4588.8656845205196,null,null,0.57012632533680696,null,120.24723547085618]
[null,null,null,null,null,null,null,null,null,null,"NSD 4 - low",0.65799037471928068,0.65799037471928068,0.65799037471928068,0.65799037471928068,0.65799037471928068,0.65799037471928068,0.65799037471928068,0.65799037471928068,0.65799037471928068,0.65799037471928068,0.65799037471928068,0.65799037471928068,0.65799037471928068,0.65799037471928068,0.65799037471928068,0.65799037471928068,0.65799037471928068,0.65799037471928068,0.65799037471928068,0.65799037471928068,0.65799037471928068,0.65799037471928068,0.65799037471928068,0.65799037471928068,0.65799037471928068,0.65799037471928068,0.65799037471928068,0.65799037471928068,0.65799037471928068,0.65799037471928068,0.65799037471928068,0.65799037471928068,0.65799037471928068,0.65799037471928068,0.65799037471928068,0.65799037471928068,0.65799037471928068,null,null,103,"hydclass1",9.1053444749999901,3252.39848413245,null,null,0.69625422736083564,null,71.634824216402777,null,null,null,null,null,null,null,null,null,null,null,null,null,null,null,null,null,null,null,null,122,"hydclass4",284.06499600000001,5032.7521592355597,null,null,0.62210964185539697,null,120.57830500646016]
[null,null,null,null,null,null,null,null,null,null,"NSD 4 - mid",0.65799037471928068,0.65799037471928068,0.65799037471928068,0.65799037471928068,0.65799037471928068,0.65799037471928068,0.65799037471928068,0.65799037471928068,0.65799037471928068,0.65799037471928068,0.65799037471928068,0.65799037471928068,0.65799037471928068,0.65799037471928068,0.65799037471928068,0.65799037471928068,0.65799037471928068,0.65799037471928068,0.65799037471928068,0.65799037471928068,0.65799037471928068,0.65799037471928068,0.65799037471928068,0.65799037471928068,0.65799037471928068,0.65799037471928068,0.65799037471928068,0.65799037471928068,0.65799037471928068,0.65799037471928068,0.65799037471928068,0.65799037471928068,0.65799037471928068,0.65799037471928068,0.65799037471928068,0.65799037471928068,0.65799037471928068,null,null,88,"hydclass4",18.579899249,2699.1961200125602,null,null,0.58170743928214308,null,71.677371881550101,null,null,null,null,null,null,null,null,null,null,null,null,null,null,null,null,null,null,null,null,74,"hydclass5",1.0686279999999899,6625.5741175489702,null,null,0.81441186170775104,null,120.57507249797337]
[null,null,null,null,null,null,null,null,null,null,"NSD 4 - high",0.65799037471928068,0.65799037471928068,0.65799037471928068,0.65799037471928068,0.65799037471928068,0.65799037471928068,0.65799037471928068,0.65799037471928068,0.65799037471928068,0.65799037471928068,0.65799037471928068,0.65799037471928068,0.65799037471928068,0.65799037471928068,0.65799037471928068,0.65799037471928068,0.65799037471928068,0.65799037471928068,0.65799037471928068,0.65799037471928068,0.65799037471928068,0.65799037471928068,0.65799037471928068,0.65799037471928068,0.65799037471928068,0.65799037471928068,0.65799037471928068,0.65799037471928068,0.65799037471928068,0.65799037471928068,0.65799037471928068,0.65799037471928068,0.65799037471928068,0.65799037471928068,0.65799037471928068,0.65799037471928068,0.65799037471928068,null,null,119,"hydclass1",3.385209498,2885.1901233608701,null,null,0.61782733210421792,null,71.928373987175988,null,null,null,null,null,null,null,null,null,null,null,null,null,null,null,null,null,null,null,null,59,"hydclass2",2.7987359999999901,5372.8157673354899,null,null,0.66277812167302597,null,120.64639504596734]
[null,null,null,null,null,null,null,null,null,null,"NSD 5 - low",0.62154797216830626,0.62154797216830626,0.62154797216830626,0.62154797216830626,0.62154797216830626,0.62154797216830626,0.62154797216830626,0.62154797216830626,0.62154797216830626,0.62154797216830626,0.62154797216830626,0.62154797216830626,0.62154797216830626,0.62154797216830626,0.62154797216830626,0.62154797216830626,0.62154797216830626,0.62154797216830626,0.62154797216830626,0.62154797216830626,0.62154797216830626,0.62154797216830626,0.62154797216830626,0.62154797216830626,0.62154797216830626,0.62154797216830626,0.62154797216830626,0.62154797216830626,0.62154797216830626,0.62154797216830626,0.62154797216830626,0.62154797216830626,0.62154797216830626,0.62154797216830626,0.62154797216830626,0.62154797216830626,0.62154797216830626,null,null,112,"hydclass4",35.548273506999998,2880.8669627856102,null,null,0.61378431958683977,null,72.284213056101137,null,null,null,null,null,null,null,null,null,null,null,null,null,null,null,null,null,null,null,null,94,"hydclass1",54.373937999999903,5403.4167224611501,null,null,0.66632431598247999,null,120.6721900423513]
[null,null,null,null,null,null,null,null,null,null,"NSD 5 - mid",0.62154797216830626,0.62154797216830626,0.62154797216830626,0.62154797216830626,0.62154797216830626,0.62154797216830626,0.62154797216830626,0.62154797216830626,0.62154797216830626,0.62154797216830626,0.62154797216830626,0.62154797216830626,0.62154797216830626,0.62154797216830626,0.62154797216830626,0.62154797216830626,0.62154797216830626,0.62154797216830626,0.62154797216830626,0.62154797216830626,0.62154797216830626,0.62154797216830626,0.62154797216830626,0.62154797216830626,0.62154797216830626,0.62154797216830626,0.62154797216830626,0.62154797216830626,0.62154797216830626,0.62154797216830626,0.62154797216830626,0.62154797216830626,0.62154797216830626,0.62154797216830626,0.62154797216830626,0.62154797216830626,0.62154797216830626,null,null,113,"hydclass3",7.1466070799999999,2847.9518511511001,null,null,0.60513140368321894,null,72.505282123283166,null,null,null,null,null,null,null,null,null,null,null,null,null,null,null,null,null,null,null,null,41,"hydclass4",46.677810999999899,5849.9565772159604,null,null,0.71914556237512195,null,120.84290738579266]
[null,null,null,null,null,null,null,null,null,null,"NSD 5 - high",0.62154797216830626,0.62154797216830626,0.62154797216830626,0.62154797216830626,0.62154797216830626,0.62154797216830626,0.62154797216830626,0.62154797216830626,0.62154797216830626,0.62154797216830626,0.62154797216830626,0.62154797216830626,0.62154797216830626,0.62154797216830626,0.62154797216830626,0.62154797216830626,0.62154797216830626,0.62154797216830626,0.62154797216830626,0.62154797216830626,0.62154797216830626,0.62154797216830626,0.62154797216830626,0.62154797216830626,0.62154797216830626,0.62154797216830626,0.62154797216830626,0.62154797216830626,0.62154797216830626,0.62154797216830626,0.62154797216830626,0.62154797216830626,0.62154797216830626,0.62154797216830626,0.62154797216830626,0.62154797216830626,0.62154797216830626,null,null,50,"hydclass4",17.5825847209999,2685.4243019903402,null,null,0.57106395956946499,null,72.61995995712094,null,null,null,null,null,null,null,null,null,null,null,null,null,null,null,null,null,null,null,null,14,"hydclass2",115.288059,5287.8925376505604,null,null,0.64909926796523298,null,121.27027560216779]
[null,null,null,null,null,null,null,null,null,null,null,null,null,null,null,null,null,null,null,null,null,null,null,null,null,null,null,null,null,null,null,null,null,null,null,null,null,null,null,null,null,null,null,null,null,null,null,null,null,null,4,"hydclass1",0.90649890899999896,3769.3259029357,null,null,0.79016725183002545,null,{"$f":" (($S$48 * $S$46 * $S$44 * (BB198 * 1 + $L$104) +$L$69) * 1000 / (BE198 * 8760)) + $L$80 + 0","v":72.750549862698421},null,null,null,null,null,null,null,null,null,null,null,null,null,null,null,null,null,null,null,null,114,"hydclass1",10.789033999999999,4873.14623245653,null,null,0.59845264418245103,null,{"$f":" (($S$48 * $S$46 * $S$44 * (CE198 * 1 + $L$104) +$L$69) * 1000 / (CH198 * 8760)) + $L$80 + 0","v":121.44307068375724}]
[null,null,null,null,null,null,null,null,null,"Annual Energy Production (kWh/kW)","NPD 1 - low",{"$f":"L168*8760","v":5703.050292296356},5703.050292296356,5703.050292296356,5703.050292296356,5703.050292296356,5703.050292296356,5703.050292296356,5703.050292296356,5703.050292296356,5703.050292296356,5703.050292296356,5703.050292296356,5703.050292296356,5703.050292296356,5703.050292296356,5703.050292296356,{"$f":"AB168*8760","v":5703.050292296356},5703.050292296356,5703.050292296356,5703.050292296356,5703.050292296356,5703.050292296356,5703.050292296356,5703.050292296356,5703.050292296356,5703.050292296356,5703.050292296356,5703.050292296356,5703.050292296356,5703.050292296356,5703.050292296356,5703.050292296356,5703.050292296356,5703.050292296356,5703.050292296356,5703.050292296356,5703.050292296356,null,null,110,"hydclass3",4.5944115759999899,2712.6581982773901,null,null,0.57406929627621361,null,72.928989247201628,null,null,null,null,null,null,null,null,null,null,null,null,null,null,null,null,null,null,null,null,48,"hydclass3",24.691907,4978.20875322764,null,null,0.61059746361402101,null,121.5297346300173]
[null,null,null,null,null,null,null,null,null,null,"NPD 1 - mid",5703.050292296356,5703.050292296356,5703.050292296356,5703.050292296356,5703.050292296356,5703.050292296356,5703.050292296356,5703.050292296356,5703.050292296356,5703.050292296356,5703.050292296356,5703.050292296356,5703.050292296356,5703.050292296356,5703.050292296356,5703.050292296356,{"$f":"AB169*8760","v":5703.050292296356},5703.050292296356,5703.050292296356,5703.050292296356,5703.050292296356,5703.050292296356,5703.050292296356,5703.050292296356,5703.050292296356,5703.050292296356,5703.050292296356,5703.050292296356,5703.050292296356,5703.050292296356,5703.050292296356,5703.050292296356,5703.050292296356,5703.050292296356,5703.050292296356,5703.050292296356,5703.050292296356,null,null,69,"hydclass3",5.1231794139999902,3296.8977802526401,null,null,0.6916433076338383,null,73.01005815643704,null,null,null,null,null,null,null,null,null,null,null,null,null,null,null,null,null,null,null,null,8,"hydclass1",19.994315,5911.5784001828497,null,null,0.71994969535013398,null,121.92900190179567]
[null,null,null,null,null,null,null,null,null,null,"NPD 1 - high",5703.050292296356,5703.050292296356,5703.050292296356,5703.050292296356,5703.050292296356,5703.050292296356,5703.050292296356,5703.050292296356,5703.050292296356,5703.050292296356,5703.050292296356,5703.050292296356,5703.050292296356,5703.050292296356,5703.050292296356,5703.050292296356,5703.050292296356,5703.050292296356,5703.050292296356,5703.050292296356,5703.050292296356,5703.050292296356,5703.050292296356,5703.050292296356,5703.050292296356,5703.050292296356,5703.050292296356,5703.050292296356,5703.050292296356,5703.050292296356,5703.050292296356,5703.050292296356,5703.050292296356,5703.050292296356,5703.050292296356,5703.050292296356,5703.050292296356,null,null,86,"hydclass1",12.682479020000001,2211.5457697551101,null,null,0.47034534416900992,null,73.256626919028719,null,null,null,null,null,null,null,null,null,null,null,null,null,null,null,null,null,null,null,null,119,"hydclass4",16.349401,4914.2799991329503,null,null,0.60021201556517401,null,122.07025986763195]
[null,null,null,null,null,null,null,null,null,null,"NPD 2 - low",5598.655712894657,5598.655712894657,5598.655712894657,5598.655712894657,5598.655712894657,5598.655712894657,5598.655712894657,5598.655712894657,5598.655712894657,5598.655712894657,5598.655712894657,5598.655712894657,5598.655712894657,5598.655712894657,5598.655712894657,5598.655712894657,5598.655712894657,5598.655712894657,5598.655712894657,5598.655712894657,5598.655712894657,5598.655712894657,5598.655712894657,5598.655712894657,5598.655712894657,5598.655712894657,5598.655712894657,5598.655712894657,5598.655712894657,5598.655712894657,5598.655712894657,5598.655712894657,5598.655712894657,5598.655712894657,5598.655712894657,5598.655712894657,5598.655712894657,null,null,63,"hydclass3",53.481177486999897,2364.0385483388,null,null,0.49920179152886984,null,73.524719373503714,null,null,null,null,null,null,null,null,null,null,null,null,null,null,null,null,null,null,null,null,77,"hydclass4",14.316693000000001,5982.07829524106,null,null,0.72710016743049999,null,122.13622688087693]
[null,null,null,null,null,null,null,null,null,null,"NPD 2 - mid",5598.655712894657,5598.655712894657,5598.655712894657,5598.655712894657,5598.655712894657,5598.655712894657,5598.655712894657,5598.655712894657,5598.655712894657,5598.655712894657,5598.655712894657,5598.655712894657,5598.655712894657,5598.655712894657,5598.655712894657,5598.655712894657,5598.655712894657,5598.655712894657,5598.655712894657,5598.655712894657,5598.655712894657,5598.655712894657,5598.655712894657,5598.655712894657,5598.655712894657,5598.655712894657,5598.655712894657,5598.655712894657,5598.655712894657,5598.655712894657,5598.655712894657,5598.655712894657,5598.655712894657,5598.655712894657,5598.655712894657,5598.655712894657,5598.655712894657,null,null,16,"hydclass1",1.839481065,3751.9031012444798,null,null,0.77269739335731868,null,74.01366127584167,null,null,null,null,null,null,null,null,null,null,null,null,null,null,null,null,null,null,null,null,80,"hydclass3",15.812385000000001,5437.4625513609199,null,null,0.66197385761993199,null,122.17947758979574]
[null,null,null,null,null,null,null,null,null,null,"NPD 2 - high",5598.655712894657,5598.655712894657,5598.655712894657,5598.655712894657,5598.655712894657,5598.655712894657,5598.655712894657,5598.655712894657,5598.655712894657,5598.655712894657,5598.655712894657,5598.655712894657,5598.655712894657,5598.655712894657,5598.655712894657,5598.655712894657,5598.655712894657,5598.655712894657,5598.655712894657,5598.655712894657,5598.655712894657,5598.655712894657,5598.655712894657,5598.655712894657,5598.655712894657,5598.655712894657,5598.655712894657,5598.655712894657,5598.655712894657,5598.655712894657,5598.655712894657,5598.655712894657,5598.655712894657,5598.655712894657,5598.655712894657,5598.655712894657,5598.655712894657,null,null,121,"hydclass2",3.1129812280000002,2934.4946697721298,null,null,0.60913352909815988,null,74.068464531888836,null,null,null,null,null,null,null,null,null,null,null,null,null,null,null,null,null,null,null,null,42,"hydclass3",12.1677499999999,5122.1586340284703,null,null,0.62416012461769299,null,122.22951793483669]
[null,null,null,null,null,null,null,null,null,null,"NPD 3 - low",5446.2776562534928,5446.2776562534928,5446.2776562534928,5446.2776562534928,5446.2776562534928,5446.2776562534928,5446.2776562534928,5446.2776562534928,5446.2776562534928,5446.2776562534928,5446.2776562534928,5446.2776562534928,5446.2776562534928,5446.2776562534928,5446.2776562534928,5446.2776562534928,5446.2776562534928,5446.2776562534928,5446.2776562534928,{"$f":"AE174*8760","v":5446.2776562534928},5446.2776562534928,5446.2776562534928,5446.2776562534928,5446.2776562534928,5446.2776562534928,5446.2776562534928,5446.2776562534928,5446.2776562534928,5446.2776562534928,5446.2776562534928,5446.2776562534928,5446.2776562534928,5446.2776562534928,5446.2776562534928,5446.2776562534928,5446.2776562534928,5446.2776562534928,null,null,123,"hydclass3",3.722004493,3248.2212442688001,null,null,0.66824541644922875,null,74.435615562990805,null,null,null,null,null,null,null,null,null,null,null,null,null,null,null,null,null,null,null,null,115,"hydclass4",27.510608999999999,5150.4671019504503,null,null,0.626354801608625,null,122.45384601494446]
[null,null,null,null,null,null,null,null,null,null,"NPD 3 - mid",5446.2776562534928,5446.2776562534928,5446.2776562534928,5446.2776562534928,5446.2776562534928,5446.2776562534928,5446.2776562534928,5446.2776562534928,5446.2776562534928,5446.2776562534928,5446.2776562534928,5446.2776562534928,5446.2776562534928,5446.2776562534928,5446.2776562534928,5446.2776562534928,5446.2776562534928,5446.2776562534928,5446.2776562534928,5446.2776562534928,5446.2776562534928,5446.2776562534928,5446.2776562534928,5446.2776562534928,5446.2776562534928,5446.2776562534928,5446.2776562534928,5446.2776562534928,5446.2776562534928,5446.2776562534928,5446.2776562534928,5446.2776562534928,5446.2776562534928,5446.2776562534928,5446.2776562534928,5446.2776562534928,5446.2776562534928,null,null,43,"hydclass4",15.517641522999901,3351.3898490147299,null,null,0.68687585899883186,null,74.627129614081412,null,null,null,null,null,null,null,null,null,null,null,null,null,null,null,null,null,null,null,null,92,"hydclass2",106.452154999999,5396.7960957060604,null,null,0.65411884864708303,null,122.72962839763116]
[null,null,null,null,null,null,null,null,null,null,"NPD 3 - high",5446.2776562534928,5446.2776562534928,5446.2776562534928,5446.2776562534928,5446.2776562534928,5446.2776562534928,5446.2776562534928,5446.2776562534928,5446.2776562534928,5446.2776562534928,5446.2776562534928,5446.2776562534928,5446.2776562534928,5446.2776562534928,5446.2776562534928,5446.2776562534928,5446.2776562534928,5446.2776562534928,5446.2776562534928,5446.2776562534928,5446.2776562534928,5446.2776562534928,5446.2776562534928,5446.2776562534928,5446.2776562534928,5446.2776562534928,5446.2776562534928,5446.2776562534928,5446.2776562534928,5446.2776562534928,5446.2776562534928,5446.2776562534928,5446.2776562534928,5446.2776562534928,5446.2776562534928,5446.2776562534928,5446.2776562534928,null,null,114,"hydclass2",6.3988755780000002,2917.73369340009,null,null,0.59895160349434218,null,74.883628389188132,null,null,null,null,null,null,null,null,null,null,null,null,null,null,null,null,null,null,null,null,31,"hydclass1",142.90244799999999,5459.4646850312301,null,null,0.66111788947974803,null,122.80779660832516]
[null,null,null,null,null,null,null,null,null,null,"NPD 4 - low",5302.7500590716409,5302.7500590716409,5302.7500590716409,5302.7500590716409,5302.7500590716409,5302.7500590716409,5302.7500590716409,5302.7500590716409,5302.7500590716409,5302.7500590716409,5302.7500590716409,5302.7500590716409,5302.7500590716409,5302.7500590716409,5302.7500590716409,5302.7500590716409,5302.7500590716409,5302.7500590716409,5302.7500590716409,5302.7500590716409,5302.7500590716409,5302.7500590716409,5302.7500590716409,5302.7500590716409,5302.7500590716409,5302.7500590716409,5302.7500590716409,5302.7500590716409,5302.7500590716409,5302.7500590716409,5302.7500590716409,5302.7500590716409,5302.7500590716409,5302.7500590716409,5302.7500590716409,5302.7500590716409,5302.7500590716409,null,null,10,"hydclass2",3.9297120890000001,3445.4431489010299,null,null,0.70305491623649685,null,74.875479387377894,null,null,null,null,null,null,null,null,null,null,null,null,null,null,null,null,null,null,null,null,36,"hydclass5",14.8718369999999,5890.30843607926,null,null,0.71178147769064004,null,122.87209460088522]
[null,null,null,null,null,null,null,null,null,null,"NPD 4 - mid",5302.7500590716409,5302.7500590716409,5302.7500590716409,5302.7500590716409,5302.7500590716409,5302.7500590716409,5302.7500590716409,5302.7500590716409,5302.7500590716409,5302.7500590716409,5302.7500590716409,5302.7500590716409,5302.7500590716409,5302.7500590716409,5302.7500590716409,5302.7500590716409,5302.7500590716409,5302.7500590716409,5302.7500590716409,5302.7500590716409,5302.7500590716409,5302.7500590716409,5302.7500590716409,5302.7500590716409,5302.7500590716409,5302.7500590716409,5302.7500590716409,5302.7500590716409,5302.7500590716409,5302.7500590716409,5302.7500590716409,5302.7500590716409,5302.7500590716409,5302.7500590716409,5302.7500590716409,5302.7500590716409,5302.7500590716409,null,null,8,"hydclass2",0.95309464300000002,3731.03904697805,null,null,0.75794656089785339,null,75.009992335778691,null,null,null,null,null,null,null,null,null,null,null,null,null,null,null,null,null,null,null,null,38,"hydclass3",4.4155899999999901,5749.2613451481202,null,null,0.69424050135218196,null,123.01737738785003]
[null,null,null,null,null,null,null,null,null,null,"NPD 4 - high",5302.7500590716409,5302.7500590716409,5302.7500590716409,5302.7500590716409,5302.7500590716409,5302.7500590716409,5302.7500590716409,5302.7500590716409,5302.7500590716409,5302.7500590716409,5302.7500590716409,5302.7500590716409,5302.7500590716409,5302.7500590716409,5302.7500590716409,5302.7500590716409,5302.7500590716409,5302.7500590716409,5302.7500590716409,5302.7500590716409,5302.7500590716409,5302.7500590716409,5302.7500590716409,5302.7500590716409,5302.7500590716409,5302.7500590716409,5302.7500590716409,5302.7500590716409,5302.7500590716409,5302.7500590716409,5302.7500590716409,5302.7500590716409,5302.7500590716409,5302.7500590716409,5302.7500590716409,5302.7500590716409,5302.7500590716409,null,null,57,"hydclass2",10.87546283,2280.8262555412498,null,null,0.46623788246216769,null,75.992965484052704,null,null,null,null,null,null,null,null,null,null,null,null,null,null,null,null,null,null,null,null,100,"hydclass2",12.574325999999999,5381.1855828084699,null,null,0.65059288026956097,null,123.03873374184545]
[null,null,null,null,null,null,null,null,null,null,"NPD 5 - low",5100.6083282611371,5100.6083282611371,5100.6083282611371,5100.6083282611371,5100.6083282611371,5100.6083282611371,5100.6083282611371,5100.6083282611371,5100.6083282611371,5100.6083282611371,5100.6083282611371,5100.6083282611371,5100.6083282611371,5100.6083282611371,5100.6083282611371,5100.6083282611371,5100.6083282611371,5100.6083282611371,5100.6083282611371,{"$f":"AE180*8760","v":5100.6083282611371},5100.6083282611371,5100.6083282611371,5100.6083282611371,5100.6083282611371,5100.6083282611371,5100.6083282611371,5100.6083282611371,5100.6083282611371,5100.6083282611371,5100.6083282611371,5100.6083282611371,5100.6083282611371,5100.6083282611371,5100.6083282611371,5100.6083282611371,5100.6083282611371,5100.6083282611371,null,null,78,"hydclass1",1.2817784569999899,3512.7704152332199,null,null,0.70577803174798748,null,75.95452854701017,null,null,null,null,null,null,null,null,null,null,null,null,null,null,null,null,null,null,null,null,46,"hydclass1",17.063255000000002,5749.4721489979702,null,null,0.69408612135666903,null,123.04846301577672]
[null,null,null,null,null,null,null,null,null,null,"NPD 5 - mid",5100.6083282611371,5100.6083282611371,5100.6083282611371,5100.6083282611371,5100.6083282611371,5100.6083282611371,5100.6083282611371,5100.6083282611371,5100.6083282611371,5100.6083282611371,5100.6083282611371,5100.6083282611371,5100.6083282611371,5100.6083282611371,5100.6083282611371,5100.6083282611371,5100.6083282611371,5100.6083282611371,5100.6083282611371,5100.6083282611371,5100.6083282611371,5100.6083282611371,5100.6083282611371,5100.6083282611371,5100.6083282611371,5100.6083282611371,5100.6083282611371,5100.6083282611371,5100.6083282611371,5100.6083282611371,5100.6083282611371,5100.6083282611371,5100.6083282611371,5100.6083282611371,5100.6083282611371,5100.6083282611371,5100.6083282611371,null,null,12,"hydclass1",4.4248240189999999,3144.2906714986898,null,null,0.62860880690574084,null,76.606616626046204,null,null,null,null,null,null,null,null,null,null,null,null,null,null,null,null,null,null,null,null,103,"hydclass1",4.2489150000000002,5385.2819098756099,null,null,0.65010133620037203,null,123.21940064661422]
[null,null,null,null,null,null,null,null,null,null,"NPD 5 - high",5100.6083282611371,5100.6083282611371,5100.6083282611371,5100.6083282611371,5100.6083282611371,5100.6083282611371,5100.6083282611371,5100.6083282611371,5100.6083282611371,5100.6083282611371,5100.6083282611371,5100.6083282611371,5100.6083282611371,5100.6083282611371,5100.6083282611371,5100.6083282611371,5100.6083282611371,5100.6083282611371,5100.6083282611371,5100.6083282611371,5100.6083282611371,5100.6083282611371,{"$f":"AH182*8760","v":5100.6083282611371},5100.6083282611371,5100.6083282611371,5100.6083282611371,5100.6083282611371,5100.6083282611371,5100.6083282611371,5100.6083282611371,5100.6083282611371,5100.6083282611371,5100.6083282611371,5100.6083282611371,5100.6083282611371,5100.6083282611371,5100.6083282611371,null,null,119,"hydclass2",2.3887848449999902,3095.9979087864399,null,null,0.61782733210421792,null,76.784130260639728,null,null,null,null,null,null,null,null,null,null,null,null,null,null,null,null,null,null,null,null,32,"hydclass1",2.2000649999999902,5576.6885917088002,null,null,0.66980643036606402,null,123.74026369703142]
[null,null,null,null,null,null,null,null,null,null,"NSD 1 - low",5918.718962076181,5918.718962076181,5918.718962076181,5918.718962076181,5918.718962076181,5918.718962076181,5918.718962076181,5918.718962076181,5918.718962076181,5918.718962076181,5918.718962076181,5918.718962076181,5918.718962076181,5918.718962076181,5918.718962076181,5918.718962076181,5918.718962076181,5918.718962076181,5918.718962076181,5918.718962076181,5918.718962076181,5918.718962076181,5918.718962076181,5918.718962076181,5918.718962076181,5918.718962076181,5918.718962076181,5918.718962076181,5918.718962076181,5918.718962076181,5918.718962076181,5918.718962076181,5918.718962076181,5918.718962076181,5918.718962076181,5918.718962076181,5918.718962076181,null,null,92,"hydclass3",6.75227761599999,3057.2168437523201,null,null,0.60998143621806589,null,76.832392449851866,null,null,null,null,null,null,null,null,null,null,null,null,null,null,null,null,null,null,null,null,75,"hydclass5",5.4206319999999897,6609.6041679172404,null,null,0.78965477931557104,null,123.98317076905295]
[null,null,null,null,null,null,null,null,null,null,"NSD 1 - mid",5918.718962076181,5918.718962076181,5918.718962076181,5918.718962076181,5918.718962076181,5918.718962076181,5918.718962076181,5918.718962076181,5918.718962076181,5918.718962076181,5918.718962076181,5918.718962076181,5918.718962076181,5918.718962076181,5918.718962076181,5918.718962076181,5918.718962076181,5918.718962076181,5918.718962076181,5918.718962076181,5918.718962076181,5918.718962076181,5918.718962076181,5918.718962076181,5918.718962076181,5918.718962076181,5918.718962076181,5918.718962076181,5918.718962076181,5918.718962076181,5918.718962076181,5918.718962076181,5918.718962076181,5918.718962076181,5918.718962076181,5918.718962076181,5918.718962076181,null,null,106,"hydclass1",3.0272335610000001,2951.1135871778602,null,null,0.58813099999999985,null,77.019564107163632,null,null,null,null,null,null,null,null,null,null,null,null,null,null,null,null,null,null,null,null,32,"hydclass2",2.1596280000000001,5592.9336948437303,null,null,0.66980643036606402,null,124.0854157901624]
[null,null,null,null,null,null,null,null,null,null,"NSD 1 - high",5918.718962076181,5918.718962076181,5918.718962076181,5918.718962076181,5918.718962076181,5918.718962076181,5918.718962076181,5918.718962076181,5918.718962076181,5918.718962076181,5918.718962076181,5918.718962076181,5918.718962076181,5918.718962076181,5918.718962076181,5918.718962076181,5918.718962076181,5918.718962076181,5918.718962076181,5918.718962076181,5918.718962076181,5918.718962076181,5918.718962076181,5918.718962076181,5918.718962076181,5918.718962076181,5918.718962076181,5918.718962076181,5918.718962076181,5918.718962076181,5918.718962076181,5918.718962076181,5918.718962076181,5918.718962076181,5918.718962076181,5918.718962076181,5918.718962076181,null,null,21,"hydclass1",1.9518456479999899,3225.3428426117298,null,null,0.64004321775602768,null,77.088249128378251,null,null,null,null,null,null,null,null,null,null,null,null,null,null,null,null,null,null,null,null,10,"hydclass3",28.838251999999901,6000.53260615627,null,null,0.71758536849510801,null,124.08600367544774]
[null,null,null,null,null,null,null,null,null,null,"NSD 2 - low",5912.521786505753,5912.521786505753,5912.521786505753,5912.521786505753,5912.521786505753,5912.521786505753,5912.521786505753,5912.521786505753,5912.521786505753,5912.521786505753,5912.521786505753,5912.521786505753,5912.521786505753,5912.521786505753,5912.521786505753,5912.521786505753,5912.521786505753,5912.521786505753,5912.521786505753,5912.521786505753,5912.521786505753,5912.521786505753,5912.521786505753,5912.521786505753,5912.521786505753,5912.521786505753,5912.521786505753,5912.521786505753,5912.521786505753,5912.521786505753,5912.521786505753,5912.521786505753,5912.521786505753,5912.521786505753,5912.521786505753,5912.521786505753,5912.521786505753,null,null,126,"hydclass1",5.7613379069999899,3368.5066175269199,null,null,0.66326271444775053,null,77.555458938909695,null,null,null,null,null,null,null,null,null,null,null,null,null,null,null,null,null,null,null,null,24,"hydclass4",249.886370999999,5357.0029642940099,null,null,0.64165477969687501,null,124.1788245409561]
[null,null,null,null,null,null,null,null,null,null,"NSD 2 - mid",5912.521786505753,5912.521786505753,5912.521786505753,5912.521786505753,5912.521786505753,5912.521786505753,5912.521786505753,5912.521786505753,5912.521786505753,5912.521786505753,5912.521786505753,5912.521786505753,5912.521786505753,5912.521786505753,5912.521786505753,5912.521786505753,5912.521786505753,5912.521786505753,5912.521786505753,5912.521786505753,5912.521786505753,5912.521786505753,5912.521786505753,5912.521786505753,5912.521786505753,5912.521786505753,5912.521786505753,5912.521786505753,5912.521786505753,5912.521786505753,5912.521786505753,5912.521786505753,5912.521786505753,5912.521786505753,5912.521786505753,5912.521786505753,5912.521786505753,null,null,66,"hydclass2",4.52039168399999,2721.5603987649101,null,null,0.53997884840731492,null,77.59799876044714,null,null,null,null,null,null,null,null,null,null,null,null,null,null,null,null,null,null,null,null,93,"hydclass1",22.461542000000001,4720.0575452616204,null,null,0.56691746441881796,null,124.205879607448]
[null,null,null,null,null,null,null,null,null,null,"NSD 2 - high",5912.521786505753,5912.521786505753,5912.521786505753,5912.521786505753,5912.521786505753,5912.521786505753,5912.521786505753,5912.521786505753,5912.521786505753,5912.521786505753,5912.521786505753,5912.521786505753,5912.521786505753,5912.521786505753,5912.521786505753,5912.521786505753,5912.521786505753,5912.521786505753,5912.521786505753,5912.521786505753,5912.521786505753,5912.521786505753,5912.521786505753,5912.521786505753,5912.521786505753,5912.521786505753,5912.521786505753,5912.521786505753,5912.521786505753,5912.521786505753,5912.521786505753,5912.521786505753,5912.521786505753,5912.521786505753,5912.521786505753,5912.521786505753,5912.521786505753,null,null,17,"hydclass4",5.398657,3760.7985727288801,null,null,0.73577869083005698,null,77.764475326577923,null,null,null,null,null,null,null,null,null,null,null,null,null,null,null,null,null,null,null,null,134,"hydclass2",135.19457,5587.4169844604103,null,null,0.66662850902792203,null,124.54635681386667]
[null,null,null,null,null,null,null,null,null,null,"NSD 3 - low",5740.8873908236692,{"$f":"M189*8760","v":5740.8873908236692},5740.8873908236692,5740.8873908236692,5740.8873908236692,5740.8873908236692,5740.8873908236692,5740.8873908236692,5740.8873908236692,5740.8873908236692,5740.8873908236692,5740.8873908236692,5740.8873908236692,5740.8873908236692,5740.8873908236692,5740.8873908236692,5740.8873908236692,5740.8873908236692,5740.8873908236692,5740.8873908236692,5740.8873908236692,5740.8873908236692,5740.8873908236692,5740.8873908236692,5740.8873908236692,5740.8873908236692,5740.8873908236692,5740.8873908236692,5740.8873908236692,5740.8873908236692,5740.8873908236692,5740.8873908236692,5740.8873908236692,5740.8873908236692,5740.8873908236692,5740.8873908236692,5740.8873908236692,null,null,131,"hydclass1",13.675299122,3266.39888259385,null,null,0.64024445059483215,null,77.977440332540766,null,null,null,null,null,null,null,null,null,null,null,null,null,null,null,null,null,null,null,null,48,"hydclass4",24.080883,5109.7709727513802,null,null,0.61059746361402101,null,124.59602689092981]
[null,null,null,null,null,null,null,null,null,null,"NSD 3 - mid",5740.8873908236692,5740.8873908236692,5740.8873908236692,5740.8873908236692,5740.8873908236692,5740.8873908236692,5740.8873908236692,5740.8873908236692,5740.8873908236692,5740.8873908236692,5740.8873908236692,5740.8873908236692,5740.8873908236692,5740.8873908236692,5740.8873908236692,5740.8873908236692,5740.8873908236692,5740.8873908236692,5740.8873908236692,5740.8873908236692,5740.8873908236692,5740.8873908236692,5740.8873908236692,5740.8873908236692,5740.8873908236692,5740.8873908236692,5740.8873908236692,5740.8873908236692,5740.8873908236692,5740.8873908236692,5740.8873908236692,5740.8873908236692,5740.8873908236692,5740.8873908236692,5740.8873908236692,5740.8873908236692,5740.8873908236692,null,null,129,"hydclass2",3.4733584120000001,3301.3372703681498,null,null,0.64654391879017059,null,78.012920633781775,null,null,null,null,null,null,null,null,null,null,null,null,null,null,null,null,null,null,null,null,26,"hydclass1",35.9636029999999,5815.6297607240303,null,null,0.69270844239432405,null,124.64698328284646]
[null,null,null,null,null,null,null,null,null,null,"NSD 3 - high",5740.8873908236692,5740.8873908236692,5740.8873908236692,5740.8873908236692,5740.8873908236692,5740.8873908236692,5740.8873908236692,5740.8873908236692,5740.8873908236692,5740.8873908236692,5740.8873908236692,5740.8873908236692,5740.8873908236692,5740.8873908236692,5740.8873908236692,5740.8873908236692,5740.8873908236692,5740.8873908236692,5740.8873908236692,5740.8873908236692,5740.8873908236692,5740.8873908236692,5740.8873908236692,5740.8873908236692,5740.8873908236692,5740.8873908236692,5740.8873908236692,5740.8873908236692,5740.8873908236692,5740.8873908236692,5740.8873908236692,5740.8873908236692,5740.8873908236692,5740.8873908236692,5740.8873908236692,5740.8873908236692,5740.8873908236692,null,null,56,"hydclass1",4.5626909600000003,2716.4518045428799,null,null,0.53505799746229099,null,78.151042299686821,null,null,null,null,null,null,null,null,null,null,null,null,null,null,null,null,null,null,null,null,63,"hydclass1",48.604154999999999,4412.7682529267704,null,null,0.52821999160618005,null,124.82930180719718]
[null,null,null,null,null,null,null,null,null,null,"NSD 4 - low",5763.995682540899,5763.995682540899,5763.995682540899,5763.995682540899,5763.995682540899,5763.995682540899,5763.995682540899,5763.995682540899,5763.995682540899,5763.995682540899,5763.995682540899,5763.995682540899,5763.995682540899,5763.995682540899,5763.995682540899,5763.995682540899,5763.995682540899,5763.995682540899,5763.995682540899,5763.995682540899,5763.995682540899,5763.995682540899,5763.995682540899,5763.995682540899,5763.995682540899,5763.995682540899,5763.995682540899,5763.995682540899,5763.995682540899,5763.995682540899,5763.995682540899,5763.995682540899,5763.995682540899,5763.995682540899,5763.995682540899,5763.995682540899,5763.995682540899,null,null,114,"hydclass3",2.47897436,3072.8546367281801,null,null,0.59895160349434218,null,78.569295068512602,null,null,null,null,null,null,null,null,null,null,null,null,null,null,null,null,null,null,null,null,129,"hydclass2",20.086914,5575.3560956883002,null,null,0.66376312830677198,null,124.81381003041679]
[null,null,null,null,null,null,null,null,null,null,"NSD 4 - mid",5763.995682540899,5763.995682540899,5763.995682540899,5763.995682540899,5763.995682540899,5763.995682540899,5763.995682540899,5763.995682540899,5763.995682540899,5763.995682540899,5763.995682540899,5763.995682540899,5763.995682540899,5763.995682540899,5763.995682540899,5763.995682540899,5763.995682540899,5763.995682540899,5763.995682540899,5763.995682540899,5763.995682540899,5763.995682540899,5763.995682540899,5763.995682540899,5763.995682540899,5763.995682540899,5763.995682540899,5763.995682540899,5763.995682540899,5763.995682540899,5763.995682540899,5763.995682540899,5763.995682540899,5763.995682540899,5763.995682540899,5763.995682540899,5763.995682540899,null,null,6,"hydclass4",5.39063140599999,3525.1808636081701,null,null,0.68320109625559622,null,78.634123795956128,null,null,null,null,null,null,null,null,null,null,null,null,null,null,null,null,null,null,null,null,54,"hydclass5",18.175882999999899,5796.6533425939297,null,null,0.68862194088625095,null,124.97854807109799]
[null,null,null,null,null,null,null,null,null,null,"NSD 4 - high",5763.995682540899,5763.995682540899,5763.995682540899,5763.995682540899,5763.995682540899,5763.995682540899,5763.995682540899,5763.995682540899,5763.995682540899,5763.995682540899,5763.995682540899,5763.995682540899,5763.995682540899,5763.995682540899,5763.995682540899,5763.995682540899,5763.995682540899,5763.995682540899,5763.995682540899,5763.995682540899,5763.995682540899,5763.995682540899,5763.995682540899,5763.995682540899,5763.995682540899,5763.995682540899,5763.995682540899,5763.995682540899,5763.995682540899,5763.995682540899,5763.995682540899,5763.995682540899,5763.995682540899,5763.995682540899,5763.995682540899,5763.995682540899,5763.995682540899,null,null,107,"hydclass3",7.2069934429999902,3086.2315451172999,null,null,0.59574049167853993,null,79.297841369140727,null,null,null,null,null,null,null,null,null,null,null,null,null,null,null,null,null,null,null,null,130,"hydclass3",35.9421439999999,5807.7902025441599,null,null,0.68779202489126201,null,125.35653817832852]
[null,null,null,null,null,null,null,null,null,null,"NSD 5 - low",5444.7602361943627,5444.7602361943627,5444.7602361943627,5444.7602361943627,5444.7602361943627,5444.7602361943627,5444.7602361943627,5444.7602361943627,5444.7602361943627,5444.7602361943627,5444.7602361943627,5444.7602361943627,5444.7602361943627,{"$f":"Y195*8760","v":5444.7602361943627},5444.7602361943627,5444.7602361943627,5444.7602361943627,5444.7602361943627,5444.7602361943627,5444.7602361943627,5444.7602361943627,5444.7602361943627,5444.7602361943627,5444.7602361943627,5444.7602361943627,5444.7602361943627,5444.7602361943627,5444.7602361943627,{"$f":"AN195*8760","v":5444.7602361943627},5444.7602361943627,5444.7602361943627,5444.7602361943627,5444.7602361943627,5444.7602361943627,5444.7602361943627,5444.7602361943627,5444.7602361943627,null,null,9,"hydclass4",23.887889571999899,3341.7011020350701,null,null,0.6428808404293177,null,79.335613661266152,null,null,null,null,null,null,null,null,null,null,null,null,null,null,null,null,null,null,null,null,50,"hydclass2",136.816777,5054.6821630374197,null,null,0.60004354793957104,null,125.43365541006786]
[null,null,null,null,null,null,null,null,null,null,"NSD 5 - mid",5444.7602361943627,5444.7602361943627,5444.7602361943627,5444.7602361943627,5444.7602361943627,5444.7602361943627,5444.7602361943627,5444.7602361943627,5444.7602361943627,5444.7602361943627,5444.7602361943627,5444.7602361943627,5444.7602361943627,5444.7602361943627,5444.7602361943627,5444.7602361943627,5444.7602361943627,5444.7602361943627,5444.7602361943627,5444.7602361943627,5444.7602361943627,5444.7602361943627,5444.7602361943627,5444.7602361943627,5444.7602361943627,5444.7602361943627,5444.7602361943627,5444.7602361943627,5444.7602361943627,5444.7602361943627,5444.7602361943627,5444.7602361943627,5444.7602361943627,5444.7602361943627,5444.7602361943627,5444.7602361943627,5444.7602361943627,null,null,105,"hydclass4",9.6136432020000004,3211.06853088858,null,null,0.61832841422496665,null,79.372479799866781,null,null,null,null,null,null,null,null,null,null,null,null,null,null,null,null,null,null,null,null,123,"hydclass4",14.219181000000001,5184.4813067283303,null,null,0.61481491239332997,null,125.48910065749591]
[null,null,null,null,null,null,null,null,null,null,"NSD 5 - high",5444.7602361943627,5444.7602361943627,5444.7602361943627,5444.7602361943627,5444.7602361943627,5444.7602361943627,5444.7602361943627,5444.7602361943627,5444.7602361943627,5444.7602361943627,5444.7602361943627,5444.7602361943627,5444.7602361943627,5444.7602361943627,5444.7602361943627,5444.7602361943627,5444.7602361943627,5444.7602361943627,5444.7602361943627,5444.7602361943627,5444.7602361943627,5444.7602361943627,5444.7602361943627,5444.7602361943627,5444.7602361943627,5444.7602361943627,5444.7602361943627,5444.7602361943627,5444.7602361943627,5444.7602361943627,5444.7602361943627,5444.7602361943627,5444.7602361943627,5444.7602361943627,5444.7602361943627,5444.7602361943627,5444.7602361943627,null,null,55,"hydclass1",4.5359462879999901,2719.67514370457,null,null,0.52637246977096341,null,79.483350800819665,null,null,null,null,null,null,null,null,null,null,null,null,null,null,null,null,null,null,null,null,127,"hydclass2",143.64033599999999,5422.2949523311599,null,null,0.64047664615831301,null,125.85305338528975]
[null,null,null,null,null,null,null,null,null,null,null,null,null,null,null,null,null,null,null,null,null,null,null,null,null,null,null,null,null,null,null,null,null,null,null,null,null,null,null,null,null,null,null,null,null,null,null,null,null,null,27,"hydclass1",3.8121678129999901,2816.7876365915899,null,null,0.5438238833555038,null,79.560327027557321,null,null,null,null,null,null,null,null,null,null,null,null,null,null,null,null,null,null,null,null,114,"hydclass2",10.7601899999999,5061.0789393004598,null,null,0.59845264418245103,null,125.91206631427646]
[null,null,null,null,null,null,null,null,null,"CAPEX ($/kW)","NPD 1 - low",{"$f":" $S$44*(L292 + L420)","v":1422.2269072804152},{"$f":" $S$44*(M292 + M420)","v":1422.2269072804152},1422.2269072804152,1422.2269072804152,1422.2269072804152,1422.2269072804152,1422.2269072804152,1422.2269072804152,1422.2269072804152,1422.2269072804152,1422.2269072804152,1422.2269072804152,1422.2269072804152,1422.2269072804152,1422.2269072804152,1422.2269072804152,1422.2269072804152,1422.2269072804152,1422.2269072804152,1422.2269072804152,1422.2269072804152,1422.2269072804152,1422.2269072804152,1422.2269072804152,1422.2269072804152,1422.2269072804152,1422.2269072804152,1422.2269072804152,1422.2269072804152,1422.2269072804152,1422.2269072804152,1422.2269072804152,1422.2269072804152,1422.2269072804152,1422.2269072804152,1422.2269072804152,1422.2269072804152,null,null,47,"hydclass3",1.8480780080000001,3261.2686805735698,null,null,0.62458331109038678,null,79.748347202000971,null,null,null,null,null,null,null,null,null,null,null,null,null,null,null,null,null,null,null,null,53,"hydclass5",361.08526099999898,5892.1894950963897,null,null,0.69417248082473304,null,125.95930369711692]
[null,null,null,null,null,null,null,null,null,null,"NPD 1 - mid",{"$f":" $S$44*(L293 + L421)","v":1422.2269072804152},1422.2269072804152,1422.2269072804152,1422.2269072804152,1422.2269072804152,1422.2269072804152,1422.2269072804152,1422.2269072804152,1422.2269072804152,1422.2269072804152,1422.2269072804152,1422.2269072804152,1422.2269072804152,1422.2269072804152,1422.2269072804152,1422.2269072804152,1422.2269072804152,1422.2269072804152,1422.2269072804152,1422.2269072804152,1422.2269072804152,1422.2269072804152,1422.2269072804152,1422.2269072804152,1422.2269072804152,1422.2269072804152,1422.2269072804152,1422.2269072804152,1422.2269072804152,1422.2269072804152,1422.2269072804152,1422.2269072804152,1422.2269072804152,1422.2269072804152,1422.2269072804152,1422.2269072804152,1422.2269072804152,null,null,108,"hydclass5",9.8719245359999999,3181.8551491261901,null,null,0.60859662266687031,null,79.915565994340838,null,null,null,null,null,null,null,null,null,null,null,null,null,null,null,null,null,null,null,null,55,"hydclass1",9.03120399999999,5215.8467462201197,null,null,0.61539524870794804,null,126.09862563984814]
[null,null,null,null,null,null,null,null,null,null,"NPD 1 - high",{"$f":" $S$44*(L294 + L422)","v":1422.2269072804152},1422.2269072804152,1422.2269072804152,1422.2269072804152,1422.2269072804152,1422.2269072804152,1422.2269072804152,1422.2269072804152,1422.2269072804152,1422.2269072804152,1422.2269072804152,1422.2269072804152,1422.2269072804152,1422.2269072804152,1422.2269072804152,1422.2269072804152,1422.2269072804152,1422.2269072804152,1422.2269072804152,1422.2269072804152,1422.2269072804152,1422.2269072804152,1422.2269072804152,1422.2269072804152,1422.2269072804152,1422.2269072804152,1422.2269072804152,1422.2269072804152,1422.2269072804152,1422.2269072804152,1422.2269072804152,1422.2269072804152,1422.2269072804152,1422.2269072804152,1422.2269072804152,1422.2269072804152,1422.2269072804152,null,null,53,"hydclass3",18.258929241000001,2708.9161946557201,null,null,0.52116091979609336,null,79.957486697864411,null,null,null,null,null,null,null,null,null,null,null,null,null,null,null,null,null,null,null,null,61,"hydclass5",28.727395999999999,5664.0850770910802,null,null,0.66681372220772195,null,126.14875196909495]
[null,null,null,null,null,null,null,null,null,null,"NPD 2 - low",2579.0824434293063,2579.0824434293063,2579.0824434293063,2579.0824434293063,2579.0824434293063,2579.0824434293063,2579.0824434293063,2579.0824434293063,2579.0824434293063,2579.0824434293063,2579.0824434293063,2579.0824434293063,2579.0824434293063,2579.0824434293063,2579.0824434293063,2579.0824434293063,2579.0824434293063,2579.0824434293063,2579.0824434293063,2579.0824434293063,2579.0824434293063,2579.0824434293063,2579.0824434293063,2579.0824434293063,2579.0824434293063,2579.0824434293063,2579.0824434293063,2579.0824434293063,2579.0824434293063,2579.0824434293063,2579.0824434293063,2579.0824434293063,2579.0824434293063,2579.0824434293063,2579.0824434293063,2579.0824434293063,2579.0824434293063,null,null,113,"hydclass4",6.32506634499999,3166.09971714841,null,null,0.60513140368321894,null,79.987264383905639,null,null,null,null,null,null,null,null,null,null,null,null,null,null,null,null,null,null,null,null,105,"hydclass3",22.1917189999999,5427.43484171411,null,null,0.63947003354501697,null,126.16131423252425]
[null,null,null,null,null,null,null,null,null,null,"NPD 2 - mid",2579.0824434293063,2579.0824434293063,2579.0824434293063,2579.0824434293063,2579.0824434293063,2579.0824434293063,2579.0824434293063,2579.0824434293063,2579.0824434293063,2579.0824434293063,2579.0824434293063,2579.0824434293063,2579.0824434293063,2579.0824434293063,2579.0824434293063,2579.0824434293063,2579.0824434293063,2579.0824434293063,2579.0824434293063,2579.0824434293063,2579.0824434293063,2579.0824434293063,2579.0824434293063,2579.0824434293063,2579.0824434293063,2579.0824434293063,2579.0824434293063,2579.0824434293063,2579.0824434293063,2579.0824434293063,2579.0824434293063,2579.0824434293063,2579.0824434293063,2579.0824434293063,2579.0824434293063,2579.0824434293063,2579.0824434293063,null,null,81,"hydclass5",27.856036876999902,3608.3765706942299,null,null,0.68321382056820201,null,80.365641812013791,null,null,null,null,null,null,null,null,null,null,null,null,null,null,null,null,null,null,null,null,42,"hydclass4",10.8849239999999,5295.0866413785998,null,null,0.62416012461769299,null,126.17233537253087]
[null,null,null,null,null,null,null,null,null,null,"NPD 2 - high",2579.0824434293063,2579.0824434293063,2579.0824434293063,2579.0824434293063,2579.0824434293063,2579.0824434293063,2579.0824434293063,2579.0824434293063,2579.0824434293063,2579.0824434293063,2579.0824434293063,2579.0824434293063,2579.0824434293063,2579.0824434293063,2579.0824434293063,2579.0824434293063,2579.0824434293063,2579.0824434293063,2579.0824434293063,2579.0824434293063,2579.0824434293063,2579.0824434293063,2579.0824434293063,2579.0824434293063,2579.0824434293063,2579.0824434293063,2579.0824434293063,2579.0824434293063,2579.0824434293063,2579.0824434293063,2579.0824434293063,2579.0824434293063,2579.0824434293063,2579.0824434293063,2579.0824434293063,2579.0824434293063,2579.0824434293063,null,null,103,"hydclass2",8.1268504129999908,3680.9759377190298,null,null,0.69625422736083564,null,80.394717717879288,null,null,null,null,null,null,null,null,null,null,null,null,null,null,null,null,null,null,null,null,84,"hydclass1",13.7252749999999,5405.0556844759203,null,null,0.63582270050660905,null,126.36870192059408]
[null,null,null,null,null,null,null,null,null,null,"NPD 3 - low",5234.6060219852325,5234.6060219852325,5234.6060219852325,5234.6060219852325,5234.6060219852325,5234.6060219852325,5234.6060219852325,5234.6060219852325,5234.6060219852325,5234.6060219852325,5234.6060219852325,5234.6060219852325,5234.6060219852325,5234.6060219852325,5234.6060219852325,5234.6060219852325,{"$f":" $S$44*(AB298 + AB426)","v":5234.6060219852325},5234.6060219852325,5234.6060219852325,5234.6060219852325,5234.6060219852325,5234.6060219852325,5234.6060219852325,5234.6060219852325,5234.6060219852325,5234.6060219852325,5234.6060219852325,5234.6060219852325,5234.6060219852325,5234.6060219852325,5234.6060219852325,5234.6060219852325,5234.6060219852325,5234.6060219852325,5234.6060219852325,5234.6060219852325,5234.6060219852325,null,null,110,"hydclass4",5.361115743,3021.5685116146801,null,null,0.57406929627621361,null,80.586814285654796,null,null,null,null,null,null,null,null,null,null,null,null,null,null,null,null,null,null,null,null,25,"hydclass3",77.055201999999994,5888.48705396683,null,null,0.68895717774432097,null,126.81595651123307]
[null,null,null,null,null,null,null,null,null,null,"NPD 3 - mid",5234.6060219852325,5234.6060219852325,5234.6060219852325,5234.6060219852325,5234.6060219852325,5234.6060219852325,5234.6060219852325,5234.6060219852325,5234.6060219852325,5234.6060219852325,5234.6060219852325,5234.6060219852325,5234.6060219852325,5234.6060219852325,5234.6060219852325,5234.6060219852325,5234.6060219852325,5234.6060219852325,5234.6060219852325,5234.6060219852325,5234.6060219852325,5234.6060219852325,5234.6060219852325,5234.6060219852325,5234.6060219852325,5234.6060219852325,5234.6060219852325,5234.6060219852325,5234.6060219852325,5234.6060219852325,5234.6060219852325,5234.6060219852325,5234.6060219852325,5234.6060219852325,5234.6060219852325,5234.6060219852325,5234.6060219852325,null,null,121,"hydclass3",1.9786149559999899,3216.4484857867901,null,null,0.60913352909815988,null,80.655694455604873,null,null,null,null,null,null,null,null,null,null,null,null,null,null,null,null,null,null,null,null,93,"hydclass2",19.2858389999999,4826.4710566392296,null,null,0.56691746441881796,null,126.87712809438048]
[null,null,null,null,null,null,null,null,null,null,"NPD 3 - high",5234.6060219852325,5234.6060219852325,5234.6060219852325,5234.6060219852325,5234.6060219852325,5234.6060219852325,5234.6060219852325,5234.6060219852325,5234.6060219852325,5234.6060219852325,5234.6060219852325,5234.6060219852325,5234.6060219852325,5234.6060219852325,5234.6060219852325,5234.6060219852325,5234.6060219852325,5234.6060219852325,5234.6060219852325,{"$f":" $S$44*(AE300 + AE428)","v":5234.6060219852325},5234.6060219852325,5234.6060219852325,5234.6060219852325,5234.6060219852325,5234.6060219852325,5234.6060219852325,5234.6060219852325,5234.6060219852325,5234.6060219852325,5234.6060219852325,5234.6060219852325,5234.6060219852325,5234.6060219852325,5234.6060219852325,5234.6060219852325,5234.6060219852325,5234.6060219852325,null,null,26,"hydclass3",0.98160589700000001,3708.7119906119401,null,null,0.69826963335449199,null,80.735713459216541,null,null,null,null,null,null,null,null,null,null,null,null,null,null,null,null,null,null,null,null,100,"hydclass3",13.5026539999999,5562.9832505828899,null,null,0.65059288026956097,null,127.01537443510495]
[null,null,null,null,null,null,null,null,null,null,"NPD 4 - low",7439.0177853583691,7439.0177853583691,7439.0177853583691,7439.0177853583691,7439.0177853583691,7439.0177853583691,7439.0177853583691,7439.0177853583691,7439.0177853583691,7439.0177853583691,7439.0177853583691,7439.0177853583691,7439.0177853583691,7439.0177853583691,7439.0177853583691,7439.0177853583691,7439.0177853583691,7439.0177853583691,7439.0177853583691,7439.0177853583691,7439.0177853583691,7439.0177853583691,7439.0177853583691,7439.0177853583691,7439.0177853583691,7439.0177853583691,7439.0177853583691,7439.0177853583691,7439.0177853583691,7439.0177853583691,7439.0177853583691,7439.0177853583691,7439.0177853583691,7439.0177853583691,7439.0177853583691,7439.0177853583691,7439.0177853583691,null,null,130,"hydclass2",9.0929311399999904,3454.9653799278099,null,null,0.65165623233594816,null,80.776980699185586,null,null,null,null,null,null,null,null,null,null,null,null,null,null,null,null,null,null,null,null,47,"hydclass1",2.2421389999999901,5185.5555166917702,null,null,0.60689093317332199,null,127.11763820491286]
[null,null,null,null,null,null,null,null,null,null,"NPD 4 - mid",7439.0177853583691,7439.0177853583691,7439.0177853583691,7439.0177853583691,7439.0177853583691,7439.0177853583691,7439.0177853583691,7439.0177853583691,7439.0177853583691,7439.0177853583691,7439.0177853583691,7439.0177853583691,7439.0177853583691,7439.0177853583691,7439.0177853583691,7439.0177853583691,7439.0177853583691,7439.0177853583691,7439.0177853583691,7439.0177853583691,7439.0177853583691,7439.0177853583691,7439.0177853583691,7439.0177853583691,7439.0177853583691,7439.0177853583691,7439.0177853583691,7439.0177853583691,7439.0177853583691,7439.0177853583691,7439.0177853583691,7439.0177853583691,7439.0177853583691,7439.0177853583691,7439.0177853583691,7439.0177853583691,7439.0177853583691,null,null,46,"hydclass4",6.9506776639999899,3696.4787703049301,null,null,0.69514233245952528,null,80.836384492218755,null,null,null,null,null,null,null,null,null,null,null,null,null,null,null,null,null,null,null,null,26,"hydclass2",29.236028999999899,5935.8074683304103,null,null,0.69270844239432405,null,127.11592470541888]
[null,null,null,null,null,null,null,null,null,null,"NPD 4 - high",7439.0177853583691,7439.0177853583691,7439.0177853583691,7439.0177853583691,7439.0177853583691,7439.0177853583691,7439.0177853583691,7439.0177853583691,7439.0177853583691,7439.0177853583691,7439.0177853583691,7439.0177853583691,7439.0177853583691,7439.0177853583691,7439.0177853583691,7439.0177853583691,7439.0177853583691,7439.0177853583691,7439.0177853583691,7439.0177853583691,7439.0177853583691,7439.0177853583691,7439.0177853583691,7439.0177853583691,7439.0177853583691,7439.0177853583691,7439.0177853583691,7439.0177853583691,7439.0177853583691,7439.0177853583691,7439.0177853583691,7439.0177853583691,7439.0177853583691,7439.0177853583691,7439.0177853583691,7439.0177853583691,7439.0177853583691,null,null,133,"hydclass1",3.1436214129999902,3367.7550137307298,null,null,0.63406872257097557,null,80.985568959280954,null,null,null,null,null,null,null,null,null,null,null,null,null,null,null,null,null,null,null,null,38,"hydclass4",4.5051489999999896,5950.7068200455597,null,null,0.69424050135218196,null,127.14675806242198]
[null,null,null,null,null,null,null,null,null,null,"NPD 5 - low",9453.4911580511452,9453.4911580511452,9453.4911580511452,9453.4911580511452,9453.4911580511452,9453.4911580511452,9453.4911580511452,9453.4911580511452,9453.4911580511452,9453.4911580511452,9453.4911580511452,9453.4911580511452,9453.4911580511452,9453.4911580511452,9453.4911580511452,9453.4911580511452,9453.4911580511452,9453.4911580511452,9453.4911580511452,9453.4911580511452,9453.4911580511452,9453.4911580511452,9453.4911580511452,9453.4911580511452,9453.4911580511452,9453.4911580511452,9453.4911580511452,9453.4911580511452,9453.4911580511452,9453.4911580511452,9453.4911580511452,9453.4911580511452,9453.4911580511452,9453.4911580511452,9453.4911580511452,9453.4911580511452,9453.4911580511452,null,null,74,"hydclass1",1.51169542099999,3902.8762936974799,null,null,0.73112494883651935,null,81.00782557254,null,null,null,null,null,null,null,null,null,null,null,null,null,null,null,null,null,null,null,null,47,"hydclass2",2.219179,5192.3495666600702,null,null,0.60689093317332199,null,127.2769527539475]
[null,null,null,null,null,null,null,null,null,null,"NPD 5 - mid",9453.4911580511452,9453.4911580511452,9453.4911580511452,9453.4911580511452,9453.4911580511452,9453.4911580511452,9453.4911580511452,9453.4911580511452,9453.4911580511452,9453.4911580511452,9453.4911580511452,9453.4911580511452,9453.4911580511452,9453.4911580511452,9453.4911580511452,9453.4911580511452,9453.4911580511452,9453.4911580511452,9453.4911580511452,9453.4911580511452,9453.4911580511452,9453.4911580511452,9453.4911580511452,9453.4911580511452,9453.4911580511452,9453.4911580511452,9453.4911580511452,9453.4911580511452,9453.4911580511452,9453.4911580511452,9453.4911580511452,9453.4911580511452,9453.4911580511452,9453.4911580511452,9453.4911580511452,9453.4911580511452,9453.4911580511452,null,null,21,"hydclass2",1.487115296,3408.3088211853201,null,null,0.64004321775602768,null,81.156412582277341,null,null,null,null,null,null,null,null,null,null,null,null,null,null,null,null,null,null,null,null,70,"hydclass2",52.212367,4832.6678964753601,null,null,0.56479755921400698,null,127.4993909806249]
[null,null,null,null,null,null,null,null,null,null,"NPD 5 - high",9453.4911580511452,9453.4911580511452,9453.4911580511452,9453.4911580511452,9453.4911580511452,9453.4911580511452,9453.4911580511452,9453.4911580511452,9453.4911580511452,9453.4911580511452,9453.4911580511452,9453.4911580511452,9453.4911580511452,9453.4911580511452,9453.4911580511452,9453.4911580511452,9453.4911580511452,9453.4911580511452,9453.4911580511452,9453.4911580511452,9453.4911580511452,9453.4911580511452,9453.4911580511452,9453.4911580511452,9453.4911580511452,9453.4911580511452,9453.4911580511452,9453.4911580511452,9453.4911580511452,9453.4911580511452,9453.4911580511452,9453.4911580511452,9453.4911580511452,9453.4911580511452,9453.4911580511452,9453.4911580511452,9453.4911580511452,null,null,16,"hydclass2",1.1239290200000001,4154.4175712855404,null,null,0.77269739335731868,null,81.42692416711634,null,null,null,null,null,null,null,null,null,null,null,null,null,null,null,null,null,null,null,null,38,"hydclass5",2.3311619999999902,5967.6333730327196,null,null,0.69424050135218196,null,127.49373126113929]
[null,null,null,null,null,null,null,null,null,null,"NSD 1 - low",3706.4584126225836,{"$f":" $S$44*(M307 + M435)","v":3706.4584126225836},3706.4584126225836,3706.4584126225836,3706.4584126225836,3706.4584126225836,3706.4584126225836,3706.4584126225836,3706.4584126225836,3706.4584126225836,3706.4584126225836,3706.4584126225836,3706.4584126225836,3706.4584126225836,3706.4584126225836,3706.4584126225836,3706.4584126225836,3706.4584126225836,3706.4584126225836,3706.4584126225836,3706.4584126225836,3706.4584126225836,3706.4584126225836,3706.4584126225836,3706.4584126225836,3706.4584126225836,3706.4584126225836,3706.4584126225836,3706.4584126225836,3706.4584126225836,3706.4584126225836,3706.4584126225836,3706.4584126225836,3706.4584126225836,3706.4584126225836,3706.4584126225836,3706.4584126225836,null,null,122,"hydclass4",29.3739456029999,3420.3308882558099,null,null,0.63735626154772107,null,81.755641985438629,null,null,null,null,null,null,null,null,null,null,null,null,null,null,null,null,null,null,null,null,2,"hydclass2",279.61421599999898,5813.5158863193101,null,null,0.67510458810169105,null,127.78254230654976]
[null,null,null,null,null,null,null,null,null,null,"NSD 1 - mid",3706.4584126225836,3706.4584126225836,3706.4584126225836,3706.4584126225836,3706.4584126225836,3706.4584126225836,3706.4584126225836,3706.4584126225836,3706.4584126225836,3706.4584126225836,3706.4584126225836,3706.4584126225836,3706.4584126225836,3706.4584126225836,3706.4584126225836,3706.4584126225836,3706.4584126225836,3706.4584126225836,3706.4584126225836,3706.4584126225836,3706.4584126225836,3706.4584126225836,3706.4584126225836,3706.4584126225836,3706.4584126225836,3706.4584126225836,3706.4584126225836,3706.4584126225836,3706.4584126225836,3706.4584126225836,3706.4584126225836,3706.4584126225836,3706.4584126225836,3706.4584126225836,3706.4584126225836,3706.4584126225836,3706.4584126225836,null,null,78,"hydclass2",0.868405336999999,3802.4406095266099,null,null,0.70577803174798748,null,81.795337828262959,null,null,null,null,null,null,null,null,null,null,null,null,null,null,null,null,null,null,null,null,129,"hydclass3",20.097802999999899,5720.8492703265101,null,null,0.66376312830677198,null,127.93317971716824]
[null,null,null,null,null,null,null,null,null,null,"NSD 1 - high",3706.4584126225836,3706.4584126225836,3706.4584126225836,3706.4584126225836,3706.4584126225836,3706.4584126225836,3706.4584126225836,3706.4584126225836,3706.4584126225836,3706.4584126225836,3706.4584126225836,3706.4584126225836,3706.4584126225836,3706.4584126225836,3706.4584126225836,3706.4584126225836,3706.4584126225836,3706.4584126225836,3706.4584126225836,3706.4584126225836,3706.4584126225836,3706.4584126225836,3706.4584126225836,3706.4584126225836,3706.4584126225836,3706.4584126225836,3706.4584126225836,3706.4584126225836,3706.4584126225836,3706.4584126225836,3706.4584126225836,3706.4584126225836,3706.4584126225836,3706.4584126225836,3706.4584126225836,3706.4584126225836,3706.4584126225836,null,null,106,"hydclass2",2.1930614620000002,3150.0693982136499,null,null,0.58813099999999985,null,81.833717324245967,null,null,null,null,null,null,null,null,null,null,null,null,null,null,null,null,null,null,null,null,84,"hydclass2",10.5436879999999,5476.7686824066404,null,null,0.63582270050660905,null,127.97379122294281]
[null,null,null,null,null,null,null,null,null,null,"NSD 2 - low",4843.8469962742101,4843.8469962742101,4843.8469962742101,4843.8469962742101,4843.8469962742101,4843.8469962742101,4843.8469962742101,4843.8469962742101,4843.8469962742101,4843.8469962742101,4843.8469962742101,4843.8469962742101,4843.8469962742101,4843.8469962742101,4843.8469962742101,4843.8469962742101,4843.8469962742101,4843.8469962742101,4843.8469962742101,4843.8469962742101,4843.8469962742101,4843.8469962742101,4843.8469962742101,4843.8469962742101,4843.8469962742101,4843.8469962742101,4843.8469962742101,4843.8469962742101,4843.8469962742101,4843.8469962742101,4843.8469962742101,4843.8469962742101,4843.8469962742101,4843.8469962742101,4843.8469962742101,4843.8469962742101,4843.8469962742101,null,null,58,"hydclass5",65.057448668999896,2951.1210625230301,null,null,0.55145594255348263,null,81.9631093758791,null,null,null,null,null,null,null,null,null,null,null,null,null,null,null,null,null,null,null,null,35,"hydclass5",92.007731999999905,6120.5288451429196,null,null,0.70851861954811202,null,128.04968379165854]
[null,null,null,null,null,null,null,null,null,null,"NSD 2 - mid",4843.8469962742101,4843.8469962742101,4843.8469962742101,4843.8469962742101,4843.8469962742101,4843.8469962742101,4843.8469962742101,4843.8469962742101,4843.8469962742101,4843.8469962742101,4843.8469962742101,4843.8469962742101,4843.8469962742101,4843.8469962742101,4843.8469962742101,4843.8469962742101,4843.8469962742101,4843.8469962742101,4843.8469962742101,4843.8469962742101,4843.8469962742101,4843.8469962742101,4843.8469962742101,4843.8469962742101,4843.8469962742101,4843.8469962742101,4843.8469962742101,4843.8469962742101,4843.8469962742101,4843.8469962742101,4843.8469962742101,4843.8469962742101,4843.8469962742101,4843.8469962742101,4843.8469962742101,4843.8469962742101,4843.8469962742101,null,null,40,"hydclass1",1.431417932,3912.44045770814,null,null,0.72323344088956132,null,82.050578747299753,null,null,null,null,null,null,null,null,null,null,null,null,null,null,null,null,null,null,null,null,116,"hydclass2",124.741773999999,5191.4156138736598,null,null,0.60288172268748896,null,128.08341969072214]
[null,null,null,null,null,null,null,null,null,null,"NSD 2 - high",4843.8469962742101,4843.8469962742101,4843.8469962742101,4843.8469962742101,4843.8469962742101,4843.8469962742101,4843.8469962742101,4843.8469962742101,4843.8469962742101,4843.8469962742101,4843.8469962742101,4843.8469962742101,4843.8469962742101,4843.8469962742101,4843.8469962742101,4843.8469962742101,4843.8469962742101,4843.8469962742101,4843.8469962742101,4843.8469962742101,4843.8469962742101,4843.8469962742101,4843.8469962742101,4843.8469962742101,4843.8469962742101,4843.8469962742101,4843.8469962742101,4843.8469962742101,4843.8469962742101,4843.8469962742101,4843.8469962742101,4843.8469962742101,4843.8469962742101,4843.8469962742101,4843.8469962742101,4843.8469962742101,4843.8469962742101,null,null,97,"hydclass1",7.9694607179999899,3530.2977655957502,null,null,0.65386568541473322,null,82.152692027988735,null,null,null,null,null,null,null,null,null,null,null,null,null,null,null,null,null,null,null,null,9,"hydclass1",189.81937099999899,5677.2989445796302,null,null,0.65714858337162696,null,128.2507018146265]
[null,null,null,null,null,null,null,null,null,null,"NSD 3 - low",5738.5997361865157,5738.5997361865157,5738.5997361865157,5738.5997361865157,5738.5997361865157,5738.5997361865157,5738.5997361865157,5738.5997361865157,5738.5997361865157,5738.5997361865157,5738.5997361865157,5738.5997361865157,5738.5997361865157,5738.5997361865157,5738.5997361865157,5738.5997361865157,{"$f":" $S$44*(AB313 + AB441)","v":5738.5997361865157},5738.5997361865157,5738.5997361865157,5738.5997361865157,5738.5997361865157,5738.5997361865157,5738.5997361865157,5738.5997361865157,5738.5997361865157,{"$f":" $S$44*(AK313 + AK441)","v":5738.5997361865157},5738.5997361865157,5738.5997361865157,5738.5997361865157,5738.5997361865157,5738.5997361865157,5738.5997361865157,5738.5997361865157,5738.5997361865157,5738.5997361865157,5738.5997361865157,5738.5997361865157,null,null,65,"hydclass4",11.357761885,3174.6769429942901,null,null,0.58861645466362589,null,82.363384544560233,null,null,null,null,null,null,null,null,null,null,null,null,null,null,null,null,null,null,null,null,112,"hydclass2",27.351372999999899,5279.2763989371097,null,null,0.61044114524940096,null,128.57888195181906]
[null,null,null,null,null,null,null,null,null,null,"NSD 3 - mid",5738.5997361865157,5738.5997361865157,5738.5997361865157,5738.5997361865157,5738.5997361865157,5738.5997361865157,5738.5997361865157,5738.5997361865157,5738.5997361865157,5738.5997361865157,5738.5997361865157,5738.5997361865157,5738.5997361865157,5738.5997361865157,5738.5997361865157,5738.5997361865157,5738.5997361865157,5738.5997361865157,5738.5997361865157,5738.5997361865157,5738.5997361865157,5738.5997361865157,5738.5997361865157,5738.5997361865157,5738.5997361865157,5738.5997361865157,5738.5997361865157,5738.5997361865157,5738.5997361865157,5738.5997361865157,5738.5997361865157,5738.5997361865157,5738.5997361865157,5738.5997361865157,5738.5997361865157,5738.5997361865157,5738.5997361865157,null,null,69,"hydclass4",5.1107828169999898,3809.5903613001001,null,null,0.6916433076338383,null,83.559080328105168,null,null,null,null,null,null,null,null,null,null,null,null,null,null,null,null,null,null,null,null,117,"hydclass2",27.499175999999999,5081.4401261078201,null,null,0.58802712245817701,null,128.58952047916995]
[null,null,null,null,null,null,null,null,null,null,"NSD 3 - high",5738.5997361865157,5738.5997361865157,5738.5997361865157,5738.5997361865157,5738.5997361865157,5738.5997361865157,5738.5997361865157,5738.5997361865157,5738.5997361865157,5738.5997361865157,5738.5997361865157,5738.5997361865157,5738.5997361865157,5738.5997361865157,5738.5997361865157,5738.5997361865157,5738.5997361865157,5738.5997361865157,5738.5997361865157,5738.5997361865157,5738.5997361865157,5738.5997361865157,5738.5997361865157,5738.5997361865157,5738.5997361865157,5738.5997361865157,5738.5997361865157,5738.5997361865157,5738.5997361865157,5738.5997361865157,5738.5997361865157,5738.5997361865157,5738.5997361865157,5738.5997361865157,5738.5997361865157,5738.5997361865157,5738.5997361865157,null,null,25,"hydclass2",2.6294886549999998,3793.6994214414799,null,null,0.68819857788879357,null,83.635260600375659,null,null,null,null,null,null,null,null,null,null,null,null,null,null,null,null,null,null,null,null,121,"hydclass2",12.8157449999999,5273.0544250427802,null,null,0.60762471749589897,null,129.01667131230849]
[null,null,null,null,null,null,null,null,null,null,"NSD 4 - low",6713.8403462402675,6713.8403462402675,6713.8403462402675,6713.8403462402675,6713.8403462402675,6713.8403462402675,6713.8403462402675,6713.8403462402675,6713.8403462402675,6713.8403462402675,6713.8403462402675,6713.8403462402675,6713.8403462402675,6713.8403462402675,6713.8403462402675,6713.8403462402675,6713.8403462402675,6713.8403462402675,6713.8403462402675,6713.8403462402675,6713.8403462402675,6713.8403462402675,6713.8403462402675,6713.8403462402675,6713.8403462402675,6713.8403462402675,6713.8403462402675,6713.8403462402675,6713.8403462402675,6713.8403462402675,6713.8403462402675,6713.8403462402675,6713.8403462402675,6713.8403462402675,6713.8403462402675,6713.8403462402675,6713.8403462402675,null,null,80,"hydclass4",3.9872638699999898,3860.02704476381,null,null,0.69903420694676399,null,83.730849327168499,null,null,null,null,null,null,null,null,null,null,null,null,null,null,null,null,null,null,null,null,17,"hydclass3",198.404191999999,6102.3186549452403,null,null,0.70080184557039804,null,129.06027184925568]
[null,null,null,null,null,null,null,null,null,null,"NSD 4 - mid",6713.8403462402675,6713.8403462402675,6713.8403462402675,6713.8403462402675,6713.8403462402675,6713.8403462402675,6713.8403462402675,6713.8403462402675,6713.8403462402675,6713.8403462402675,6713.8403462402675,6713.8403462402675,6713.8403462402675,6713.8403462402675,6713.8403462402675,6713.8403462402675,6713.8403462402675,6713.8403462402675,6713.8403462402675,6713.8403462402675,6713.8403462402675,6713.8403462402675,6713.8403462402675,6713.8403462402675,6713.8403462402675,6713.8403462402675,6713.8403462402675,6713.8403462402675,6713.8403462402675,6713.8403462402675,6713.8403462402675,6713.8403462402675,6713.8403462402675,6713.8403462402675,6713.8403462402675,6713.8403462402675,6713.8403462402675,null,null,10,"hydclass3",3.1248048749999899,3885.0480672572198,null,null,0.70305491623649685,null,83.773853165307926,null,null,null,null,null,null,null,null,null,null,null,null,null,null,null,null,null,null,null,null,5,"hydclass3",374.06126799999998,6068.9261516834003,null,null,0.69665627591345403,null,129.13012830171726]
[null,null,null,null,null,null,null,null,null,null,"NSD 4 - high",6713.8403462402675,6713.8403462402675,6713.8403462402675,6713.8403462402675,6713.8403462402675,6713.8403462402675,6713.8403462402675,6713.8403462402675,6713.8403462402675,6713.8403462402675,6713.8403462402675,6713.8403462402675,6713.8403462402675,6713.8403462402675,6713.8403462402675,6713.8403462402675,6713.8403462402675,6713.8403462402675,6713.8403462402675,6713.8403462402675,6713.8403462402675,6713.8403462402675,6713.8403462402675,6713.8403462402675,6713.8403462402675,6713.8403462402675,6713.8403462402675,6713.8403462402675,6713.8403462402675,6713.8403462402675,6713.8403462402675,6713.8403462402675,6713.8403462402675,6713.8403462402675,6713.8403462402675,6713.8403462402675,6713.8403462402675,null,null,71,"hydclass2",0.88694955799999897,3786.1051467769398,null,null,0.68364214902193954,null,84.016668795802943,null,null,null,null,null,null,null,null,null,null,null,null,null,null,null,null,null,null,null,null,66,"hydclass1",10.3577899999999,4652.70205378635,null,null,0.53650954561730801,null,129.30645005970609]
[null,null,null,null,null,null,null,null,null,null,"NSD 5 - low",7814.7085059466963,7814.7085059466963,7814.7085059466963,7814.7085059466963,7814.7085059466963,7814.7085059466963,7814.7085059466963,7814.7085059466963,7814.7085059466963,7814.7085059466963,7814.7085059466963,7814.7085059466963,7814.7085059466963,7814.7085059466963,7814.7085059466963,7814.7085059466963,7814.7085059466963,7814.7085059466963,7814.7085059466963,7814.7085059466963,7814.7085059466963,7814.7085059466963,7814.7085059466963,7814.7085059466963,7814.7085059466963,{"$f":" $S$44*(AK319 + AK447)","v":7814.7085059466963},7814.7085059466963,7814.7085059466963,7814.7085059466963,7814.7085059466963,7814.7085059466963,7814.7085059466963,7814.7085059466963,7814.7085059466963,7814.7085059466963,7814.7085059466963,7814.7085059466963,null,null,123,"hydclass4",3.6977671509999901,3738.8725975284701,null,null,0.66824541644922875,null,84.884606767164954,null,null,null,null,null,null,null,null,null,null,null,null,null,null,null,null,null,null,null,null,48,"hydclass5",22.792777000000001,5311.3017000238397,null,null,0.61059746361402101,null,129.29306006358854]
[null,null,null,null,null,null,null,null,null,null,"NSD 5 - mid",7814.7085059466963,7814.7085059466963,7814.7085059466963,7814.7085059466963,7814.7085059466963,7814.7085059466963,7814.7085059466963,7814.7085059466963,7814.7085059466963,7814.7085059466963,7814.7085059466963,7814.7085059466963,7814.7085059466963,7814.7085059466963,7814.7085059466963,7814.7085059466963,7814.7085059466963,7814.7085059466963,7814.7085059466963,7814.7085059466963,7814.7085059466963,7814.7085059466963,7814.7085059466963,7814.7085059466963,7814.7085059466963,7814.7085059466963,7814.7085059466963,7814.7085059466963,7814.7085059466963,7814.7085059466963,7814.7085059466963,7814.7085059466963,7814.7085059466963,7814.7085059466963,7814.7085059466963,7814.7085059466963,7814.7085059466963,null,null,72,"hydclass2",3.2765416069999902,3843.95651013103,null,null,0.68512294084075742,null,85.04255554929469,null,null,null,null,null,null,null,null,null,null,null,null,null,null,null,null,null,null,null,null,46,"hydclass2",14.002739,6061.0056276361702,null,null,0.69408612135666903,null,129.43593068862768]
[null,null,null,null,null,null,null,null,null,null,"NSD 5 - high",7814.7085059466963,7814.7085059466963,7814.7085059466963,7814.7085059466963,7814.7085059466963,7814.7085059466963,7814.7085059466963,7814.7085059466963,7814.7085059466963,7814.7085059466963,7814.7085059466963,7814.7085059466963,7814.7085059466963,7814.7085059466963,7814.7085059466963,7814.7085059466963,7814.7085059466963,7814.7085059466963,7814.7085059466963,7814.7085059466963,7814.7085059466963,7814.7085059466963,7814.7085059466963,7814.7085059466963,7814.7085059466963,7814.7085059466963,7814.7085059466963,7814.7085059466963,{"$f":" $S$44*(AN321 + AN449)","v":7814.7085059466963},7814.7085059466963,7814.7085059466963,7814.7085059466963,7814.7085059466963,7814.7085059466963,7814.7085059466963,7814.7085059466963,7814.7085059466963,null,null,94,"hydclass3",25.373319904999899,3845.93046225954,null,null,0.6844703016323318,null,85.162119457636052,null,null,null,null,null,null,null,null,null,null,null,null,null,null,null,null,null,null,null,null,84,"hydclass3",11.6346629999999,5549.7237028283298,null,null,0.63582270050660905,null,129.60667962825829]
[null,null,null,null,null,null,null,null,null,null,null,null,null,null,null,null,null,null,null,null,null,null,null,null,null,null,null,null,null,null,null,null,null,null,null,null,null,null,null,null,null,null,null,null,null,null,null,null,null,null,117,"hydclass2",2.0929092229999902,3180.0457301582901,null,null,0.56863437214844614,null,85.297508431651806,null,null,null,null,null,null,null,null,null,null,null,null,null,null,null,null,null,null,null,null,45,"hydclass5",30.296367,6039.6561294983403,null,null,0.69012917240272798,null,129.72240041894082]
[null,null,null,null,null,null,null,null,null,"Construction Financing Cost ($/kW)","NPD 1 - low",{"$f":"L230-L230/$S$44","v":53.256078561909135},{"$f":"M230-M230/$S$44","v":53.256078561909135},53.256078561909135,53.256078561909135,53.256078561909135,53.256078561909135,53.256078561909135,53.256078561909135,53.256078561909135,53.256078561909135,53.256078561909135,53.256078561909135,53.256078561909135,53.256078561909135,53.256078561909135,53.256078561909135,53.256078561909135,53.256078561909135,53.256078561909135,53.256078561909135,53.256078561909135,53.256078561909135,53.256078561909135,53.256078561909135,53.256078561909135,53.256078561909135,53.256078561909135,53.256078561909135,53.256078561909135,53.256078561909135,53.256078561909135,53.256078561909135,53.256078561909135,53.256078561909135,53.256078561909135,53.256078561909135,53.256078561909135,null,null,111,"hydclass2",4.8139958329999901,3546.2289038921099,null,null,0.62742582663915447,null,85.862611661915409,null,null,null,null,null,null,null,null,null,null,null,null,null,null,null,null,null,null,null,null,31,"hydclass2",137.338784,5785.9186486715698,null,null,0.66111788947974803,null,129.83496544337282]
[null,null,null,null,null,null,null,null,null,null,"NPD 1 - mid",{"$f":"L231-L231/$S$44","v":53.256078561909135},{"$f":"M231-M231/$S$44","v":53.256078561909135},53.256078561909135,53.256078561909135,53.256078561909135,53.256078561909135,53.256078561909135,53.256078561909135,53.256078561909135,53.256078561909135,53.256078561909135,53.256078561909135,53.256078561909135,53.256078561909135,53.256078561909135,53.256078561909135,53.256078561909135,53.256078561909135,53.256078561909135,53.256078561909135,53.256078561909135,53.256078561909135,53.256078561909135,53.256078561909135,53.256078561909135,53.256078561909135,53.256078561909135,53.256078561909135,53.256078561909135,53.256078561909135,53.256078561909135,53.256078561909135,53.256078561909135,53.256078561909135,53.256078561909135,53.256078561909135,53.256078561909135,null,null,59,"hydclass3",0.92409480099999897,3754.59356280369,null,null,0.66259517267225299,null,{"$f":" (($S$48 * $S$46 * $S$44 * (BB262 * 1 + $L$104) +$L$69) * 1000 / (BE262 * 8760)) + $L$80 + 0","v":85.923167937136569},null,null,null,null,null,null,null,null,null,null,null,null,null,null,null,null,null,null,null,null,65,"hydclass5",32.183585999999998,5721.2635746872102,null,null,0.65326519206266298,null,{"$f":" (($S$48 * $S$46 * $S$44 * (CE262 * 1 + $L$104) +$L$69) * 1000 / (CH262 * 8760)) + $L$80 + 0","v":129.95485624810846}]
[null,null,null,null,null,null,null,null,null,null,"NPD 1 - high",{"$f":"L232-L232/$S$44","v":53.256078561909135},53.256078561909135,53.256078561909135,53.256078561909135,53.256078561909135,53.256078561909135,53.256078561909135,53.256078561909135,53.256078561909135,53.256078561909135,53.256078561909135,53.256078561909135,53.256078561909135,53.256078561909135,53.256078561909135,53.256078561909135,53.256078561909135,53.256078561909135,53.256078561909135,53.256078561909135,53.256078561909135,53.256078561909135,53.256078561909135,53.256078561909135,53.256078561909135,53.256078561909135,53.256078561909135,53.256078561909135,53.256078561909135,53.256078561909135,53.256078561909135,53.256078561909135,53.256078561909135,53.256078561909135,53.256078561909135,53.256078561909135,53.256078561909135,null,null,106,"hydclass3",3.2789787800000001,3331.5965132097899,null,null,0.58813099999999985,null,86.226146678768018,null,null,null,null,null,null,null,null,null,null,null,null,null,null,null,null,null,null,null,null,97,"hydclass3",64.140584000000004,6077.3117786051898,null,null,0.69228500613722199,null,130.10088498882413]
[null,null,null,null,null,null,null,null,null,null,"NPD 2 - low",96.575178350095939,96.575178350095939,96.575178350095939,96.575178350095939,96.575178350095939,96.575178350095939,96.575178350095939,96.575178350095939,96.575178350095939,96.575178350095939,96.575178350095939,96.575178350095939,96.575178350095939,96.575178350095939,96.575178350095939,96.575178350095939,{"$f":"AB233-AB233/$S$44","v":96.575178350095939},96.575178350095939,96.575178350095939,96.575178350095939,96.575178350095939,96.575178350095939,96.575178350095939,96.575178350095939,96.575178350095939,96.575178350095939,96.575178350095939,96.575178350095939,96.575178350095939,96.575178350095939,96.575178350095939,96.575178350095939,96.575178350095939,96.575178350095939,96.575178350095939,96.575178350095939,96.575178350095939,null,null,98,"hydclass4",21.366933247999899,3389.0422174215901,null,null,0.59612416864522721,null,86.477428129658847,null,null,null,null,null,null,null,null,null,null,null,null,null,null,null,null,null,null,null,null,81,"hydclass4",19.895671,5678.2926438046898,null,null,0.64754306664570305,null,130.13508121863694]
[null,null,null,null,null,null,null,null,null,null,"NPD 2 - mid",96.575178350095939,96.575178350095939,96.575178350095939,96.575178350095939,96.575178350095939,96.575178350095939,96.575178350095939,96.575178350095939,96.575178350095939,96.575178350095939,96.575178350095939,96.575178350095939,96.575178350095939,96.575178350095939,96.575178350095939,96.575178350095939,96.575178350095939,96.575178350095939,96.575178350095939,96.575178350095939,96.575178350095939,96.575178350095939,96.575178350095939,96.575178350095939,96.575178350095939,96.575178350095939,96.575178350095939,96.575178350095939,96.575178350095939,96.575178350095939,96.575178350095939,96.575178350095939,96.575178350095939,96.575178350095939,96.575178350095939,96.575178350095939,96.575178350095939,null,null,7,"hydclass1",2.5168576659999902,3829.21747302517,null,null,0.66931683942298936,null,86.673951340208419,null,null,null,null,null,null,null,null,null,null,null,null,null,null,null,null,null,null,null,null,100,"hydclass4",11.1769049999999,5714.9148090365597,null,null,0.65059288026956097,null,130.33872409813188]
[null,null,null,null,null,null,null,null,null,null,"NPD 2 - high",96.575178350095939,96.575178350095939,96.575178350095939,96.575178350095939,96.575178350095939,96.575178350095939,96.575178350095939,96.575178350095939,96.575178350095939,96.575178350095939,96.575178350095939,96.575178350095939,96.575178350095939,96.575178350095939,96.575178350095939,96.575178350095939,96.575178350095939,96.575178350095939,96.575178350095939,96.575178350095939,96.575178350095939,96.575178350095939,96.575178350095939,96.575178350095939,96.575178350095939,96.575178350095939,96.575178350095939,96.575178350095939,96.575178350095939,96.575178350095939,96.575178350095939,96.575178350095939,96.575178350095939,96.575178350095939,96.575178350095939,96.575178350095939,96.575178350095939,null,null,51,"hydclass4",15.807741862,2781.0495305353702,null,null,0.48976125814172311,null,87.007262384572769,null,null,null,null,null,null,null,null,null,null,null,null,null,null,null,null,null,null,null,null,95,"hydclass3",10.523720000000001,6001.4675792042399,null,null,0.68058106166941201,null,130.70605363249589]
[null,null,null,null,null,null,null,null,null,null,"NPD 3 - low",{"$f":"L236-L236/$S$44","v":196.01273757403578},196.01273757403578,196.01273757403578,196.01273757403578,196.01273757403578,196.01273757403578,196.01273757403578,196.01273757403578,196.01273757403578,196.01273757403578,196.01273757403578,196.01273757403578,196.01273757403578,196.01273757403578,196.01273757403578,196.01273757403578,196.01273757403578,196.01273757403578,196.01273757403578,196.01273757403578,196.01273757403578,196.01273757403578,196.01273757403578,196.01273757403578,196.01273757403578,196.01273757403578,196.01273757403578,196.01273757403578,196.01273757403578,196.01273757403578,196.01273757403578,196.01273757403578,196.01273757403578,196.01273757403578,196.01273757403578,196.01273757403578,196.01273757403578,null,null,44,"hydclass1",1.691982147,3320.17487081533,null,null,0.58029744185106125,null,87.073717443145455,null,null,null,null,null,null,null,null,null,null,null,null,null,null,null,null,null,null,null,null,111,"hydclass1",6.9747989999999902,5033.1770143456897,null,null,0.57203924298390496,null,130.90759738701803]
[null,null,null,null,null,null,null,null,null,null,"NPD 3 - mid",{"$f":"L237-L237/$S$44","v":196.01273757403578},196.01273757403578,196.01273757403578,196.01273757403578,196.01273757403578,196.01273757403578,196.01273757403578,196.01273757403578,196.01273757403578,196.01273757403578,196.01273757403578,196.01273757403578,196.01273757403578,196.01273757403578,196.01273757403578,196.01273757403578,196.01273757403578,196.01273757403578,196.01273757403578,196.01273757403578,196.01273757403578,196.01273757403578,196.01273757403578,196.01273757403578,196.01273757403578,196.01273757403578,196.01273757403578,196.01273757403578,196.01273757403578,196.01273757403578,196.01273757403578,196.01273757403578,196.01273757403578,196.01273757403578,196.01273757403578,196.01273757403578,196.01273757403578,null,null,34,"hydclass3",3.0183238210000001,3899.5045918542701,null,null,0.67646875382536364,null,87.264687284132876,null,null,null,null,null,null,null,null,null,null,null,null,null,null,null,null,null,null,null,null,77,"hydclass5",12.1232039999999,6431.0197222711804,null,null,0.72710016743049999,null,130.92306831406492]
[null,null,null,null,null,null,null,null,null,null,"NPD 3 - high",196.01273757403578,196.01273757403578,196.01273757403578,196.01273757403578,196.01273757403578,196.01273757403578,196.01273757403578,196.01273757403578,196.01273757403578,196.01273757403578,196.01273757403578,196.01273757403578,196.01273757403578,196.01273757403578,196.01273757403578,196.01273757403578,196.01273757403578,196.01273757403578,196.01273757403578,196.01273757403578,196.01273757403578,196.01273757403578,196.01273757403578,196.01273757403578,196.01273757403578,196.01273757403578,196.01273757403578,196.01273757403578,196.01273757403578,196.01273757403578,196.01273757403578,196.01273757403578,196.01273757403578,196.01273757403578,196.01273757403578,196.01273757403578,196.01273757403578,null,null,12,"hydclass2",3.1662494080000001,3650.45337063738,null,null,0.62860880690574084,null,88.065624748481312,null,null,null,null,null,null,null,null,null,null,null,null,null,null,null,null,null,null,null,null,80,"hydclass4",11.8549699999999,5848.2833511567096,null,null,0.66197385761993199,null,131.0112717003943]
[null,null,null,null,null,null,null,null,null,null,"NPD 4 - low",278.55816366042927,278.55816366042927,278.55816366042927,278.55816366042927,278.55816366042927,278.55816366042927,278.55816366042927,278.55816366042927,278.55816366042927,278.55816366042927,278.55816366042927,278.55816366042927,278.55816366042927,278.55816366042927,278.55816366042927,278.55816366042927,278.55816366042927,278.55816366042927,278.55816366042927,278.55816366042927,278.55816366042927,278.55816366042927,278.55816366042927,278.55816366042927,278.55816366042927,278.55816366042927,278.55816366042927,278.55816366042927,278.55816366042927,278.55816366042927,278.55816366042927,278.55816366042927,278.55816366042927,278.55816366042927,278.55816366042927,278.55816366042927,278.55816366042927,null,null,134,"hydclass1",3.796932677,3901.8025519645598,null,null,0.67053970412881658,null,88.061284318635501,null,null,null,null,null,null,null,null,null,null,null,null,null,null,null,null,null,null,null,null,126,"hydclass3",6.316586,5950.9078695748103,null,null,0.67329730820537603,null,131.02228680627502]
[null,null,null,null,null,null,null,null,null,null,"NPD 4 - mid",278.55816366042927,278.55816366042927,278.55816366042927,278.55816366042927,278.55816366042927,278.55816366042927,278.55816366042927,278.55816366042927,278.55816366042927,278.55816366042927,278.55816366042927,278.55816366042927,278.55816366042927,278.55816366042927,278.55816366042927,278.55816366042927,278.55816366042927,278.55816366042927,278.55816366042927,278.55816366042927,278.55816366042927,278.55816366042927,278.55816366042927,278.55816366042927,278.55816366042927,278.55816366042927,278.55816366042927,278.55816366042927,278.55816366042927,278.55816366042927,278.55816366042927,278.55816366042927,278.55816366042927,278.55816366042927,278.55816366042927,278.55816366042927,278.55816366042927,null,null,132,"hydclass3",9.3606803079999992,3859.5066959794899,null,null,0.66313793229282259,null,88.106499290522891,null,null,null,null,null,null,null,null,null,null,null,null,null,null,null,null,null,null,null,null,34,"hydclass3",168.29305599999901,6294.3429647610301,null,null,0.710352399997213,null,131.20822539132212]
[null,null,null,null,null,null,null,null,null,null,"NPD 4 - high",278.55816366042927,278.55816366042927,278.55816366042927,278.55816366042927,278.55816366042927,278.55816366042927,278.55816366042927,278.55816366042927,278.55816366042927,278.55816366042927,278.55816366042927,278.55816366042927,278.55816366042927,278.55816366042927,278.55816366042927,278.55816366042927,278.55816366042927,278.55816366042927,278.55816366042927,{"$f":"AE241-AE241/$S$44","v":278.55816366042927},278.55816366042927,278.55816366042927,278.55816366042927,278.55816366042927,278.55816366042927,278.55816366042927,278.55816366042927,278.55816366042927,278.55816366042927,278.55816366042927,278.55816366042927,278.55816366042927,278.55816366042927,278.55816366042927,278.55816366042927,278.55816366042927,278.55816366042927,null,null,24,"hydclass3",1.81928291699999,3758.6511969715398,null,null,0.64417669676880984,null,88.392634086391624,null,null,null,null,null,null,null,null,null,null,null,null,null,null,null,null,null,null,null,null,94,"hydclass2",50.5136299999999,5901.3061910490696,null,null,0.66632431598247999,null,131.30589556133697]
[null,null,null,null,null,null,null,null,null,null,"NPD 5 - low",353.99124093369392,353.99124093369392,353.99124093369392,353.99124093369392,353.99124093369392,353.99124093369392,353.99124093369392,353.99124093369392,353.99124093369392,353.99124093369392,353.99124093369392,353.99124093369392,353.99124093369392,353.99124093369392,353.99124093369392,353.99124093369392,{"$f":"AB242-AB242/$S$44","v":353.99124093369392},353.99124093369392,353.99124093369392,353.99124093369392,353.99124093369392,353.99124093369392,353.99124093369392,353.99124093369392,353.99124093369392,353.99124093369392,353.99124093369392,353.99124093369392,353.99124093369392,353.99124093369392,353.99124093369392,353.99124093369392,353.99124093369392,353.99124093369392,353.99124093369392,353.99124093369392,353.99124093369392,null,null,44,"hydclass2",1.5516785179999899,3379.02395110423,null,null,0.58029744185106125,null,88.516916960852413,null,null,null,null,null,null,null,null,null,null,null,null,null,null,null,null,null,null,null,null,99,"hydclass3",55.959739999999897,5554.5538085326798,null,null,0.62708870795188298,null,131.48396885410554]
[null,null,null,null,null,null,null,null,null,null,"NPD 5 - mid",353.99124093369392,353.99124093369392,353.99124093369392,353.99124093369392,353.99124093369392,353.99124093369392,353.99124093369392,353.99124093369392,353.99124093369392,353.99124093369392,353.99124093369392,353.99124093369392,353.99124093369392,353.99124093369392,353.99124093369392,353.99124093369392,353.99124093369392,353.99124093369392,353.99124093369392,353.99124093369392,353.99124093369392,353.99124093369392,353.99124093369392,353.99124093369392,353.99124093369392,353.99124093369392,353.99124093369392,353.99124093369392,353.99124093369392,353.99124093369392,353.99124093369392,353.99124093369392,353.99124093369392,353.99124093369392,353.99124093369392,353.99124093369392,353.99124093369392,null,null,95,"hydclass3",3.7178174240000001,4062.2409813409599,null,null,0.69248088648739026,null,88.653448721712792,null,null,null,null,null,null,null,null,null,null,null,null,null,null,null,null,null,null,null,null,89,"hydclass1",25.2338529999999,5138.9699335609002,null,null,0.58104847696552997,null,131.51065102393801]
[null,null,null,null,null,null,null,null,null,null,"NPD 5 - high",353.99124093369392,353.99124093369392,353.99124093369392,353.99124093369392,353.99124093369392,353.99124093369392,353.99124093369392,353.99124093369392,353.99124093369392,353.99124093369392,353.99124093369392,353.99124093369392,353.99124093369392,353.99124093369392,353.99124093369392,353.99124093369392,353.99124093369392,353.99124093369392,353.99124093369392,353.99124093369392,353.99124093369392,353.99124093369392,353.99124093369392,353.99124093369392,353.99124093369392,353.99124093369392,353.99124093369392,353.99124093369392,353.99124093369392,353.99124093369392,353.99124093369392,353.99124093369392,353.99124093369392,353.99124093369392,353.99124093369392,353.99124093369392,353.99124093369392,null,null,64,"hydclass2",5.1817642470000003,3275.4497737011102,null,null,0.56160779118456361,null,88.74858115848339,null,null,null,null,null,null,null,null,null,null,null,null,null,null,null,null,null,null,null,null,50,"hydclass3",118.630375999999,5311.4312340707302,null,null,0.60004354793957104,null,131.52290060075771]
[null,null,null,null,null,null,null,null,null,null,"NSD 1 - low",138.7903993368609,138.7903993368609,138.7903993368609,138.7903993368609,138.7903993368609,138.7903993368609,138.7903993368609,138.7903993368609,138.7903993368609,138.7903993368609,138.7903993368609,138.7903993368609,138.7903993368609,138.7903993368609,138.7903993368609,138.7903993368609,{"$f":"AB245-AB245/$S$44","v":138.7903993368609},138.7903993368609,138.7903993368609,138.7903993368609,138.7903993368609,138.7903993368609,138.7903993368609,138.7903993368609,138.7903993368609,138.7903993368609,138.7903993368609,138.7903993368609,138.7903993368609,138.7903993368609,138.7903993368609,138.7903993368609,138.7903993368609,138.7903993368609,138.7903993368609,138.7903993368609,138.7903993368609,null,null,103,"hydclass3",8.2740455500000003,4149.9084495480702,null,null,0.69625422736083564,null,89.979446985893446,null,null,null,null,null,null,null,null,null,null,null,null,null,null,null,null,null,null,null,null,27,"hydclass3",5.9230660000000004,6444.7742843277301,null,null,0.72368811348866802,null,131.79814167514996]
[null,null,null,null,null,null,null,null,null,null,"NSD 1 - mid",138.7903993368609,138.7903993368609,138.7903993368609,138.7903993368609,138.7903993368609,138.7903993368609,138.7903993368609,138.7903993368609,138.7903993368609,138.7903993368609,138.7903993368609,138.7903993368609,138.7903993368609,138.7903993368609,138.7903993368609,138.7903993368609,138.7903993368609,138.7903993368609,138.7903993368609,138.7903993368609,138.7903993368609,138.7903993368609,138.7903993368609,138.7903993368609,138.7903993368609,138.7903993368609,138.7903993368609,138.7903993368609,138.7903993368609,138.7903993368609,138.7903993368609,138.7903993368609,138.7903993368609,138.7903993368609,138.7903993368609,138.7903993368609,138.7903993368609,null,null,16,"hydclass3",0.92079658999999903,4621.0439425218101,null,null,0.77269739335731868,null,90.020960455111464,null,null,null,null,null,null,null,null,null,null,null,null,null,null,null,null,null,null,null,null,18,"hydclass2",138.93003199999899,6022.7303949253701,null,null,0.676490457762983,null,131.92743885173604]
[null,null,null,null,null,null,null,null,null,null,"NSD 1 - high",138.7903993368609,138.7903993368609,138.7903993368609,138.7903993368609,138.7903993368609,138.7903993368609,138.7903993368609,138.7903993368609,138.7903993368609,138.7903993368609,138.7903993368609,138.7903993368609,138.7903993368609,138.7903993368609,138.7903993368609,138.7903993368609,138.7903993368609,138.7903993368609,138.7903993368609,138.7903993368609,138.7903993368609,138.7903993368609,138.7903993368609,138.7903993368609,138.7903993368609,138.7903993368609,138.7903993368609,138.7903993368609,138.7903993368609,138.7903993368609,138.7903993368609,138.7903993368609,138.7903993368609,138.7903993368609,138.7903993368609,138.7903993368609,138.7903993368609,null,null,47,"hydclass4",0.94859567499999897,3734.6359709988701,null,null,0.62458331109038678,null,90.533969818524241,null,null,null,null,null,null,null,null,null,null,null,null,null,null,null,null,null,null,null,null,69,"hydclass2",4.7830769999999898,5297.4899206289801,null,null,0.59433980261885699,null,132.4254656606266]
[null,null,null,null,null,null,null,null,null,null,"NSD 2 - low",181.38054824790652,181.38054824790652,181.38054824790652,181.38054824790652,181.38054824790652,181.38054824790652,181.38054824790652,181.38054824790652,181.38054824790652,181.38054824790652,181.38054824790652,181.38054824790652,181.38054824790652,181.38054824790652,181.38054824790652,181.38054824790652,{"$f":"AB248-AB248/$S$44","v":181.38054824790652},181.38054824790652,181.38054824790652,181.38054824790652,181.38054824790652,181.38054824790652,181.38054824790652,181.38054824790652,181.38054824790652,181.38054824790652,181.38054824790652,181.38054824790652,181.38054824790652,181.38054824790652,181.38054824790652,181.38054824790652,181.38054824790652,181.38054824790652,181.38054824790652,181.38054824790652,181.38054824790652,null,null,106,"hydclass4",2.5266094510000001,3523.1402547276798,null,null,0.58813099999999985,null,90.860949324841314,null,null,null,null,null,null,null,null,null,null,null,null,null,null,null,null,null,null,null,null,103,"hydclass2",2.4921570000000002,5813.2574131250603,null,null,0.65010133620037203,null,132.58801158327958]
[null,null,null,null,null,null,null,null,null,null,"NSD 2 - mid",181.38054824790652,181.38054824790652,181.38054824790652,181.38054824790652,181.38054824790652,181.38054824790652,181.38054824790652,181.38054824790652,181.38054824790652,181.38054824790652,181.38054824790652,181.38054824790652,181.38054824790652,181.38054824790652,181.38054824790652,181.38054824790652,181.38054824790652,181.38054824790652,181.38054824790652,181.38054824790652,181.38054824790652,181.38054824790652,181.38054824790652,181.38054824790652,181.38054824790652,181.38054824790652,181.38054824790652,181.38054824790652,181.38054824790652,181.38054824790652,181.38054824790652,181.38054824790652,181.38054824790652,181.38054824790652,181.38054824790652,181.38054824790652,181.38054824790652,null,null,7,"hydclass2",1.9427933230000001,4034.1172524464901,null,null,0.66931683942298936,null,91.030545354376059,null,null,null,null,null,null,null,null,null,null,null,null,null,null,null,null,null,null,null,null,70,"hydclass3",46.2795559999999,5041.72703955411,null,null,0.56479755921400698,null,132.76700210124034]
[null,null,null,null,null,null,null,null,null,null,"NSD 2 - high",181.38054824790652,181.38054824790652,181.38054824790652,181.38054824790652,181.38054824790652,181.38054824790652,181.38054824790652,181.38054824790652,181.38054824790652,181.38054824790652,181.38054824790652,181.38054824790652,181.38054824790652,181.38054824790652,181.38054824790652,181.38054824790652,181.38054824790652,181.38054824790652,181.38054824790652,181.38054824790652,181.38054824790652,181.38054824790652,181.38054824790652,181.38054824790652,181.38054824790652,181.38054824790652,181.38054824790652,181.38054824790652,181.38054824790652,181.38054824790652,181.38054824790652,181.38054824790652,181.38054824790652,181.38054824790652,181.38054824790652,181.38054824790652,181.38054824790652,null,null,63,"hydclass4",45.668529730000003,2980.7144204753599,null,null,0.49920179152886984,null,91.104691112913486,null,null,null,null,null,null,null,null,null,null,null,null,null,null,null,null,null,null,null,null,109,"hydclass2",52.135613999999897,4894.65697400727,null,null,0.54836542521922704,null,132.84811464065393]
[null,null,null,null,null,null,null,null,null,null,"NSD 3 - low",214.88506286953725,214.88506286953725,214.88506286953725,214.88506286953725,214.88506286953725,214.88506286953725,214.88506286953725,214.88506286953725,214.88506286953725,214.88506286953725,214.88506286953725,214.88506286953725,214.88506286953725,214.88506286953725,214.88506286953725,214.88506286953725,{"$f":"AB251-AB251/$S$44","v":214.88506286953725},214.88506286953725,214.88506286953725,214.88506286953725,214.88506286953725,214.88506286953725,{"$f":"AH251-AH251/$S$44","v":214.88506286953725},214.88506286953725,214.88506286953725,214.88506286953725,214.88506286953725,214.88506286953725,214.88506286953725,214.88506286953725,214.88506286953725,214.88506286953725,214.88506286953725,214.88506286953725,214.88506286953725,214.88506286953725,214.88506286953725,null,null,83,"hydclass2",3.8921204540000001,3227.1315363804301,null,null,0.53761298920616296,null,91.310533243036716,null,null,null,null,null,null,null,null,null,null,null,null,null,null,null,null,null,null,null,null,127,"hydclass3",142.19173899999899,5743.8539979296002,null,null,0.64047664615831301,null,132.99793082628349]
[null,null,null,null,null,null,null,null,null,null,"NSD 3 - mid",214.88506286953725,214.88506286953725,214.88506286953725,214.88506286953725,214.88506286953725,214.88506286953725,214.88506286953725,214.88506286953725,214.88506286953725,214.88506286953725,214.88506286953725,214.88506286953725,214.88506286953725,214.88506286953725,214.88506286953725,214.88506286953725,214.88506286953725,214.88506286953725,214.88506286953725,214.88506286953725,214.88506286953725,214.88506286953725,214.88506286953725,214.88506286953725,214.88506286953725,214.88506286953725,214.88506286953725,214.88506286953725,214.88506286953725,214.88506286953725,214.88506286953725,214.88506286953725,214.88506286953725,214.88506286953725,214.88506286953725,214.88506286953725,214.88506286953725,null,null,21,"hydclass3",1.484888344,3867.22430779757,null,null,0.64004321775602768,null,91.360185030133692,null,null,null,null,null,null,null,null,null,null,null,null,null,null,null,null,null,null,null,null,63,"hydclass2",36.251922,4717.0873437048303,null,null,0.52821999160618005,null,133.02812866091597]
[null,null,null,null,null,null,null,null,null,null,"NSD 3 - high",214.88506286953725,214.88506286953725,214.88506286953725,214.88506286953725,214.88506286953725,214.88506286953725,214.88506286953725,214.88506286953725,214.88506286953725,214.88506286953725,214.88506286953725,214.88506286953725,214.88506286953725,214.88506286953725,214.88506286953725,214.88506286953725,214.88506286953725,214.88506286953725,214.88506286953725,214.88506286953725,214.88506286953725,214.88506286953725,214.88506286953725,214.88506286953725,214.88506286953725,214.88506286953725,214.88506286953725,214.88506286953725,214.88506286953725,214.88506286953725,214.88506286953725,214.88506286953725,214.88506286953725,214.88506286953725,214.88506286953725,214.88506286953725,214.88506286953725,null,null,5,"hydclass4",9.4051998579999907,3982.1274928223002,null,null,0.65656005190479561,null,91.620090825112086,null,null,null,null,null,null,null,null,null,null,null,null,null,null,null,null,null,null,null,null,33,"hydclass4",242.910752999999,6385.5069793938001,null,null,0.709136833790458,null,133.258017769421]
[null,null,null,null,null,null,null,null,null,null,"NSD 4 - low",251.40349061121287,251.40349061121287,251.40349061121287,251.40349061121287,251.40349061121287,251.40349061121287,251.40349061121287,251.40349061121287,251.40349061121287,251.40349061121287,251.40349061121287,251.40349061121287,251.40349061121287,251.40349061121287,251.40349061121287,251.40349061121287,251.40349061121287,251.40349061121287,251.40349061121287,251.40349061121287,251.40349061121287,251.40349061121287,251.40349061121287,251.40349061121287,251.40349061121287,251.40349061121287,251.40349061121287,251.40349061121287,251.40349061121287,251.40349061121287,251.40349061121287,251.40349061121287,251.40349061121287,251.40349061121287,251.40349061121287,251.40349061121287,251.40349061121287,null,null,10,"hydclass4",3.2500534299999901,4298.0172477176402,null,null,0.70305491623649685,null,92.133072939834634,null,null,null,null,null,null,null,null,null,null,null,null,null,null,null,null,null,null,null,null,55,"hydclass2",5.6410390000000001,5527.4235910983898,null,null,0.61539524870794804,null,133.30386458077004]
[null,null,null,null,null,null,null,null,null,null,"NSD 4 - mid",251.40349061121287,251.40349061121287,251.40349061121287,251.40349061121287,251.40349061121287,251.40349061121287,251.40349061121287,251.40349061121287,251.40349061121287,251.40349061121287,251.40349061121287,251.40349061121287,251.40349061121287,251.40349061121287,251.40349061121287,251.40349061121287,251.40349061121287,251.40349061121287,251.40349061121287,251.40349061121287,251.40349061121287,251.40349061121287,251.40349061121287,251.40349061121287,251.40349061121287,251.40349061121287,251.40349061121287,251.40349061121287,251.40349061121287,251.40349061121287,251.40349061121287,251.40349061121287,251.40349061121287,251.40349061121287,251.40349061121287,251.40349061121287,251.40349061121287,null,null,70,"hydclass5",32.928240362000103,4116.1714271353003,null,null,0.67380814126912547,null,92.174719866992604,null,null,null,null,null,null,null,null,null,null,null,null,null,null,null,null,null,null,null,null,51,"hydclass4",46.094936999999902,5200.7296540324896,null,null,0.57781640258853595,null,133.75230496896549]
[null,null,null,null,null,null,null,null,null,null,"NSD 4 - high",251.40349061121287,251.40349061121287,251.40349061121287,251.40349061121287,251.40349061121287,251.40349061121287,251.40349061121287,251.40349061121287,251.40349061121287,251.40349061121287,251.40349061121287,251.40349061121287,251.40349061121287,251.40349061121287,251.40349061121287,251.40349061121287,251.40349061121287,251.40349061121287,251.40349061121287,251.40349061121287,251.40349061121287,251.40349061121287,251.40349061121287,251.40349061121287,251.40349061121287,251.40349061121287,251.40349061121287,251.40349061121287,251.40349061121287,251.40349061121287,251.40349061121287,251.40349061121287,251.40349061121287,251.40349061121287,251.40349061121287,251.40349061121287,251.40349061121287,null,null,111,"hydclass3",4.1326555230000004,3837.4710364061698,null,null,0.62742582663915447,null,92.468468569178043,null,null,null,null,null,null,null,null,null,null,null,null,null,null,null,null,null,null,null,null,115,"hydclass5",21.8311969999999,5650.50826749316,null,null,0.626354801608625,null,133.81500661216683]
[null,null,null,null,null,null,null,null,null,null,"NSD 5 - low",292.62611190990447,292.62611190990447,292.62611190990447,292.62611190990447,292.62611190990447,292.62611190990447,292.62611190990447,292.62611190990447,292.62611190990447,292.62611190990447,{"$f":"V257-V257/$S$44","v":292.62611190990447},292.62611190990447,292.62611190990447,292.62611190990447,292.62611190990447,292.62611190990447,292.62611190990447,292.62611190990447,292.62611190990447,292.62611190990447,292.62611190990447,292.62611190990447,292.62611190990447,292.62611190990447,292.62611190990447,292.62611190990447,292.62611190990447,292.62611190990447,292.62611190990447,292.62611190990447,292.62611190990447,292.62611190990447,292.62611190990447,292.62611190990447,292.62611190990447,292.62611190990447,292.62611190990447,null,null,72,"hydclass3",2.6194337050000001,4205.5470810635297,null,null,0.68512294084075742,null,92.553351066268903,null,null,null,null,null,null,null,null,null,null,null,null,null,null,null,null,null,null,null,null,87,"hydclass2",38.2707669999999,6123.9860212990097,null,null,0.67682282940984795,null,133.99300211259907]
[null,null,null,null,null,null,null,null,null,null,"NSD 5 - mid",292.62611190990447,292.62611190990447,292.62611190990447,292.62611190990447,292.62611190990447,292.62611190990447,292.62611190990447,292.62611190990447,292.62611190990447,292.62611190990447,292.62611190990447,292.62611190990447,292.62611190990447,292.62611190990447,292.62611190990447,292.62611190990447,292.62611190990447,292.62611190990447,292.62611190990447,292.62611190990447,292.62611190990447,292.62611190990447,292.62611190990447,292.62611190990447,292.62611190990447,292.62611190990447,292.62611190990447,292.62611190990447,292.62611190990447,292.62611190990447,292.62611190990447,292.62611190990447,292.62611190990447,292.62611190990447,292.62611190990447,292.62611190990447,292.62611190990447,null,null,76,"hydclass2",1.9110189280000001,4477.1818413113397,null,null,0.72791414486721684,null,92.581225898084568,null,null,null,null,null,null,null,null,null,null,null,null,null,null,null,null,null,null,null,null,1,"hydclass1",210.15883600000001,6111.6617167967897,null,null,0.67407538773467301,null,134.26798527567772]
[null,null,null,null,null,null,null,null,null,null,"NSD 5 - high",292.62611190990447,292.62611190990447,292.62611190990447,292.62611190990447,292.62611190990447,292.62611190990447,292.62611190990447,292.62611190990447,292.62611190990447,292.62611190990447,292.62611190990447,292.62611190990447,292.62611190990447,292.62611190990447,292.62611190990447,292.62611190990447,292.62611190990447,292.62611190990447,292.62611190990447,292.62611190990447,292.62611190990447,292.62611190990447,292.62611190990447,292.62611190990447,292.62611190990447,292.62611190990447,292.62611190990447,292.62611190990447,292.62611190990447,292.62611190990447,292.62611190990447,292.62611190990447,292.62611190990447,292.62611190990447,292.62611190990447,292.62611190990447,292.62611190990447,null,null,45,"hydclass1",1.7982274890000001,3279.4059816706199,null,null,0.53726844626051562,null,92.75199984350381,null,null,null,null,null,null,null,null,null,null,null,null,null,null,null,null,null,null,null,null,14,"hydclass3",112.025856,5892.7483546047897,null,null,0.64909926796523298,null,134.53133112687877]
[null,null,null,null,null,null,null,null,null,null,null,null,null,null,null,null,null,null,null,null,null,null,null,null,null,null,null,null,null,null,null,null,null,null,null,null,null,null,null,null,null,null,null,null,null,null,null,null,null,null,90,"hydclass3",8.0351639259999903,3596.43319921887,null,null,0.58741100605384744,null,92.744671408122599,null,null,null,null,null,null,null,null,null,null,null,null,null,null,null,null,null,null,null,null,130,"hydclass4",34.340680999999996,6258.1024397007204,null,null,0.68779202489126201,null,134.6739215312181]
[null,null,null,null,null,null,null,null,null,"Overnight Capital Cost ($/kW)","NPD 1 - low",1368.970828718506,1368.970828718506,1368.970828718506,1368.970828718506,1368.970828718506,1368.970828718506,1368.970828718506,1368.970828718506,1368.970828718506,1368.970828718506,1368.970828718506,1368.970828718506,1368.970828718506,1368.970828718506,1368.970828718506,1368.970828718506,1368.970828718506,1368.970828718506,1368.970828718506,1368.970828718506,1368.970828718506,1368.970828718506,1368.970828718506,1368.970828718506,1368.970828718506,1368.970828718506,1368.970828718506,1368.970828718506,1368.970828718506,1368.970828718506,1368.970828718506,1368.970828718506,1368.970828718506,1368.970828718506,1368.970828718506,1368.970828718506,1368.970828718506,null,null,32,"hydclass1",0.53511900800000001,4197.37986770716,null,null,0.68095648671600273,null,92.932499226669918,null,null,null,null,null,null,null,null,null,null,null,null,null,null,null,null,null,null,null,null,134,"hydclass3",131.30090999999899,6067.1803487823399,null,null,0.66662850902792203,null,134.78825725195225]
[null,null,null,null,null,null,null,null,null,null,"NPD 1 - mid",1368.970828718506,1368.970828718506,1368.970828718506,1368.970828718506,1368.970828718506,1368.970828718506,1368.970828718506,1368.970828718506,1368.970828718506,1368.970828718506,1368.970828718506,1368.970828718506,1368.970828718506,1368.970828718506,1368.970828718506,1368.970828718506,1368.970828718506,1368.970828718506,1368.970828718506,1368.970828718506,1368.970828718506,1368.970828718506,1368.970828718506,1368.970828718506,1368.970828718506,1368.970828718506,1368.970828718506,1368.970828718506,1368.970828718506,1368.970828718506,1368.970828718506,1368.970828718506,1368.970828718506,1368.970828718506,1368.970828718506,1368.970828718506,1368.970828718506,null,null,104,"hydclass1",0.33537244999999899,4618.7794494387399,null,null,0.74418046693588291,null,93.324170547777669,null,null,null,null,null,null,null,null,null,null,null,null,null,null,null,null,null,null,null,null,43,"hydclass5",14.916605000000001,6617.7020977919601,null,null,0.72375932936813603,null,135.18566569689639]
[null,null,null,null,null,null,null,null,null,null,"NPD 1 - high",1368.970828718506,1368.970828718506,1368.970828718506,1368.970828718506,1368.970828718506,1368.970828718506,1368.970828718506,1368.970828718506,1368.970828718506,1368.970828718506,1368.970828718506,1368.970828718506,1368.970828718506,1368.970828718506,1368.970828718506,1368.970828718506,1368.970828718506,1368.970828718506,1368.970828718506,1368.970828718506,1368.970828718506,1368.970828718506,1368.970828718506,1368.970828718506,1368.970828718506,1368.970828718506,1368.970828718506,1368.970828718506,1368.970828718506,1368.970828718506,1368.970828718506,1368.970828718506,1368.970828718506,1368.970828718506,1368.970828718506,1368.970828718506,1368.970828718506,null,null,3,"hydclass2",0.88655146200000001,4361.9758194162396,null,null,0.70177457355384665,null,93.593251616270166,null,null,null,null,null,null,null,null,null,null,null,null,null,null,null,null,null,null,null,null,47,"hydclass3",2.2244730000000001,5535.6829749183198,null,null,0.60689093317332199,null,135.32782187625239]
[null,null,null,null,null,null,null,null,null,null,"NPD 2 - low",2482.5072650792104,2482.5072650792104,2482.5072650792104,2482.5072650792104,2482.5072650792104,2482.5072650792104,2482.5072650792104,2482.5072650792104,2482.5072650792104,2482.5072650792104,2482.5072650792104,2482.5072650792104,2482.5072650792104,2482.5072650792104,2482.5072650792104,2482.5072650792104,2482.5072650792104,2482.5072650792104,2482.5072650792104,2482.5072650792104,2482.5072650792104,2482.5072650792104,2482.5072650792104,2482.5072650792104,2482.5072650792104,2482.5072650792104,2482.5072650792104,2482.5072650792104,2482.5072650792104,2482.5072650792104,2482.5072650792104,2482.5072650792104,2482.5072650792104,2482.5072650792104,2482.5072650792104,2482.5072650792104,2482.5072650792104,null,null,133,"hydclass2",2.7001610070000002,3961.4969387333699,null,null,0.63406872257097557,null,94.311536054970205,null,null,null,null,null,null,null,null,null,null,null,null,null,null,null,null,null,null,null,null,103,"hydclass3",4.2570300000000003,5950.6739979762497,null,null,0.65010133620037203,null,135.5961335667607]
[null,null,null,null,null,null,null,null,null,null,"NPD 2 - mid",2482.5072650792104,2482.5072650792104,2482.5072650792104,2482.5072650792104,2482.5072650792104,2482.5072650792104,2482.5072650792104,2482.5072650792104,2482.5072650792104,2482.5072650792104,2482.5072650792104,2482.5072650792104,2482.5072650792104,2482.5072650792104,2482.5072650792104,2482.5072650792104,2482.5072650792104,2482.5072650792104,2482.5072650792104,2482.5072650792104,2482.5072650792104,2482.5072650792104,2482.5072650792104,2482.5072650792104,2482.5072650792104,2482.5072650792104,2482.5072650792104,2482.5072650792104,2482.5072650792104,2482.5072650792104,2482.5072650792104,2482.5072650792104,2482.5072650792104,2482.5072650792104,2482.5072650792104,2482.5072650792104,2482.5072650792104,null,null,82,"hydclass2",0.77148362000000004,3895.2871636237101,null,null,0.62328378415549635,null,94.385173654303557,null,null,null,null,null,null,null,null,null,null,null,null,null,null,null,null,null,null,null,null,47,"hydclass4",2.17798299999999,5549.8732249806599,null,null,0.60689093317332199,null,135.66057086984506]
[null,null,null,null,null,null,null,null,null,null,"NPD 2 - high",2482.5072650792104,2482.5072650792104,2482.5072650792104,2482.5072650792104,2482.5072650792104,2482.5072650792104,2482.5072650792104,2482.5072650792104,2482.5072650792104,2482.5072650792104,2482.5072650792104,2482.5072650792104,2482.5072650792104,2482.5072650792104,2482.5072650792104,2482.5072650792104,2482.5072650792104,2482.5072650792104,2482.5072650792104,2482.5072650792104,2482.5072650792104,2482.5072650792104,2482.5072650792104,2482.5072650792104,2482.5072650792104,2482.5072650792104,2482.5072650792104,2482.5072650792104,2482.5072650792104,2482.5072650792104,2482.5072650792104,2482.5072650792104,2482.5072650792104,2482.5072650792104,2482.5072650792104,2482.5072650792104,2482.5072650792104,null,null,25,"hydclass3",2.1991027889999901,4327.89491581114,null,null,0.68819857788879357,null,94.68173781280413,null,null,null,null,null,null,null,null,null,null,null,null,null,null,null,null,null,null,null,null,123,"hydclass5",13.0100519999999,5626.6001905039602,null,null,0.61481491239332997,null,135.72278514584352]
[null,null,null,null,null,null,null,null,null,null,"NPD 3 - low",5038.5932844111967,5038.5932844111967,5038.5932844111967,5038.5932844111967,5038.5932844111967,5038.5932844111967,5038.5932844111967,5038.5932844111967,5038.5932844111967,5038.5932844111967,5038.5932844111967,5038.5932844111967,5038.5932844111967,5038.5932844111967,5038.5932844111967,5038.5932844111967,5038.5932844111967,5038.5932844111967,5038.5932844111967,5038.5932844111967,5038.5932844111967,5038.5932844111967,5038.5932844111967,5038.5932844111967,5038.5932844111967,5038.5932844111967,5038.5932844111967,5038.5932844111967,5038.5932844111967,5038.5932844111967,5038.5932844111967,5038.5932844111967,5038.5932844111967,5038.5932844111967,5038.5932844111967,5038.5932844111967,5038.5932844111967,null,null,126,"hydclass2",5.94817176599999,4169.1120681064303,null,null,0.66326271444775053,null,94.733368411747435,null,null,null,null,null,null,null,null,null,null,null,null,null,null,null,null,null,null,null,null,116,"hydclass3",125.490655,5516.5300488966705,null,null,0.60288172268748896,null,135.75776764083253]
[null,null,null,null,null,null,null,null,null,null,"NPD 3 - mid",5038.5932844111967,5038.5932844111967,5038.5932844111967,5038.5932844111967,5038.5932844111967,5038.5932844111967,5038.5932844111967,5038.5932844111967,5038.5932844111967,5038.5932844111967,5038.5932844111967,5038.5932844111967,5038.5932844111967,5038.5932844111967,5038.5932844111967,5038.5932844111967,5038.5932844111967,5038.5932844111967,5038.5932844111967,5038.5932844111967,5038.5932844111967,5038.5932844111967,5038.5932844111967,5038.5932844111967,5038.5932844111967,5038.5932844111967,5038.5932844111967,5038.5932844111967,5038.5932844111967,5038.5932844111967,5038.5932844111967,5038.5932844111967,5038.5932844111967,5038.5932844111967,5038.5932844111967,5038.5932844111967,5038.5932844111967,null,null,99,"hydclass2",6.5251748980000004,3830.5744486684898,null,null,0.60996195317267932,null,94.878018920048873,null,null,null,null,null,null,null,null,null,null,null,null,null,null,null,null,null,null,null,null,21,"hydclass1",74.545282999999898,5917.61385157532,null,null,0.64439158833026899,null,136.04365566561387]
[null,null,null,null,null,null,null,null,null,null,"NPD 3 - high",5038.5932844111967,5038.5932844111967,5038.5932844111967,5038.5932844111967,5038.5932844111967,5038.5932844111967,5038.5932844111967,5038.5932844111967,5038.5932844111967,5038.5932844111967,5038.5932844111967,5038.5932844111967,5038.5932844111967,5038.5932844111967,5038.5932844111967,5038.5932844111967,5038.5932844111967,5038.5932844111967,5038.5932844111967,5038.5932844111967,5038.5932844111967,5038.5932844111967,5038.5932844111967,5038.5932844111967,5038.5932844111967,5038.5932844111967,5038.5932844111967,5038.5932844111967,5038.5932844111967,5038.5932844111967,5038.5932844111967,5038.5932844111967,5038.5932844111967,5038.5932844111967,5038.5932844111967,5038.5932844111967,5038.5932844111967,null,null,134,"hydclass2",4.0755708469999901,4231.3808814200302,null,null,0.67053970412881658,null,95.056023106107673,null,null,null,null,null,null,null,null,null,null,null,null,null,null,null,null,null,null,null,null,64,"hydclass1",15.633565000000001,5149.3200092157103,null,null,0.56204424264899,null,136.12849108346268]
[null,null,null,null,null,null,null,null,null,null,"NPD 4 - low",7160.4596216979398,7160.4596216979398,7160.4596216979398,7160.4596216979398,7160.4596216979398,7160.4596216979398,7160.4596216979398,7160.4596216979398,7160.4596216979398,7160.4596216979398,7160.4596216979398,7160.4596216979398,7160.4596216979398,7160.4596216979398,7160.4596216979398,7160.4596216979398,7160.4596216979398,7160.4596216979398,7160.4596216979398,7160.4596216979398,7160.4596216979398,7160.4596216979398,7160.4596216979398,7160.4596216979398,7160.4596216979398,7160.4596216979398,7160.4596216979398,7160.4596216979398,7160.4596216979398,7160.4596216979398,7160.4596216979398,7160.4596216979398,7160.4596216979398,7160.4596216979398,7160.4596216979398,7160.4596216979398,7160.4596216979398,null,null,131,"hydclass2",13.248838553000001,4042.4592540158901,null,null,0.64024445059483215,null,95.227358359047003,null,null,null,null,null,null,null,null,null,null,null,null,null,null,null,null,null,null,null,null,57,"hydclass1",15.0269139999999,4812.7141101002599,null,null,0.526037348897474,null,136.15595245093695]
[null,null,null,null,null,null,null,null,null,null,"NPD 4 - mid",7160.4596216979398,7160.4596216979398,7160.4596216979398,7160.4596216979398,7160.4596216979398,7160.4596216979398,7160.4596216979398,7160.4596216979398,7160.4596216979398,7160.4596216979398,7160.4596216979398,7160.4596216979398,7160.4596216979398,7160.4596216979398,7160.4596216979398,7160.4596216979398,7160.4596216979398,7160.4596216979398,7160.4596216979398,7160.4596216979398,7160.4596216979398,7160.4596216979398,7160.4596216979398,7160.4596216979398,7160.4596216979398,7160.4596216979398,7160.4596216979398,7160.4596216979398,7160.4596216979398,7160.4596216979398,7160.4596216979398,7160.4596216979398,7160.4596216979398,7160.4596216979398,7160.4596216979398,7160.4596216979398,7160.4596216979398,null,null,87,"hydclass4",15.976516691,3665.9936651919702,null,null,0.58117676272723895,null,95.413983448665888,null,null,null,null,null,null,null,null,null,null,null,null,null,null,null,null,null,null,null,null,117,"hydclass3",23.515903000000002,5395.5129309261101,null,null,0.58802712245817701,null,136.19051336420415]
[null,null,null,null,null,null,null,null,null,null,"NPD 4 - high",7160.4596216979398,7160.4596216979398,7160.4596216979398,7160.4596216979398,7160.4596216979398,7160.4596216979398,7160.4596216979398,7160.4596216979398,7160.4596216979398,7160.4596216979398,7160.4596216979398,7160.4596216979398,7160.4596216979398,7160.4596216979398,7160.4596216979398,7160.4596216979398,7160.4596216979398,7160.4596216979398,7160.4596216979398,7160.4596216979398,7160.4596216979398,7160.4596216979398,7160.4596216979398,7160.4596216979398,7160.4596216979398,7160.4596216979398,7160.4596216979398,7160.4596216979398,7160.4596216979398,7160.4596216979398,7160.4596216979398,7160.4596216979398,7160.4596216979398,7160.4596216979398,7160.4596216979398,7160.4596216979398,7160.4596216979398,null,null,78,"hydclass3",0.38475178199999899,4490.5467542074803,null,null,0.70577803174798748,null,95.670071354586341,null,null,null,null,null,null,null,null,null,null,null,null,null,null,null,null,null,null,null,null,46,"hydclass3",12.7219519999999,6398.64618634821,null,null,0.69408612135666903,null,136.35867993292683]
[null,null,null,null,null,null,null,null,null,null,"NPD 5 - low",9099.4999171174513,9099.4999171174513,9099.4999171174513,9099.4999171174513,9099.4999171174513,9099.4999171174513,9099.4999171174513,9099.4999171174513,9099.4999171174513,9099.4999171174513,9099.4999171174513,9099.4999171174513,9099.4999171174513,9099.4999171174513,9099.4999171174513,9099.4999171174513,9099.4999171174513,9099.4999171174513,9099.4999171174513,9099.4999171174513,9099.4999171174513,9099.4999171174513,9099.4999171174513,9099.4999171174513,9099.4999171174513,9099.4999171174513,9099.4999171174513,9099.4999171174513,9099.4999171174513,9099.4999171174513,9099.4999171174513,9099.4999171174513,9099.4999171174513,9099.4999171174513,9099.4999171174513,9099.4999171174513,9099.4999171174513,null,null,79,"hydclass1",1.591562476,4204.3750479263399,null,null,0.66183582178430611,null,95.690049336393912,null,null,null,null,null,null,null,null,null,null,null,null,null,null,null,null,null,null,null,null,84,"hydclass4",10.5159479999999,5864.9603390639004,null,null,0.63582270050660905,null,136.66234550655452]
[null,null,null,null,null,null,null,null,null,null,"NPD 5 - mid",9099.4999171174513,9099.4999171174513,9099.4999171174513,9099.4999171174513,9099.4999171174513,9099.4999171174513,9099.4999171174513,9099.4999171174513,9099.4999171174513,9099.4999171174513,9099.4999171174513,9099.4999171174513,9099.4999171174513,9099.4999171174513,9099.4999171174513,9099.4999171174513,9099.4999171174513,9099.4999171174513,9099.4999171174513,9099.4999171174513,9099.4999171174513,9099.4999171174513,9099.4999171174513,9099.4999171174513,9099.4999171174513,9099.4999171174513,9099.4999171174513,9099.4999171174513,9099.4999171174513,9099.4999171174513,9099.4999171174513,9099.4999171174513,9099.4999171174513,9099.4999171174513,9099.4999171174513,9099.4999171174513,9099.4999171174513,null,null,97,"hydclass2",7.7950810160000001,4154.5777339547403,null,null,0.65386568541473322,null,95.739836850515402,null,null,null,null,null,null,null,null,null,null,null,null,null,null,null,null,null,null,null,null,114,"hydclass3",5.8903219999999896,5519.1559134932404,null,null,0.59845264418245103,null,136.80502917575998]
[null,null,null,null,null,null,null,null,null,null,"NPD 5 - high",9099.4999171174513,9099.4999171174513,9099.4999171174513,9099.4999171174513,9099.4999171174513,9099.4999171174513,9099.4999171174513,9099.4999171174513,9099.4999171174513,9099.4999171174513,9099.4999171174513,9099.4999171174513,9099.4999171174513,9099.4999171174513,9099.4999171174513,9099.4999171174513,9099.4999171174513,9099.4999171174513,9099.4999171174513,9099.4999171174513,9099.4999171174513,9099.4999171174513,9099.4999171174513,9099.4999171174513,9099.4999171174513,9099.4999171174513,9099.4999171174513,9099.4999171174513,9099.4999171174513,9099.4999171174513,9099.4999171174513,9099.4999171174513,9099.4999171174513,9099.4999171174513,9099.4999171174513,9099.4999171174513,9099.4999171174513,null,null,42,"hydclass1",1.8950107410000001,3719.88824762889,null,null,0.58178177965366151,null,96.635880835144079,null,null,null,null,null,null,null,null,null,null,null,null,null,null,null,null,null,null,null,null,96,"hydclass3",15.129355,6336.4097814959696,null,null,0.68495356447767297,null,136.84783222183302]
[null,null,null,null,null,null,null,null,null,null,"NSD 1 - low",3567.6680132857227,3567.6680132857227,3567.6680132857227,3567.6680132857227,3567.6680132857227,3567.6680132857227,3567.6680132857227,3567.6680132857227,3567.6680132857227,3567.6680132857227,3567.6680132857227,3567.6680132857227,3567.6680132857227,3567.6680132857227,3567.6680132857227,3567.6680132857227,3567.6680132857227,3567.6680132857227,3567.6680132857227,3567.6680132857227,3567.6680132857227,3567.6680132857227,3567.6680132857227,3567.6680132857227,3567.6680132857227,3567.6680132857227,3567.6680132857227,3567.6680132857227,3567.6680132857227,3567.6680132857227,3567.6680132857227,3567.6680132857227,3567.6680132857227,3567.6680132857227,3567.6680132857227,3567.6680132857227,3567.6680132857227,null,null,28,"hydclass5",3.6518926126000002,4620.6920322222004,null,null,0.71733769600936159,null,96.753643693439301,null,null,null,null,null,null,null,null,null,null,null,null,null,null,null,null,null,null,null,null,93,"hydclass3",17.152519000000002,5228.5441317405703,null,null,0.56691746441881796,null,136.97017999724952]
[null,null,null,null,null,null,null,null,null,null,"NSD 1 - mid",3567.6680132857227,3567.6680132857227,3567.6680132857227,3567.6680132857227,3567.6680132857227,3567.6680132857227,3567.6680132857227,3567.6680132857227,3567.6680132857227,3567.6680132857227,3567.6680132857227,3567.6680132857227,3567.6680132857227,3567.6680132857227,3567.6680132857227,3567.6680132857227,3567.6680132857227,3567.6680132857227,3567.6680132857227,3567.6680132857227,3567.6680132857227,3567.6680132857227,3567.6680132857227,3567.6680132857227,3567.6680132857227,3567.6680132857227,3567.6680132857227,3567.6680132857227,3567.6680132857227,3567.6680132857227,3567.6680132857227,3567.6680132857227,3567.6680132857227,3567.6680132857227,3567.6680132857227,3567.6680132857227,3567.6680132857227,null,null,55,"hydclass2",1.5916137960000001,3361.6378318174602,null,null,0.52637246977096341,null,96.839523836922453,null,null,null,null,null,null,null,null,null,null,null,null,null,null,null,null,null,null,null,null,113,"hydclass1",3.1959780000000002,5606.7695828260403,null,null,0.60704405307769504,null,136.96086403037987]
[null,null,null,null,null,null,null,null,null,null,"NSD 1 - high",3567.6680132857227,3567.6680132857227,3567.6680132857227,3567.6680132857227,3567.6680132857227,3567.6680132857227,3567.6680132857227,3567.6680132857227,3567.6680132857227,3567.6680132857227,3567.6680132857227,3567.6680132857227,3567.6680132857227,3567.6680132857227,3567.6680132857227,3567.6680132857227,3567.6680132857227,3567.6680132857227,3567.6680132857227,3567.6680132857227,3567.6680132857227,3567.6680132857227,3567.6680132857227,3567.6680132857227,3567.6680132857227,3567.6680132857227,3567.6680132857227,3567.6680132857227,3567.6680132857227,3567.6680132857227,3567.6680132857227,3567.6680132857227,3567.6680132857227,3567.6680132857227,3567.6680132857227,3567.6680132857227,3567.6680132857227,null,null,130,"hydclass3",8.2914683789999994,4205.1019987234504,null,null,0.65165623233594816,null,97.15868810060654,null,null,null,null,null,null,null,null,null,null,null,null,null,null,null,null,null,null,null,null,112,"hydclass3",27.193756999999898,5641.1735056939997,null,null,0.61044114524940096,null,137.01569962613732]
[null,null,null,null,null,null,null,null,null,null,"NSD 2 - low",4662.4664480263036,4662.4664480263036,4662.4664480263036,4662.4664480263036,4662.4664480263036,4662.4664480263036,4662.4664480263036,4662.4664480263036,4662.4664480263036,4662.4664480263036,4662.4664480263036,4662.4664480263036,4662.4664480263036,4662.4664480263036,4662.4664480263036,4662.4664480263036,4662.4664480263036,4662.4664480263036,4662.4664480263036,4662.4664480263036,4662.4664480263036,4662.4664480263036,4662.4664480263036,4662.4664480263036,4662.4664480263036,4662.4664480263036,4662.4664480263036,4662.4664480263036,4662.4664480263036,4662.4664480263036,4662.4664480263036,4662.4664480263036,4662.4664480263036,4662.4664480263036,4662.4664480263036,4662.4664480263036,4662.4664480263036,null,null,74,"hydclass2",0.79526996100000003,4839.7957036305497,null,null,0.73112494883651935,null,99.244598198538483,null,null,null,null,null,null,null,null,null,null,null,null,null,null,null,null,null,null,null,null,67,"hydclass1",16.638002,4730.5818375134304,null,null,0.51384483709540996,null,137.04815880415939]
[null,null,null,null,null,null,null,null,null,null,"NSD 2 - mid",4662.4664480263036,4662.4664480263036,4662.4664480263036,4662.4664480263036,4662.4664480263036,4662.4664480263036,4662.4664480263036,4662.4664480263036,4662.4664480263036,4662.4664480263036,4662.4664480263036,4662.4664480263036,4662.4664480263036,4662.4664480263036,4662.4664480263036,4662.4664480263036,4662.4664480263036,4662.4664480263036,4662.4664480263036,4662.4664480263036,4662.4664480263036,4662.4664480263036,4662.4664480263036,4662.4664480263036,4662.4664480263036,4662.4664480263036,4662.4664480263036,4662.4664480263036,4662.4664480263036,4662.4664480263036,4662.4664480263036,4662.4664480263036,4662.4664480263036,4662.4664480263036,4662.4664480263036,4662.4664480263036,4662.4664480263036,null,null,32,"hydclass2",0.38077753600000003,4500.1102834794601,null,null,0.68095648671600273,null,99.259152693206161,null,null,null,null,null,null,null,null,null,null,null,null,null,null,null,null,null,null,null,null,92,"hydclass3",104.299959,6059.5278211139603,null,null,0.65411884864708303,null,137.14807417585018]
[null,null,null,null,null,null,null,null,null,null,"NSD 2 - high",4662.4664480263036,4662.4664480263036,4662.4664480263036,4662.4664480263036,4662.4664480263036,4662.4664480263036,4662.4664480263036,4662.4664480263036,4662.4664480263036,4662.4664480263036,4662.4664480263036,4662.4664480263036,4662.4664480263036,4662.4664480263036,4662.4664480263036,4662.4664480263036,4662.4664480263036,4662.4664480263036,4662.4664480263036,4662.4664480263036,4662.4664480263036,4662.4664480263036,4662.4664480263036,4662.4664480263036,4662.4664480263036,4662.4664480263036,4662.4664480263036,4662.4664480263036,4662.4664480263036,4662.4664480263036,4662.4664480263036,4662.4664480263036,4662.4664480263036,4662.4664480263036,4662.4664480263036,4662.4664480263036,4662.4664480263036,null,null,3,"hydclass3",0.940079953999999,4645.0006249759799,null,null,0.70177457355384665,null,99.332621610902081,null,null,null,null,null,null,null,null,null,null,null,null,null,null,null,null,null,null,null,null,47,"hydclass5",2.1049880000000001,5615.50446166865,null,null,0.60689093317332199,null,137.19956615606139]
[null,null,null,null,null,null,null,null,null,null,"NSD 3 - low",5523.7146733169784,5523.7146733169784,5523.7146733169784,5523.7146733169784,5523.7146733169784,5523.7146733169784,5523.7146733169784,5523.7146733169784,5523.7146733169784,5523.7146733169784,5523.7146733169784,5523.7146733169784,5523.7146733169784,5523.7146733169784,5523.7146733169784,5523.7146733169784,5523.7146733169784,5523.7146733169784,5523.7146733169784,5523.7146733169784,5523.7146733169784,5523.7146733169784,5523.7146733169784,5523.7146733169784,5523.7146733169784,5523.7146733169784,5523.7146733169784,5523.7146733169784,5523.7146733169784,5523.7146733169784,5523.7146733169784,5523.7146733169784,5523.7146733169784,5523.7146733169784,5523.7146733169784,5523.7146733169784,5523.7146733169784,null,null,68,"hydclass1",0.935318709999999,3745.3724366636002,null,null,0.56901439497979678,null,99.381172203635003,null,null,null,null,null,null,null,null,null,null,null,null,null,null,null,null,null,null,null,null,83,"hydclass1",13.8660519999999,5497.1075922335103,null,null,0.59382606659652304,null,137.32154832020018]
[null,null,null,null,null,null,null,null,null,null,"NSD 3 - mid",5523.7146733169784,5523.7146733169784,5523.7146733169784,5523.7146733169784,5523.7146733169784,5523.7146733169784,5523.7146733169784,5523.7146733169784,5523.7146733169784,5523.7146733169784,5523.7146733169784,5523.7146733169784,5523.7146733169784,5523.7146733169784,5523.7146733169784,5523.7146733169784,5523.7146733169784,5523.7146733169784,5523.7146733169784,5523.7146733169784,5523.7146733169784,5523.7146733169784,5523.7146733169784,5523.7146733169784,5523.7146733169784,5523.7146733169784,5523.7146733169784,5523.7146733169784,5523.7146733169784,5523.7146733169784,5523.7146733169784,5523.7146733169784,5523.7146733169784,5523.7146733169784,5523.7146733169784,5523.7146733169784,5523.7146733169784,null,null,82,"hydclass3",0.58588266899999897,4120.3533477493702,null,null,0.62328378415549635,null,99.523974309827494,null,null,null,null,null,null,null,null,null,null,null,null,null,null,null,null,null,null,null,null,105,"hydclass4",17.911455,5933.7821869789996,null,null,0.63947003354501697,null,137.42980338272696]
[null,null,null,null,null,null,null,null,null,null,"NSD 3 - high",5523.7146733169784,5523.7146733169784,5523.7146733169784,5523.7146733169784,5523.7146733169784,5523.7146733169784,5523.7146733169784,5523.7146733169784,5523.7146733169784,5523.7146733169784,5523.7146733169784,5523.7146733169784,5523.7146733169784,5523.7146733169784,5523.7146733169784,5523.7146733169784,5523.7146733169784,5523.7146733169784,5523.7146733169784,5523.7146733169784,5523.7146733169784,5523.7146733169784,5523.7146733169784,5523.7146733169784,5523.7146733169784,5523.7146733169784,5523.7146733169784,5523.7146733169784,5523.7146733169784,5523.7146733169784,5523.7146733169784,5523.7146733169784,5523.7146733169784,5523.7146733169784,5523.7146733169784,5523.7146733169784,5523.7146733169784,null,null,109,"hydclass5",32.552793079999901,3649.7532774422002,null,null,0.5529929943726245,null,99.72180164561847,null,null,null,null,null,null,null,null,null,null,null,null,null,null,null,null,null,null,null,null,18,"hydclass3",137.92479900000001,6284.2420395699801,null,null,0.676490457762983,null,137.42875632405364]
[null,null,null,null,null,null,null,null,null,null,"NSD 4 - low",6462.4368556290547,6462.4368556290547,6462.4368556290547,6462.4368556290547,6462.4368556290547,6462.4368556290547,6462.4368556290547,6462.4368556290547,6462.4368556290547,6462.4368556290547,6462.4368556290547,6462.4368556290547,6462.4368556290547,6462.4368556290547,6462.4368556290547,6462.4368556290547,6462.4368556290547,6462.4368556290547,6462.4368556290547,6462.4368556290547,6462.4368556290547,6462.4368556290547,6462.4368556290547,6462.4368556290547,6462.4368556290547,6462.4368556290547,6462.4368556290547,6462.4368556290547,6462.4368556290547,6462.4368556290547,6462.4368556290547,6462.4368556290547,6462.4368556290547,6462.4368556290547,6462.4368556290547,6462.4368556290547,6462.4368556290547,null,null,84,"hydclass2",1.11913224899999,4159.0093363185797,null,null,0.62537762891732096,null,100.07941552690906,null,null,null,null,null,null,null,null,null,null,null,null,null,null,null,null,null,null,null,null,73,"hydclass1",7.4121079999999901,5399.5172181690596,null,null,0.58256370857995099,null,137.54032937781543]
[null,null,null,null,null,null,null,null,null,null,"NSD 4 - mid",6462.4368556290547,6462.4368556290547,6462.4368556290547,6462.4368556290547,6462.4368556290547,6462.4368556290547,6462.4368556290547,6462.4368556290547,6462.4368556290547,6462.4368556290547,6462.4368556290547,6462.4368556290547,6462.4368556290547,6462.4368556290547,6462.4368556290547,6462.4368556290547,6462.4368556290547,6462.4368556290547,6462.4368556290547,6462.4368556290547,6462.4368556290547,6462.4368556290547,6462.4368556290547,6462.4368556290547,6462.4368556290547,6462.4368556290547,6462.4368556290547,6462.4368556290547,6462.4368556290547,6462.4368556290547,6462.4368556290547,6462.4368556290547,6462.4368556290547,6462.4368556290547,6462.4368556290547,6462.4368556290547,6462.4368556290547,null,null,40,"hydclass2",1.0113305589999999,4853.5853505340401,null,null,0.72323344088956132,null,100.56948538314202,null,null,null,null,null,null,null,null,null,null,null,null,null,null,null,null,null,null,null,null,71,"hydclass1",18.656333,4964.5238294168503,null,null,0.53660375323243004,null,137.55392722444697]
[null,null,null,null,null,null,null,null,null,null,"NSD 4 - high",6462.4368556290547,6462.4368556290547,6462.4368556290547,6462.4368556290547,6462.4368556290547,6462.4368556290547,6462.4368556290547,6462.4368556290547,6462.4368556290547,6462.4368556290547,6462.4368556290547,6462.4368556290547,6462.4368556290547,6462.4368556290547,6462.4368556290547,6462.4368556290547,6462.4368556290547,6462.4368556290547,6462.4368556290547,6462.4368556290547,6462.4368556290547,6462.4368556290547,6462.4368556290547,6462.4368556290547,6462.4368556290547,6462.4368556290547,6462.4368556290547,6462.4368556290547,6462.4368556290547,6462.4368556290547,6462.4368556290547,6462.4368556290547,6462.4368556290547,6462.4368556290547,6462.4368556290547,6462.4368556290547,6462.4368556290547,null,null,104,"hydclass2",0.44498337799999899,5005.2503341511801,null,null,0.74418046693588291,null,100.7147053413543,null,null,null,null,null,null,null,null,null,null,null,null,null,null,null,null,null,null,null,null,103,"hydclass4",1.912555,6047.7780892785404,null,null,0.65010133620037203,null,137.72179366847763]
[null,null,null,null,null,null,null,null,null,null,"NSD 5 - low",7522.0823940367918,7522.0823940367918,7522.0823940367918,7522.0823940367918,7522.0823940367918,7522.0823940367918,7522.0823940367918,7522.0823940367918,7522.0823940367918,7522.0823940367918,7522.0823940367918,7522.0823940367918,7522.0823940367918,7522.0823940367918,7522.0823940367918,7522.0823940367918,7522.0823940367918,7522.0823940367918,7522.0823940367918,7522.0823940367918,7522.0823940367918,7522.0823940367918,7522.0823940367918,7522.0823940367918,7522.0823940367918,7522.0823940367918,7522.0823940367918,7522.0823940367918,7522.0823940367918,7522.0823940367918,7522.0823940367918,7522.0823940367918,7522.0823940367918,7522.0823940367918,7522.0823940367918,7522.0823940367918,7522.0823940367918,null,null,2,"hydclass3",1.5309949869999999,4478.1511838714196,null,null,0.6626206134937791,null,101.4597760577449,null,null,null,null,null,null,null,null,null,null,null,null,null,null,null,null,null,null,null,null,31,"hydclass3",137.503065999999,6162.0039504019896,null,null,0.66111788947974803,null,137.9304864233267]
[null,null,null,null,null,null,null,null,null,null,"NSD 5 - mid",7522.0823940367918,7522.0823940367918,7522.0823940367918,7522.0823940367918,7522.0823940367918,7522.0823940367918,7522.0823940367918,7522.0823940367918,7522.0823940367918,7522.0823940367918,7522.0823940367918,7522.0823940367918,7522.0823940367918,7522.0823940367918,7522.0823940367918,7522.0823940367918,7522.0823940367918,7522.0823940367918,7522.0823940367918,7522.0823940367918,7522.0823940367918,7522.0823940367918,7522.0823940367918,7522.0823940367918,7522.0823940367918,7522.0823940367918,7522.0823940367918,7522.0823940367918,7522.0823940367918,7522.0823940367918,7522.0823940367918,7522.0823940367918,7522.0823940367918,7522.0823940367918,7522.0823940367918,7522.0823940367918,7522.0823940367918,null,null,114,"hydclass4",2.545236649,4041.48260777017,null,null,0.59895160349434218,null,101.58385236127138,null,null,null,null,null,null,null,null,null,null,null,null,null,null,null,null,null,null,null,null,127,"hydclass4",147.573769,5966.1238306294299,null,null,0.64047664615831301,null,137.93665276618393]
[null,null,null,null,null,null,null,null,null,null,"NSD 5 - high",7522.0823940367918,7522.0823940367918,7522.0823940367918,7522.0823940367918,7522.0823940367918,7522.0823940367918,7522.0823940367918,7522.0823940367918,7522.0823940367918,7522.0823940367918,7522.0823940367918,7522.0823940367918,7522.0823940367918,7522.0823940367918,7522.0823940367918,7522.0823940367918,7522.0823940367918,7522.0823940367918,7522.0823940367918,7522.0823940367918,7522.0823940367918,7522.0823940367918,7522.0823940367918,7522.0823940367918,7522.0823940367918,7522.0823940367918,7522.0823940367918,7522.0823940367918,7522.0823940367918,7522.0823940367918,7522.0823940367918,7522.0823940367918,7522.0823940367918,7522.0823940367918,7522.0823940367918,7522.0823940367918,7522.0823940367918,null,null,56,"hydclass2",2.2273530169999902,3600.1949781138701,null,null,0.53505799746229099,null,101.65616721273294,null,null,null,null,null,null,null,null,null,null,null,null,null,null,null,null,null,null,null,null,91,"hydclass1",1.532761,6241.8293931136704,null,null,0.66856522718854905,null,138.12316673429095]
[null,null,null,null,null,null,null,null,null,null,null,null,null,null,null,null,null,null,null,null,null,null,null,null,null,null,null,null,null,null,null,null,null,null,null,null,null,null,null,null,null,null,null,null,null,null,null,null,null,null,7,"hydclass3",1.679081517,4550.5106873853601,null,null,0.66931683942298936,null,102.01014012975268,null,null,null,null,null,null,null,null,null,null,null,null,null,null,null,null,null,null,null,null,80,"hydclass5",10.730828000000001,6204.83409178282,null,null,0.66197385761993199,null,138.67637223268602]
[null,null,null,null,null,null,null,null,null,"Fixed Operation and Maintenance Expenses ($/kW)","NPD 1 - low",15.05,15.05,15.05,15.05,15.05,15.05,15.05,15.05,15.05,15.05,15.05,15.05,15.05,15.05,15.05,15.05,15.05,15.05,15.05,15.05,15.05,15.05,15.05,15.05,15.05,15.05,15.05,15.05,15.05,15.05,15.05,15.05,15.05,15.05,15.05,15.05,15.05,null,null,83,"hydclass3",2.1608618729999902,3636.9343390702902,null,null,0.53761298920616296,null,102.15835454369056,null,null,null,null,null,null,null,null,null,null,null,null,null,null,null,null,null,null,null,null,103,"hydclass5",1.26125299999999,6100.7075696880202,null,null,0.65010133620037203,null,138.88044808975008]
[null,null,null,null,null,null,null,null,null,null,"NPD 1 - mid",15.05,15.05,15.05,15.05,15.05,15.05,15.05,15.05,15.05,15.05,15.05,15.05,15.05,15.05,15.05,15.05,15.05,15.05,15.05,15.05,15.05,15.05,15.05,15.05,15.05,15.05,15.05,15.05,15.05,15.05,15.05,15.05,15.05,15.05,15.05,15.05,15.05,null,null,129,"hydclass3",2.30463891299999,4398.2150643455998,null,null,0.64654391879017059,null,102.15627252707151,null,null,null,null,null,null,null,null,null,null,null,null,null,null,null,null,null,null,null,null,111,"hydclass2",4.4091170000000002,5357.58231809672,null,null,0.57203924298390496,null,138.9780793989635]
[null,null,null,null,null,null,null,null,null,null,"NPD 1 - high",15.05,15.05,15.05,15.05,15.05,15.05,15.05,15.05,15.05,15.05,15.05,15.05,15.05,15.05,15.05,15.05,15.05,15.05,15.05,15.05,15.05,15.05,15.05,15.05,15.05,15.05,15.05,15.05,15.05,15.05,15.05,15.05,15.05,15.05,15.05,15.05,15.05,null,null,44,"hydclass3",1.4663725999999999,3935.9485576104998,null,null,0.58029744185106125,null,102.17479095927727,null,null,null,null,null,null,null,null,null,null,null,null,null,null,null,null,null,null,null,null,66,"hydclass2",7.8170179999999903,5019.0995928949496,null,null,0.53650954561730801,null,139.02524560351793]
[null,null,null,null,null,null,null,null,null,null,"NPD 2 - low",15.05,15.05,15.05,15.05,15.05,15.05,15.05,15.05,15.05,15.05,15.05,15.05,15.05,15.05,15.05,15.05,15.05,15.05,15.05,15.05,15.05,15.05,15.05,15.05,15.05,15.05,15.05,15.05,15.05,15.05,15.05,15.05,15.05,15.05,15.05,15.05,15.05,null,null,76,"hydclass3",1.76338093199999,5018.5098119233899,{"$f":"SUM(BA81:BA327)","v":3239.9406513195927},"MW in bin",0.72791414486721684,null,{"$f":" (($S$48 * $S$46 * $S$44 * (BB326 * 1 + $L$104) +$L$69) * 1000 / (BE326 * 8760)) + $L$80 + 0","v":103.16444190462146},null,null,null,null,null,null,null,null,null,null,null,null,null,null,null,null,null,null,null,null,28,"hydclass4",54.274621999999901,6642.0079777271903,null,null,0.70600219695025701,null,{"$f":" (($S$48 * $S$46 * $S$44 * (CE326 * 1 + $L$104) +$L$69) * 1000 / (CH326 * 8760)) + $L$80 + 0","v":139.00809232497059}]
[null,null,null,null,null,null,null,null,null,null,"NPD 2 - mid",15.05,15.05,15.05,15.05,15.05,15.05,15.05,15.05,15.05,15.05,15.05,15.05,15.05,15.05,15.05,15.05,15.05,15.05,15.05,15.05,15.05,15.05,15.05,15.05,15.05,15.05,15.05,15.05,15.05,15.05,15.05,15.05,15.05,15.05,15.05,15.05,15.05,null,null,68,"hydclass2",0.76618996500000003,3900.7605579872802,{"$f":"SUMPRODUCT((BA81:BA327*1000),BB81:BB327)/(SUM(BA81:BA327)*1000)","v":2579.0824434293063},{"$f":"BC327-(BC327-BC327/$S$44)-L105","v":2482.5072650792104},0.56901439497979678,{"$f":"SUMPRODUCT((BB81:BB327*1000),BE81:BE327)/(SUM(BB81:BB327)*1000)","v":0.63911594896057733},103.26743275171805,null,null,null,null,null,null,null,null,null,null,null,null,null,null,null,null,null,null,null,null,9,"hydclass2",179.17764399999899,6176.6614613932998,null,null,0.65714858337162696,null,139.06478523304847]
[null,null,null,null,null,null,null,null,null,null,"NPD 2 - high",15.05,15.05,15.05,15.05,15.05,15.05,15.05,15.05,15.05,15.05,15.05,15.05,15.05,15.05,15.05,15.05,15.05,15.05,15.05,15.05,15.05,15.05,15.05,15.05,15.05,15.05,15.05,15.05,15.05,15.05,15.05,15.05,15.05,15.05,15.05,15.05,15.05,null,null,125,"hydclass1",0.67865844399999897,4507.2956390418403,null,null,0.65306390642889567,null,103.54023156963925,null,null,null,null,null,null,null,null,null,null,null,null,null,null,null,null,null,null,null,null,85,"hydclass5",89.335615000000004,6115.9528129333003,null,null,0.65028817747938705,null,139.17494833002715]
[null,null,null,null,null,null,null,null,null,null,"NPD 3 - low",15.05,15.05,15.05,15.05,15.05,15.05,15.05,15.05,15.05,15.05,15.05,15.05,15.05,15.05,15.05,15.05,15.05,15.05,15.05,15.05,15.05,15.05,15.05,15.05,15.05,15.05,15.05,15.05,15.05,15.05,15.05,15.05,15.05,15.05,15.05,15.05,15.05,null,null,35,"hydclass1",0.72928055999999997,4539.9523628103198,null,null,0.65337267954649481,null,104.20386516972033,null,null,null,null,null,null,null,null,null,null,null,null,null,null,null,null,null,null,null,null,122,"hydclass5",278.37602999999899,5860.9182508467802,null,null,0.62210964185539697,null,139.52301073090518]
[null,null,null,null,null,null,null,null,null,null,"NPD 3 - mid",15.05,15.05,15.05,15.05,15.05,15.05,15.05,15.05,15.05,15.05,15.05,15.05,15.05,15.05,15.05,15.05,15.05,15.05,15.05,15.05,15.05,15.05,15.05,15.05,15.05,15.05,15.05,15.05,15.05,15.05,15.05,15.05,15.05,15.05,15.05,15.05,15.05,null,null,12,"hydclass3",2.0969224739999901,4370.8128693797398,null,null,0.62860880690574084,null,104.37383031402059,null,null,null,null,null,null,null,null,null,null,null,null,null,null,null,null,null,null,null,null,2,"hydclass3",272.05586699999998,6373.8421372375396,null,null,0.67510458810169105,null,139.59410232255794]
[null,null,null,null,null,null,null,null,null,null,"NPD 3 - high",15.05,15.05,15.05,15.05,15.05,15.05,15.05,15.05,15.05,15.05,15.05,15.05,15.05,15.05,15.05,15.05,15.05,15.05,15.05,15.05,15.05,15.05,15.05,15.05,15.05,15.05,15.05,15.05,15.05,15.05,15.05,15.05,15.05,15.05,15.05,15.05,15.05,null,null,107,"hydclass4",6.1400208119999897,4157.9228251373497,null,null,0.59574049167853993,null,104.89842867819482,null,null,null,null,null,null,null,null,null,null,null,null,null,null,null,null,null,null,null,null,40,"hydclass4",90.997638999999893,6723.1214275603998,{"$f":"SUM(CD180:CD332)","v":8431.3218579999775},"MW in bin",0.70989436718244903,null,139.88675462863173]
[null,null,null,null,null,null,null,null,null,null,"NPD 4 - low",15.05,15.05,15.05,15.05,15.05,15.05,15.05,15.05,15.05,15.05,15.05,15.05,15.05,15.05,15.05,15.05,15.05,15.05,15.05,15.05,15.05,15.05,15.05,15.05,15.05,15.05,15.05,15.05,15.05,15.05,15.05,15.05,15.05,15.05,15.05,15.05,15.05,null,null,8,"hydclass3",0.82331094199999899,5339.0255428056698,null,null,0.75794656089785339,null,105.20124700770415,null,null,null,null,null,null,null,null,null,null,null,null,null,null,null,null,null,null,null,null,121,"hydclass3",7.8605140000000002,5744.4258181131399,{"$f":"SUMPRODUCT((CD180:CD332*1000),CE180:CE332)/(SUM(CD180:CD332)*1000)","v":5738.5997361865157},{"$f":"CF332-(CF332-CF332/$S$44)-L111","v":5523.7146733169784},0.60762471749589897,{"$f":"SUMPRODUCT((CD180:CD332*1000),CH180:CH332)/(SUM(CD180:CD332)*1000)","v":0.65535244187484809},140.05657135455206]
[null,null,null,null,null,null,null,null,null,null,"NPD 4 - mid",15.05,15.05,15.05,15.05,15.05,15.05,15.05,15.05,15.05,15.05,15.05,15.05,15.05,15.05,15.05,15.05,15.05,15.05,15.05,15.05,15.05,15.05,15.05,15.05,15.05,15.05,15.05,15.05,15.05,15.05,15.05,15.05,15.05,15.05,15.05,15.05,15.05,null,null,103,"hydclass4",8.1168655289999894,4900.0789865873203,null,null,0.69625422736083564,null,105.31253079003652,null,null,null,null,null,null,null,null,null,null,null,null,null,null,null,null,null,null,null,null,10,"hydclass4",29.17306,6831.7563431282897,null,null,0.71758536849510801,null,140.57072891845664]
[null,null,null,null,null,null,null,null,null,null,"NPD 4 - high",15.05,15.05,15.05,15.05,15.05,15.05,15.05,15.05,15.05,15.05,15.05,15.05,15.05,15.05,15.05,15.05,15.05,15.05,15.05,15.05,15.05,15.05,15.05,15.05,15.05,15.05,15.05,15.05,15.05,15.05,15.05,15.05,15.05,15.05,15.05,15.05,15.05,null,null,4,"hydclass2",0.13233230900000001,5592.7800969657101,null,null,0.79016725183002545,null,105.59130863278894,null,null,null,null,null,null,null,null,null,null,null,null,null,null,null,null,null,null,null,null,20,"hydclass5",83.257416000000006,6547.8273353478999,null,null,0.68773605919214797,null,140.67983012652994]
[null,null,null,null,null,null,null,null,null,null,"NPD 5 - low",15.05,15.05,15.05,15.05,15.05,15.05,15.05,15.05,15.05,15.05,15.05,15.05,15.05,15.05,15.05,15.05,15.05,15.05,15.05,15.05,15.05,15.05,15.05,15.05,15.05,15.05,15.05,15.05,15.05,15.05,15.05,15.05,15.05,15.05,15.05,15.05,15.05,null,null,57,"hydclass3",3.535651595,3279.3012470782,null,null,0.46623788246216769,null,106.4695984807032,null,null,null,null,null,null,null,null,null,null,null,null,null,null,null,null,null,null,null,null,50,"hydclass4",119.756748,5702.0929055726801,null,null,0.60004354793957104,null,140.7881131088547]
[null,null,null,null,null,null,null,null,null,null,"NPD 5 - mid",15.05,15.05,15.05,15.05,15.05,15.05,15.05,15.05,15.05,15.05,15.05,15.05,15.05,15.05,15.05,15.05,15.05,15.05,15.05,15.05,15.05,15.05,15.05,15.05,15.05,15.05,15.05,15.05,15.05,15.05,15.05,15.05,15.05,15.05,15.05,15.05,15.05,null,null,69,"hydclass5",3.7827631969999902,4920.3686606260499,null,null,0.6916433076338383,null,106.41415048234353,null,null,null,null,null,null,null,null,null,null,null,null,null,null,null,null,null,null,null,null,129,"hydclass4",21.162872,6320.5788420877398,null,null,0.66376312830677198,null,140.7913653403246]
[null,null,null,null,null,null,null,null,null,null,"NPD 5 - high",15.05,15.05,15.05,15.05,15.05,15.05,15.05,15.05,15.05,15.05,15.05,15.05,15.05,15.05,15.05,15.05,15.05,15.05,15.05,15.05,15.05,15.05,15.05,15.05,15.05,15.05,15.05,15.05,15.05,15.05,15.05,15.05,15.05,15.05,15.05,15.05,15.05,null,null,91,"hydclass2",0.51005899599999904,4874.3132086822498,null,null,0.68491686149163133,null,106.47587601601263,null,null,null,null,null,null,null,null,null,null,null,null,null,null,null,null,null,null,null,null,15,"hydclass3",418.36656900000003,6402.8195165186298,null,null,0.67129636431752704,null,140.98505336562485]
[null,null,null,null,null,null,null,null,null,null,"NSD 1 - low",15.05,15.05,15.05,15.05,15.05,15.05,15.05,15.05,15.05,15.05,15.05,15.05,15.05,15.05,15.05,15.05,15.05,15.05,15.05,15.05,15.05,15.05,15.05,15.05,15.05,15.05,15.05,15.05,15.05,15.05,15.05,15.05,15.05,15.05,15.05,15.05,15.05,null,null,75,"hydclass1",0.703324057,4967.5399076885496,null,null,0.69562127361131099,null,106.78602792803896,null,null,null,null,null,null,null,null,null,null,null,null,null,null,null,null,null,null,null,null,118,"hydclass4",55.710876999999897,6117.9551203651999,null,null,0.64137899904342499,null,141.11524217221825]
[null,null,null,null,null,null,null,null,null,null,"NSD 1 - mid",15.05,15.05,15.05,15.05,15.05,15.05,15.05,15.05,15.05,15.05,15.05,15.05,15.05,15.05,15.05,15.05,15.05,15.05,15.05,15.05,15.05,15.05,15.05,15.05,15.05,15.05,15.05,15.05,15.05,15.05,15.05,15.05,15.05,15.05,15.05,15.05,15.05,null,null,42,"hydclass2",1.1493714530000001,4136.2362816803497,null,null,0.58178177965366151,null,106.82024109704393,null,null,null,null,null,null,null,null,null,null,null,null,null,null,null,null,null,null,null,null,69,"hydclass3",3.9676019999999999,5664.7791855124697,null,null,0.59433980261885699,null,141.21995790916429]
[null,null,null,null,null,null,null,null,null,null,"NSD 1 - high",15.05,15.05,15.05,15.05,15.05,15.05,15.05,15.05,15.05,15.05,15.05,15.05,15.05,15.05,15.05,15.05,15.05,15.05,15.05,15.05,15.05,15.05,15.05,15.05,15.05,15.05,15.05,15.05,15.05,15.05,15.05,15.05,15.05,15.05,15.05,15.05,15.05,null,null,97,"hydclass3",7.1981357069999996,4666.69415575519,null,null,0.65386568541473322,null,106.88579754390024,null,null,null,null,null,null,null,null,null,null,null,null,null,null,null,null,null,null,null,null,94,"hydclass3",49.799591999999897,6367.33358093481,null,null,0.66632431598247999,null,141.25910473822759]
[null,null,null,null,null,null,null,null,null,null,"NSD 2 - low",15.05,15.05,15.05,15.05,15.05,15.05,15.05,15.05,15.05,15.05,15.05,15.05,15.05,15.05,15.05,15.05,15.05,15.05,15.05,15.05,15.05,15.05,15.05,15.05,15.05,15.05,15.05,15.05,15.05,15.05,15.05,15.05,15.05,15.05,15.05,15.05,15.05,null,null,86,"hydclass2",1.66210589399999,3332.1994615573699,null,null,0.47034534416900992,null,107.16382691809842,null,null,null,null,null,null,null,null,null,null,null,null,null,null,null,null,null,null,null,null,112,"hydclass4",27.468359,5827.37347989093,null,null,0.61044114524940096,null,141.35653353702446]
[null,null,null,null,null,null,null,null,null,null,"NSD 2 - mid",15.05,15.05,15.05,15.05,15.05,15.05,15.05,15.05,15.05,15.05,15.05,15.05,15.05,15.05,15.05,15.05,15.05,15.05,15.05,15.05,15.05,15.05,15.05,15.05,15.05,15.05,15.05,15.05,15.05,15.05,15.05,15.05,15.05,15.05,15.05,15.05,15.05,null,null,117,"hydclass3",1.8679668490000001,4058.0466160870701,null,null,0.56863437214844614,null,107.27100637515504,null,null,null,null,null,null,null,null,null,null,null,null,null,null,null,null,null,null,null,null,16,"hydclass5",169.724323,6491.76592193326,null,null,0.67801495745014395,null,141.48158183961402]
[null,null,null,null,null,null,null,null,null,null,"NSD 2 - high",15.05,15.05,15.05,15.05,15.05,15.05,15.05,15.05,15.05,15.05,15.05,15.05,15.05,15.05,15.05,15.05,15.05,15.05,15.05,15.05,15.05,15.05,15.05,15.05,15.05,15.05,15.05,15.05,15.05,15.05,15.05,15.05,15.05,15.05,15.05,15.05,15.05,null,null,44,"hydclass4",1.693055003,4151.5219825351096,null,null,0.58029744185106125,null,107.46145748582815,null,null,null,null,null,null,null,null,null,null,null,null,null,null,null,null,null,null,null,null,87,"hydclass3",31.9332209999999,6482.5694494577601,null,null,0.67682282940984795,null,141.53267608880364]
[null,null,null,null,null,null,null,null,null,null,"NSD 3 - low",15.05,15.05,15.05,15.05,15.05,15.05,15.05,15.05,15.05,15.05,15.05,15.05,15.05,15.05,15.05,15.05,15.05,15.05,15.05,15.05,15.05,15.05,15.05,15.05,15.05,15.05,15.05,15.05,15.05,15.05,15.05,15.05,15.05,15.05,15.05,15.05,15.05,null,null,67,"hydclass2",1.6085703200000001,3862.2787363757602,null,null,0.54092845961087832,null,107.47718358875457,null,null,null,null,null,null,null,null,null,null,null,null,null,null,null,null,null,null,null,null,19,"hydclass1",1.2065980000000001,6145.9724902482403,null,null,0.64170588559286001,null,141.66606712672055]
[null,null,null,null,null,null,null,null,null,null,"NSD 3 - mid",15.05,15.05,15.05,15.05,15.05,15.05,15.05,15.05,15.05,15.05,15.05,15.05,15.05,15.05,15.05,15.05,15.05,15.05,15.05,15.05,15.05,15.05,15.05,15.05,15.05,15.05,15.05,15.05,15.05,15.05,15.05,15.05,15.05,15.05,15.05,15.05,15.05,null,null,104,"hydclass3",0.31593828699999998,5391.8302630672197,null,null,0.74418046693588291,null,108.10732540192679,null,null,null,null,null,null,null,null,null,null,null,null,null,null,null,null,null,null,null,null,14,"hydclass4",107.63762499999901,6235.4092201720296,null,null,0.64909926796523298,null,142.04393931723121]
[null,null,null,null,null,null,null,null,null,null,"NSD 3 - high",15.05,15.05,15.05,15.05,15.05,15.05,15.05,15.05,15.05,15.05,15.05,15.05,15.05,15.05,15.05,15.05,15.05,15.05,15.05,15.05,15.05,15.05,15.05,15.05,15.05,15.05,15.05,15.05,15.05,15.05,15.05,15.05,15.05,15.05,15.05,15.05,15.05,null,null,60,"hydclass1",0.85124238399999896,3817.9400055784599,null,null,0.53103936449580591,null,108.24033443353332,null,null,null,null,null,null,null,null,null,null,null,null,null,null,null,null,null,null,null,null,110,"hydclass1",10.507984,5385.36683264168,null,null,0.56176977352706303,null,142.17335536297901]
[null,null,null,null,null,null,null,null,null,null,"NSD 4 - low",15.05,15.05,15.05,15.05,15.05,15.05,15.05,15.05,15.05,15.05,15.05,15.05,15.05,15.05,15.05,15.05,15.05,15.05,15.05,15.05,15.05,15.05,15.05,15.05,15.05,15.05,15.05,15.05,15.05,15.05,15.05,15.05,15.05,15.05,15.05,15.05,15.05,null,null,18,"hydclass4",4.0260542260000003,4602.2791133627898,null,null,0.63518485138093261,null,108.50701041025425,null,null,null,null,null,null,null,null,null,null,null,null,null,null,null,null,null,null,null,null,56,"hydclass2",4.4461849999999901,5772.3001201100797,null,null,0.60116288479552105,null,142.19296532040966]
[null,null,null,null,null,null,null,null,null,null,"NSD 4 - mid",15.05,15.05,15.05,15.05,15.05,15.05,15.05,15.05,15.05,15.05,15.05,15.05,15.05,15.05,15.05,15.05,15.05,15.05,15.05,15.05,15.05,15.05,15.05,15.05,15.05,15.05,15.05,15.05,15.05,15.05,15.05,15.05,15.05,15.05,15.05,15.05,15.05,null,null,34,"hydclass4",2.7432678770000001,4915.7332736149501,null,null,0.67646875382536364,null,108.64337571723348,null,null,null,null,null,null,null,null,null,null,null,null,null,null,null,null,null,null,null,null,3,"hydclass4",133.54259999999999,6649.1108591526399,null,null,0.69059451392636795,null,142.19582038814815]
[null,null,null,null,null,null,null,null,null,null,"NSD 4 - high",15.05,15.05,15.05,15.05,15.05,15.05,15.05,15.05,15.05,15.05,15.05,15.05,15.05,15.05,15.05,15.05,15.05,15.05,15.05,15.05,15.05,15.05,15.05,15.05,15.05,15.05,15.05,15.05,15.05,15.05,15.05,15.05,15.05,15.05,15.05,15.05,15.05,null,null,37,"hydclass3",6.5697211769999999,4064.7928712698499,null,null,0.56054811387596826,null,108.95092534972125,null,null,null,null,null,null,null,null,null,null,null,null,null,null,null,null,null,null,null,null,17,"hydclass4",195.888429999999,6750.7752968004797,null,null,0.70080184557039804,null,142.22837006710668]
[null,null,null,null,null,null,null,null,null,null,"NSD 5 - low",15.05,15.05,15.05,15.05,15.05,15.05,15.05,15.05,15.05,15.05,15.05,15.05,15.05,15.05,15.05,15.05,15.05,15.05,15.05,15.05,15.05,15.05,15.05,15.05,15.05,15.05,15.05,15.05,15.05,15.05,15.05,15.05,15.05,15.05,15.05,15.05,15.05,null,null,53,"hydclass4",17.4695029959999,3771.9928776933898,null,null,0.52116091979609336,null,108.98635479008313,null,null,null,null,null,null,null,null,null,null,null,null,null,null,null,null,null,null,null,null,64,"hydclass2",17.600453000000002,5392.2150764563703,null,null,0.56204424264899,null,142.27863874252705]
[null,null,null,null,null,null,null,null,null,null,"NSD 5 - mid",15.05,15.05,15.05,15.05,15.05,15.05,15.05,15.05,15.05,15.05,15.05,15.05,15.05,15.05,15.05,15.05,15.05,15.05,15.05,15.05,15.05,15.05,15.05,15.05,15.05,15.05,15.05,15.05,15.05,15.05,15.05,15.05,15.05,15.05,15.05,15.05,15.05,null,null,131,"hydclass3",13.150922268,4671.11726206822,null,null,0.64024445059483215,null,109.20088349310127,null,null,null,null,null,null,null,null,null,null,null,null,null,null,null,null,null,null,null,null,73,"hydclass2",8.4446239999999992,5603.9122015590801,null,null,0.58256370857995099,null,142.533359168522]
[null,null,null,null,null,null,null,null,null,null,"NSD 5 - high",15.05,15.05,15.05,15.05,15.05,15.05,15.05,15.05,15.05,15.05,15.05,15.05,15.05,15.05,15.05,15.05,15.05,15.05,15.05,15.05,15.05,15.05,15.05,15.05,15.05,15.05,15.05,15.05,15.05,15.05,15.05,15.05,15.05,15.05,15.05,15.05,15.05,null,null,45,"hydclass2",1.5201155260000001,3903.9462948647001,null,null,0.53726844626051562,null,109.29470360343295,null,null,null,null,null,null,null,null,null,null,null,null,null,null,null,null,null,null,null,null,26,"hydclass3",22.8535339999999,6700.6589408119298,null,null,0.69270844239432405,null,142.82910080218838]
[null,null,null,null,null,null,null,null,null,null,null,null,null,null,null,null,null,null,null,null,null,null,null,null,null,null,null,null,null,null,null,null,null,null,null,null,null,null,null,null,null,null,null,null,null,null,null,null,null,null,96,"hydclass2",4.2369284819999997,5042.7736452902,null,null,0.6866722779395289,null,109.70184534441547,null,null,null,null,null,null,null,null,null,null,null,null,null,null,null,null,null,null,null,null,99,"hydclass4",55.583105000000003,6063.5935386166602,null,null,0.62708870795188298,null,143.03604520610583]
[null,null,null,null,null,null,null,null,null,"Variable Operation and Maintenance Expenses ($/MWh)","NPD 1 - low",2.69,2.69,2.69,2.69,2.69,2.69,2.69,2.69,2.69,2.69,2.69,2.69,2.69,2.69,2.69,2.69,2.69,2.69,2.69,2.69,2.69,2.69,2.69,2.69,2.69,2.69,2.69,2.69,2.69,2.69,2.69,2.69,2.69,2.69,2.69,2.69,2.69,null,null,38,"hydclass1",2.473612455,3841.81427513785,null,null,0.52663516893288254,null,109.76818635831854,null,null,null,null,null,null,null,null,null,null,null,null,null,null,null,null,null,null,null,null,106,"hydclass1",2.9149630000000002,5681.6866752424703,null,null,0.588131436654453,null,143.09140392301467]
[null,null,null,null,null,null,null,null,null,null,"NPD 1 - mid",2.69,2.69,2.69,2.69,2.69,2.69,2.69,2.69,2.69,2.69,2.69,2.69,2.69,2.69,2.69,2.69,2.69,2.69,2.69,2.69,2.69,2.69,2.69,2.69,2.69,2.69,2.69,2.69,2.69,2.69,2.69,2.69,2.69,2.69,2.69,2.69,2.69,null,null,116,"hydclass5",27.348080023999898,4486.1769713142303,null,null,0.61100994282953935,null,109.98957157775358,null,null,null,null,null,null,null,null,null,null,null,null,null,null,null,null,null,null,null,null,109,"hydclass3",47.841736999999902,5292.5575944323,null,null,0.54836542521922704,null,143.17434723279663]
[null,null,null,null,null,null,null,null,null,null,"NPD 1 - high",2.69,2.69,2.69,2.69,2.69,2.69,2.69,2.69,2.69,2.69,2.69,2.69,2.69,2.69,2.69,2.69,2.69,2.69,2.69,2.69,2.69,2.69,2.69,2.69,2.69,2.69,2.69,2.69,2.69,2.69,2.69,2.69,2.69,2.69,2.69,2.69,2.69,null,null,19,"hydclass2",0.28905772299999899,4761.7953407266004,null,null,0.64694845938597445,null,110.09182862469434,null,null,null,null,null,null,null,null,null,null,null,null,null,null,null,null,null,null,null,null,111,"hydclass3",3.5186199999999901,5530.2642960615703,null,null,0.57203924298390496,null,143.27402271690028]
[null,null,null,null,null,null,null,null,null,null,"NPD 2 - low",2.69,2.69,2.69,2.69,2.69,2.69,2.69,2.69,2.69,2.69,2.69,2.69,2.69,2.69,2.69,2.69,2.69,2.69,2.69,2.69,2.69,2.69,2.69,2.69,2.69,2.69,2.69,2.69,2.69,2.69,2.69,2.69,2.69,2.69,2.69,2.69,2.69,null,null,79,"hydclass2",1.2703851450000001,4877.1622256544697,null,null,0.66183582178430611,null,110.1565931759921,null,null,null,null,null,null,null,null,null,null,null,null,null,null,null,null,null,null,null,null,6,"hydclass1",154.12356,5714.2637332527902,null,null,0.59049794595862704,null,143.31383475055816]
[null,null,null,null,null,null,null,null,null,null,"NPD 2 - mid",2.69,2.69,2.69,2.69,2.69,2.69,2.69,2.69,2.69,2.69,2.69,2.69,2.69,2.69,2.69,2.69,2.69,2.69,2.69,2.69,2.69,2.69,2.69,2.69,2.69,2.69,2.69,2.69,2.69,2.69,2.69,2.69,2.69,2.69,2.69,2.69,2.69,null,null,132,"hydclass4",9.1388165729999908,4907.8585967214403,null,null,0.66313793229282259,null,110.60432600162694,null,null,null,null,null,null,null,null,null,null,null,null,null,null,null,null,null,null,null,null,113,"hydclass2",3.04499899999999,5910.7147022931804,null,null,0.60704405307769504,null,144.08631435068935]
[null,null,null,null,null,null,null,null,null,null,"NPD 2 - high",2.69,2.69,2.69,2.69,2.69,2.69,2.69,2.69,2.69,2.69,2.69,2.69,2.69,2.69,2.69,2.69,2.69,2.69,2.69,2.69,2.69,2.69,2.69,2.69,2.69,2.69,2.69,2.69,2.69,2.69,2.69,2.69,2.69,2.69,2.69,2.69,2.69,null,null,126,"hydclass3",5.6047108559999996,4947.7980284647801,null,null,0.66326271444775053,null,111.44097004638935,null,null,null,null,null,null,null,null,null,null,null,null,null,null,null,null,null,null,null,null,131,"hydclass2",5.738931,6535.8076281686499,null,null,0.66987030087666699,null,144.1047315410533]
[null,null,null,null,null,null,null,null,null,null,"NPD 3 - low",2.69,2.69,2.69,2.69,2.69,2.69,2.69,2.69,2.69,2.69,2.69,2.69,2.69,2.69,2.69,2.69,2.69,2.69,2.69,2.69,2.69,2.69,2.69,2.69,2.69,2.69,2.69,2.69,2.69,2.69,2.69,2.69,2.69,2.69,2.69,2.69,2.69,null,null,74,"hydclass3",0.73193682199999899,5467.3378313384801,null,null,0.73112494883651935,null,111.45946211843784,null,null,null,null,null,null,null,null,null,null,null,null,null,null,null,null,null,null,null,null,100,"hydclass5",6.8818200000000003,6355.1225219943899,null,null,0.65059288026956097,null,144.34262235850841]
[null,null,null,null,null,null,null,null,null,null,"NPD 3 - mid",2.69,2.69,2.69,2.69,2.69,2.69,2.69,2.69,2.69,2.69,2.69,2.69,2.69,2.69,2.69,2.69,2.69,2.69,2.69,2.69,2.69,2.69,2.69,2.69,2.69,2.69,2.69,2.69,2.69,2.69,2.69,2.69,2.69,2.69,2.69,2.69,2.69,null,null,113,"hydclass5",6.1401860569999904,4505.5360793936798,null,null,0.60513140368321894,null,111.48720567735606,null,null,null,null,null,null,null,null,null,null,null,null,null,null,null,null,null,null,null,null,83,"hydclass2",8.90521899999999,5794.4130725314099,null,null,0.59382606659652304,null,144.44648498931906]
[null,null,null,null,null,null,null,null,null,null,"NPD 3 - high",2.69,2.69,2.69,2.69,2.69,2.69,2.69,2.69,2.69,2.69,2.69,2.69,2.69,2.69,2.69,2.69,2.69,2.69,2.69,2.69,2.69,2.69,2.69,2.69,2.69,2.69,2.69,2.69,2.69,2.69,2.69,2.69,2.69,2.69,2.69,2.69,2.69,null,null,133,"hydclass3",2.6467949399999999,4729.3409727504504,null,null,0.63406872257097557,null,111.54505772667531,null,null,null,null,null,null,null,null,null,null,null,null,null,null,null,null,null,null,null,null,81,"hydclass5",19.080970000000001,6329.2295817693703,null,null,0.64754306664570305,null,144.44073170255874]
[null,null,null,null,null,null,null,null,null,null,"NPD 4 - low",2.69,2.69,2.69,2.69,2.69,2.69,2.69,2.69,2.69,2.69,2.69,2.69,2.69,2.69,2.69,2.69,2.69,2.69,2.69,2.69,2.69,2.69,2.69,2.69,2.69,2.69,2.69,2.69,2.69,2.69,2.69,2.69,2.69,2.69,2.69,2.69,2.69,null,null,120,"hydclass1",0.31356498199999899,4682.92292311034,null,null,0.62797468371372311,null,111.549498586822,null,null,null,null,null,null,null,null,null,null,null,null,null,null,null,null,null,null,null,null,5,"hydclass4",380.87177600000001,6818.40048759602,null,null,0.69665627591345403,null,144.44014143668488]
[null,null,null,null,null,null,null,null,null,null,"NPD 4 - mid",2.69,2.69,2.69,2.69,2.69,2.69,2.69,2.69,2.69,2.69,2.69,2.69,2.69,2.69,2.69,2.69,2.69,2.69,2.69,2.69,2.69,2.69,2.69,2.69,2.69,2.69,2.69,2.69,2.69,2.69,2.69,2.69,2.69,2.69,2.69,2.69,2.69,null,null,72,"hydclass4",2.6646523979999901,5123.3424459839598,null,null,0.68512294084075742,null,111.61738056949093,null,null,null,null,null,null,null,null,null,null,null,null,null,null,null,null,null,null,null,null,63,"hydclass3",35.241565999999899,5145.3910955731599,null,null,0.52821999160618005,null,144.56729399355547]
[null,null,null,null,null,null,null,null,null,null,"NPD 4 - high",2.69,2.69,2.69,2.69,2.69,2.69,2.69,2.69,2.69,2.69,2.69,2.69,2.69,2.69,2.69,2.69,2.69,2.69,2.69,2.69,2.69,2.69,2.69,2.69,2.69,2.69,2.69,2.69,2.69,2.69,2.69,2.69,2.69,2.69,2.69,2.69,2.69,null,null,101,"hydclass5",20.681465882999898,4758.3710592009602,null,null,0.63543350754433237,null,111.96141167780543,null,null,null,null,null,null,null,null,null,null,null,null,null,null,null,null,null,null,null,null,119,"hydclass5",15.1473789999999,5866.6674280034804,null,null,0.60021201556517401,null,144.6514236208676]
[null,null,null,null,null,null,null,null,null,null,"NPD 5 - low",2.69,2.69,2.69,2.69,2.69,2.69,2.69,2.69,2.69,2.69,2.69,2.69,2.69,2.69,2.69,2.69,2.69,2.69,2.69,2.69,2.69,2.69,2.69,2.69,2.69,2.69,2.69,2.69,2.69,2.69,2.69,2.69,2.69,2.69,2.69,2.69,2.69,null,null,102,"hydclass2",3.8083380369999902,3900.6651754601799,null,null,0.52220258027005428,null,112.28089788767666,null,null,null,null,null,null,null,null,null,null,null,null,null,null,null,null,null,null,null,null,70,"hydclass4",44.291316000000002,5513.7418510992102,null,null,0.56479755921400698,null,144.66024165907004]
[null,null,null,null,null,null,null,null,null,null,"NPD 5 - mid",2.69,2.69,2.69,2.69,2.69,2.69,2.69,2.69,2.69,2.69,2.69,2.69,2.69,2.69,2.69,2.69,2.69,2.69,2.69,2.69,2.69,2.69,2.69,2.69,2.69,2.69,2.69,2.69,2.69,2.69,2.69,2.69,2.69,2.69,2.69,2.69,2.69,null,null,134,"hydclass3",3.63338579599999,5047.4742082067196,null,null,0.67053970412881658,null,112.37621420150955,null,null,null,null,null,null,null,null,null,null,null,null,null,null,null,null,null,null,null,null,132,"hydclass1",13.9082489999999,6492.5857711610897,null,null,0.66020302578288204,null,145.24377831705547]
[null,null,null,null,null,null,null,null,null,null,"NPD 5 - high",2.69,2.69,2.69,2.69,2.69,2.69,2.69,2.69,2.69,2.69,2.69,2.69,2.69,2.69,2.69,2.69,2.69,2.69,2.69,2.69,2.69,2.69,2.69,2.69,2.69,2.69,2.69,2.69,2.69,2.69,2.69,2.69,2.69,2.69,2.69,2.69,2.69,null,null,64,"hydclass3",4.0672141799999899,4226.56957711016,null,null,0.56160779118456361,null,112.84982470315133,null,null,null,null,null,null,null,null,null,null,null,null,null,null,null,null,null,null,null,null,41,"hydclass5",44.859219000000003,7100.6561933967296,null,null,0.71914556237512195,null,145.59281389924905]
[null,null,null,null,null,null,null,null,null,null,"NSD 1 - low",2.69,2.69,2.69,2.69,2.69,2.69,2.69,2.69,2.69,2.69,2.69,2.69,2.69,2.69,2.69,2.69,2.69,2.69,2.69,2.69,2.69,2.69,2.69,2.69,2.69,2.69,2.69,2.69,2.69,2.69,2.69,2.69,2.69,2.69,2.69,2.69,2.69,null,null,32,"hydclass3",0.38407993800000001,5150.9500026901196,null,null,0.68095648671600273,null,112.86081658680278,null,null,null,null,null,null,null,null,null,null,null,null,null,null,null,null,null,null,null,null,83,"hydclass3",2.4003399999999901,5845.5525271912402,null,null,0.59382606659652304,null,145.67204388375814]
[null,null,null,null,null,null,null,null,null,null,"NSD 1 - mid",2.69,2.69,2.69,2.69,2.69,2.69,2.69,2.69,2.69,2.69,2.69,2.69,2.69,2.69,2.69,2.69,2.69,2.69,2.69,2.69,2.69,2.69,2.69,2.69,2.69,2.69,2.69,2.69,2.69,2.69,2.69,2.69,2.69,2.69,2.69,2.69,2.69,null,null,75,"hydclass2",0.52189460399999898,5283.0720270744496,null,null,0.69562127361131099,null,113.24120367147589,null,null,null,null,null,null,null,null,null,null,null,null,null,null,null,null,null,null,null,null,116,"hydclass4",123.98170599999899,5944.12711007087,null,null,0.60288172268748896,null,145.85122482511042]
[null,null,null,null,null,null,null,null,null,null,"NSD 1 - high",2.69,2.69,2.69,2.69,2.69,2.69,2.69,2.69,2.69,2.69,2.69,2.69,2.69,2.69,2.69,2.69,2.69,2.69,2.69,2.69,2.69,2.69,2.69,2.69,2.69,2.69,2.69,2.69,2.69,2.69,2.69,2.69,2.69,2.69,2.69,2.69,2.69,null,null,48,"hydclass1",1.3520672629999899,4001.17846444821,null,null,0.52739082263983272,null,113.91503106525123,null,null,null,null,null,null,null,null,null,null,null,null,null,null,null,null,null,null,null,null,31,"hydclass4",134.315045999999,6538.9978550990299,null,null,0.66111788947974803,null,146.04556577034492]
[null,null,null,null,null,null,null,null,null,null,"NSD 2 - low",2.69,2.69,2.69,2.69,2.69,2.69,2.69,2.69,2.69,2.69,2.69,2.69,2.69,2.69,2.69,2.69,2.69,2.69,2.69,2.69,2.69,2.69,2.69,2.69,2.69,2.69,2.69,2.69,2.69,2.69,2.69,2.69,2.69,2.69,2.69,2.69,2.69,null,null,86,"hydclass3",2.38195087999999,3560.6911706645001,null,null,0.47034534416900992,null,114.07721518023408,null,null,null,null,null,null,null,null,null,null,null,null,null,null,null,null,null,null,null,null,12,"hydclass1",13.423290999999899,6334.0560950180197,null,null,0.63995508666013901,null,146.22880738885451]
[null,null,null,null,null,null,null,null,null,null,"NSD 2 - mid",2.69,2.69,2.69,2.69,2.69,2.69,2.69,2.69,2.69,2.69,2.69,2.69,2.69,2.69,2.69,2.69,2.69,2.69,2.69,2.69,2.69,2.69,2.69,2.69,2.69,2.69,2.69,2.69,2.69,2.69,2.69,2.69,2.69,2.69,2.69,2.69,2.69,null,null,121,"hydclass4",0.82489595999999898,4655.9394858311698,null,null,0.60913352909815988,null,114.28623127344753,null,null,null,null,null,null,null,null,null,null,null,null,null,null,null,null,null,null,null,null,24,"hydclass5",246.00907299999901,6355.8876576802404,null,null,0.64165477969687501,null,146.33277986972624]
[null,null,null,null,null,null,null,null,null,null,"NSD 2 - high",2.69,2.69,2.69,2.69,2.69,2.69,2.69,2.69,2.69,2.69,2.69,2.69,2.69,2.69,2.69,2.69,2.69,2.69,2.69,2.69,2.69,2.69,2.69,2.69,2.69,2.69,2.69,2.69,2.69,2.69,2.69,2.69,2.69,2.69,2.69,2.69,2.69,null,null,47,"hydclass5",0.91391478299999895,4778.1920193201404,null,null,0.62458331109038678,null,114.31128173686787,null,null,null,null,null,null,null,null,null,null,null,null,null,null,null,null,null,null,null,null,106,"hydclass2",4.1129160000000002,5820.0547199321099,null,null,0.588131436654453,null,146.43950654668689]
[null,null,null,null,null,null,null,null,null,null,"NSD 3 - low",2.69,2.69,2.69,2.69,2.69,2.69,2.69,2.69,2.69,2.69,2.69,2.69,2.69,2.69,2.69,2.69,2.69,2.69,2.69,2.69,2.69,2.69,2.69,2.69,2.69,2.69,2.69,2.69,2.69,2.69,2.69,2.69,2.69,2.69,2.69,2.69,2.69,null,null,66,"hydclass3",2.8486573420000001,4117.1476159808399,null,null,0.53997884840731492,null,114.37849511185347,null,null,null,null,null,null,null,null,null,null,null,null,null,null,null,null,null,null,null,null,93,"hydclass4",27.845371999999902,5612.9331115047298,null,null,0.56691746441881796,null,146.61931634559284]
[null,null,null,null,null,null,null,null,null,null,"NSD 3 - mid",2.69,2.69,2.69,2.69,2.69,2.69,2.69,2.69,2.69,2.69,2.69,2.69,2.69,2.69,2.69,2.69,2.69,2.69,2.69,2.69,2.69,2.69,2.69,2.69,2.69,2.69,2.69,2.69,2.69,2.69,2.69,2.69,2.69,2.69,2.69,2.69,2.69,null,null,55,"hydclass3",1.8999309950000001,4032.2865733918602,null,null,0.52637246977096341,null,114.97125613343087,null,null,null,null,null,null,null,null,null,null,null,null,null,null,null,null,null,null,null,null,21,"hydclass2",69.499664999999894,6398.2237784606496,null,null,0.64439158833026899,null,146.65768357653718]
[null,null,null,null,null,null,null,null,null,null,"NSD 3 - high",2.69,2.69,2.69,2.69,2.69,2.69,2.69,2.69,2.69,2.69,2.69,2.69,2.69,2.69,2.69,2.69,2.69,2.69,2.69,2.69,2.69,2.69,2.69,2.69,2.69,2.69,2.69,2.69,2.69,2.69,2.69,2.69,2.69,2.69,2.69,2.69,2.69,null,null,16,"hydclass4",0.727187111,5990.8608516826498,null,null,0.77269739335731868,null,115.24940220401739,null,null,null,null,null,null,null,null,null,null,null,null,null,null,null,null,null,null,null,null,96,"hydclass4",14.102571999999901,6829.94188025311,null,null,0.68495356447767297,null,147.10179236533727]
[null,null,null,null,null,null,null,null,null,null,"NSD 4 - low",2.69,2.69,2.69,2.69,2.69,2.69,2.69,2.69,2.69,2.69,2.69,2.69,2.69,2.69,2.69,2.69,2.69,2.69,2.69,2.69,2.69,2.69,2.69,2.69,2.69,2.69,2.69,2.69,2.69,2.69,2.69,2.69,2.69,2.69,2.69,2.69,2.69,null,null,78,"hydclass4",0.42815953399999901,5472.0952274294996,null,null,0.70577803174798748,null,115.46167416819175,null,null,null,null,null,null,null,null,null,null,null,null,null,null,null,null,null,null,null,null,73,"hydclass3",6.6391530000000003,5792.7779706703604,null,null,0.58256370857995099,null,147.14703606008203]
[null,null,null,null,null,null,null,null,null,null,"NSD 4 - mid",2.69,2.69,2.69,2.69,2.69,2.69,2.69,2.69,2.69,2.69,2.69,2.69,2.69,2.69,2.69,2.69,2.69,2.69,2.69,2.69,2.69,2.69,2.69,2.69,2.69,2.69,2.69,2.69,2.69,2.69,2.69,2.69,2.69,2.69,2.69,2.69,2.69,null,null,35,"hydclass2",0.58946337899999901,5066.9317656489002,null,null,0.65337267954649481,null,115.68196562831655,null,null,null,null,null,null,null,null,null,null,null,null,null,null,null,null,null,null,null,null,95,"hydclass4",10.6073269999999,6789.2972852516696,null,null,0.68058106166941201,null,147.17970396965254]
[null,null,null,null,null,null,null,null,null,null,"NSD 4 - high",2.69,2.69,2.69,2.69,2.69,2.69,2.69,2.69,2.69,2.69,2.69,2.69,2.69,2.69,2.69,2.69,2.69,2.69,2.69,2.69,2.69,2.69,2.69,2.69,2.69,2.69,2.69,2.69,2.69,2.69,2.69,2.69,2.69,2.69,2.69,2.69,2.69,null,null,76,"hydclass4",1.703657105,5661.2572782135503,null,null,0.72791414486721684,null,115.73045667328753,null,null,null,null,null,null,null,null,null,null,null,null,null,null,null,null,null,null,null,null,42,"hydclass5",8.6648969999999892,6225.0694136396696,null,null,0.62416012461769299,null,147.37625917535371]
[null,null,null,null,null,null,null,null,null,null,"NSD 5 - low",2.69,2.69,2.69,2.69,2.69,2.69,2.69,2.69,2.69,2.69,2.69,2.69,2.69,2.69,2.69,2.69,2.69,2.69,2.69,2.69,2.69,2.69,2.69,2.69,2.69,2.69,2.69,2.69,2.69,2.69,2.69,2.69,2.69,2.69,2.69,2.69,2.69,null,null,111,"hydclass4",4.1949844399999998,4875.28126574009,null,null,0.62742582663915447,null,116.00773403428839,null,null,null,null,null,null,null,null,null,null,null,null,null,null,null,null,null,null,null,null,64,"hydclass3",14.0523749999999,5599.31006420837,null,null,0.56204424264899,null,147.52232182179262]
[null,null,null,null,null,null,null,null,null,null,"NSD 5 - mid",2.69,2.69,2.69,2.69,2.69,2.69,2.69,2.69,2.69,2.69,2.69,2.69,2.69,2.69,2.69,2.69,2.69,2.69,2.69,2.69,2.69,2.69,2.69,2.69,2.69,2.69,2.69,2.69,2.69,2.69,2.69,2.69,2.69,2.69,2.69,2.69,2.69,null,null,102,"hydclass3",3.17598154299999,4050.12920486848,null,null,0.52220258027005428,null,116.35409121853071,null,null,null,null,null,null,null,null,null,null,null,null,null,null,null,null,null,null,null,null,98,"hydclass2",18.3073189999999,6245.0275800546597,null,null,0.62441218972617996,null,147.77272096222956]
[null,null,null,null,null,null,null,null,null,null,"NSD 5 - high",2.69,2.69,2.69,2.69,2.69,2.69,2.69,2.69,2.69,2.69,2.69,2.69,2.69,2.69,2.69,2.69,2.69,2.69,2.69,2.69,2.69,2.69,2.69,2.69,2.69,2.69,2.69,2.69,2.69,2.69,2.69,2.69,2.69,2.69,2.69,2.69,2.69,null,null,118,"hydclass2",1.50451334299999,4716.7091138534297,null,null,0.6053311017282782,null,116.4158971457399,null,null,null,null,null,null,null,null,null,null,null,null,null,null,null,null,null,null,null,null,66,"hydclass3",5.7331699999999897,5352.4394176666601,null,null,0.53650954561730801,null,147.86717617829206]
[null,null,null,null,null,null,null,null,null,null,null,null,null,null,null,null,null,null,null,null,null,null,null,null,null,null,null,null,null,null,null,null,null,null,null,null,null,null,null,null,null,null,null,null,null,null,null,null,null,null,45,"hydclass3",1.0841268959999899,4180.1662859906201,null,null,0.53726844626051562,null,116.61116563035476,null,null,null,null,null,null,null,null,null,null,null,null,null,null,null,null,null,null,null,null,55,"hydclass3",5.0635079999999997,6167.5384019862004,null,null,0.61539524870794804,null,148.10656971719197]
[null,null,null,null,null,null,null,null,null,null,null,null,null,null,null,null,null,null,null,null,null,null,null,null,null,null,null,null,null,null,null,null,null,null,null,null,null,null,null,null,null,null,null,null,null,null,null,null,null,null,112,"hydclass5",34.9126704009999,4806.5591483814096,null,null,0.61378431958683977,null,116.93287311963957,null,null,null,null,null,null,null,null,null,null,null,null,null,null,null,null,null,null,null,null,1,"hydclass2",209.05131399999999,6774.7918574537698,null,null,0.67407538773467301,null,148.26797280835245]
[null,null,null,null,null,null,null,null,null,null,null,{"$f":"L166","v":2014},2015,2016,2017,2018,2019,2020,2021,2022,2023,2024,2025,2026,2027,2028,2029,2030,2031,2032,2033,2034,2035,2036,2037,2038,2039,2040,2041,2042,2043,2044,2045,2046,2047,2048,2049,2050,null,null,84,"hydclass3",0.81566368,4910.3610564522596,null,null,0.62537762891732096,null,117.17713922872922,null,null,null,null,null,null,null,null,null,null,null,null,null,null,null,null,null,null,null,null,92,"hydclass4",106.044951999999,6573.9287655606004,null,null,0.65411884864708303,null,148.33942331671648]
[null,null,null,null,null,null,null,"Finance",null,"Weighted Average Cost of Capital (WACC) (Nominal) (%)","NPD 1 - low",{"$f":"$S$41","v":8.8999999999999996E-2},{"$f":"$S$41","v":8.8999999999999996E-2},8.8999999999999996E-2,8.8999999999999996E-2,8.8999999999999996E-2,8.8999999999999996E-2,8.8999999999999996E-2,8.8999999999999996E-2,8.8999999999999996E-2,8.8999999999999996E-2,8.8999999999999996E-2,8.8999999999999996E-2,8.8999999999999996E-2,8.8999999999999996E-2,8.8999999999999996E-2,8.8999999999999996E-2,8.8999999999999996E-2,8.8999999999999996E-2,8.8999999999999996E-2,8.8999999999999996E-2,8.8999999999999996E-2,8.8999999999999996E-2,8.8999999999999996E-2,8.8999999999999996E-2,8.8999999999999996E-2,8.8999999999999996E-2,8.8999999999999996E-2,8.8999999999999996E-2,8.8999999999999996E-2,8.8999999999999996E-2,8.8999999999999996E-2,8.8999999999999996E-2,8.8999999999999996E-2,8.8999999999999996E-2,8.8999999999999996E-2,8.8999999999999996E-2,8.8999999999999996E-2,null,null,25,"hydclass4",2.0292324509999902,5431.6062514146297,null,null,0.68819857788879357,null,117.50507167904985,null,null,null,null,null,null,null,null,null,null,null,null,null,null,null,null,null,null,null,null,107,"hydclass5",56.971015000000001,6132.0701713978597,null,null,0.61013682657938595,null,148.5325578910107]
[null,null,null,null,null,null,null,null,null,null,"NPD 1 - mid",{"$f":"$S$41","v":8.8999999999999996E-2},8.8999999999999996E-2,8.8999999999999996E-2,8.8999999999999996E-2,8.8999999999999996E-2,8.8999999999999996E-2,8.8999999999999996E-2,8.8999999999999996E-2,8.8999999999999996E-2,8.8999999999999996E-2,8.8999999999999996E-2,8.8999999999999996E-2,8.8999999999999996E-2,8.8999999999999996E-2,8.8999999999999996E-2,8.8999999999999996E-2,8.8999999999999996E-2,8.8999999999999996E-2,8.8999999999999996E-2,8.8999999999999996E-2,8.8999999999999996E-2,8.8999999999999996E-2,8.8999999999999996E-2,8.8999999999999996E-2,8.8999999999999996E-2,8.8999999999999996E-2,8.8999999999999996E-2,8.8999999999999996E-2,8.8999999999999996E-2,8.8999999999999996E-2,8.8999999999999996E-2,8.8999999999999996E-2,8.8999999999999996E-2,8.8999999999999996E-2,8.8999999999999996E-2,8.8999999999999996E-2,8.8999999999999996E-2,null,null,130,"hydclass4",8.05213556,5157.1318845318001,null,null,0.65165623233594816,null,117.9494009333704,null,null,null,null,null,null,null,null,null,null,null,null,null,null,null,null,null,null,null,null,134,"hydclass4",129.220876,6714.7690809261203,null,null,0.66662850902792203,null,148.612862906902]
[null,null,null,null,null,null,null,null,null,null,"NPD 1 - high",{"$f":"$S$41","v":8.8999999999999996E-2},8.8999999999999996E-2,8.8999999999999996E-2,8.8999999999999996E-2,8.8999999999999996E-2,8.8999999999999996E-2,8.8999999999999996E-2,8.8999999999999996E-2,8.8999999999999996E-2,8.8999999999999996E-2,8.8999999999999996E-2,8.8999999999999996E-2,8.8999999999999996E-2,8.8999999999999996E-2,8.8999999999999996E-2,8.8999999999999996E-2,8.8999999999999996E-2,8.8999999999999996E-2,8.8999999999999996E-2,8.8999999999999996E-2,8.8999999999999996E-2,8.8999999999999996E-2,8.8999999999999996E-2,8.8999999999999996E-2,8.8999999999999996E-2,8.8999999999999996E-2,8.8999999999999996E-2,8.8999999999999996E-2,8.8999999999999996E-2,8.8999999999999996E-2,8.8999999999999996E-2,8.8999999999999996E-2,8.8999999999999996E-2,8.8999999999999996E-2,8.8999999999999996E-2,8.8999999999999996E-2,8.8999999999999996E-2,null,null,8,"hydclass4",0.72481918199999895,6018.9175162684896,null,null,0.75794656089785339,null,117.96677195052962,null,null,null,null,null,null,null,null,null,null,null,null,null,null,null,null,null,null,null,null,73,"hydclass4",5.79078599999999,5863.1996484257297,null,null,0.58256370857995099,null,148.86732062437167]
[null,null,null,null,null,null,null,null,null,null,"NPD 2 - low",8.8999999999999996E-2,8.8999999999999996E-2,8.8999999999999996E-2,8.8999999999999996E-2,8.8999999999999996E-2,8.8999999999999996E-2,8.8999999999999996E-2,8.8999999999999996E-2,8.8999999999999996E-2,8.8999999999999996E-2,8.8999999999999996E-2,8.8999999999999996E-2,8.8999999999999996E-2,8.8999999999999996E-2,8.8999999999999996E-2,8.8999999999999996E-2,8.8999999999999996E-2,8.8999999999999996E-2,8.8999999999999996E-2,8.8999999999999996E-2,8.8999999999999996E-2,8.8999999999999996E-2,8.8999999999999996E-2,8.8999999999999996E-2,8.8999999999999996E-2,8.8999999999999996E-2,8.8999999999999996E-2,8.8999999999999996E-2,8.8999999999999996E-2,8.8999999999999996E-2,8.8999999999999996E-2,8.8999999999999996E-2,8.8999999999999996E-2,8.8999999999999996E-2,8.8999999999999996E-2,8.8999999999999996E-2,8.8999999999999996E-2,null,null,95,"hydclass4",3.7383063479999898,5513.5291583764701,null,null,0.69248088648739026,null,{"$f":" (($S$48 * $S$46 * $S$44 * (BB390 * 1 + $L$104) +$L$69) * 1000 / (BE390 * 8760)) + $L$80 + 0","v":118.47863863402746},null,null,null,null,null,null,null,null,null,null,null,null,null,null,null,null,null,null,null,null,8,"hydclass2",15.398914999999899,7281.9443425008503,null,null,0.71994969535013398,null,{"$f":" (($S$48 * $S$46 * $S$44 * (CE390 * 1 + $L$104) +$L$69) * 1000 / (CH390 * 8760)) + $L$80 + 0","v":149.01667848451757}]
[null,null,null,null,null,null,null,null,null,null,"NPD 2 - mid",8.8999999999999996E-2,8.8999999999999996E-2,8.8999999999999996E-2,8.8999999999999996E-2,8.8999999999999996E-2,8.8999999999999996E-2,8.8999999999999996E-2,8.8999999999999996E-2,8.8999999999999996E-2,8.8999999999999996E-2,8.8999999999999996E-2,8.8999999999999996E-2,8.8999999999999996E-2,8.8999999999999996E-2,8.8999999999999996E-2,8.8999999999999996E-2,8.8999999999999996E-2,8.8999999999999996E-2,8.8999999999999996E-2,8.8999999999999996E-2,8.8999999999999996E-2,8.8999999999999996E-2,8.8999999999999996E-2,8.8999999999999996E-2,8.8999999999999996E-2,8.8999999999999996E-2,8.8999999999999996E-2,8.8999999999999996E-2,8.8999999999999996E-2,8.8999999999999996E-2,8.8999999999999996E-2,8.8999999999999996E-2,8.8999999999999996E-2,8.8999999999999996E-2,8.8999999999999996E-2,8.8999999999999996E-2,8.8999999999999996E-2,null,null,79,"hydclass3",1.01205925399999,5301.4489863864101,null,null,0.66183582178430611,null,119.27977986545373,null,null,null,null,null,null,null,null,null,null,null,null,null,null,null,null,null,null,null,null,69,"hydclass4",1.40514099999999,5992.64921468787,null,null,0.59433980261885699,null,149.07058330390751]
[null,null,null,null,null,null,null,null,null,null,"NPD 2 - high",8.8999999999999996E-2,8.8999999999999996E-2,8.8999999999999996E-2,8.8999999999999996E-2,8.8999999999999996E-2,8.8999999999999996E-2,8.8999999999999996E-2,8.8999999999999996E-2,8.8999999999999996E-2,8.8999999999999996E-2,8.8999999999999996E-2,8.8999999999999996E-2,8.8999999999999996E-2,8.8999999999999996E-2,8.8999999999999996E-2,8.8999999999999996E-2,8.8999999999999996E-2,8.8999999999999996E-2,8.8999999999999996E-2,8.8999999999999996E-2,8.8999999999999996E-2,8.8999999999999996E-2,8.8999999999999996E-2,8.8999999999999996E-2,8.8999999999999996E-2,8.8999999999999996E-2,8.8999999999999996E-2,8.8999999999999996E-2,8.8999999999999996E-2,8.8999999999999996E-2,8.8999999999999996E-2,8.8999999999999996E-2,8.8999999999999996E-2,8.8999999999999996E-2,8.8999999999999996E-2,8.8999999999999996E-2,8.8999999999999996E-2,null,null,2,"hydclass4",1.611746246,5327.48873366322,null,null,0.6626206134937791,null,119.70094786737063,null,null,null,null,null,null,null,null,null,null,null,null,null,null,null,null,null,null,null,null,121,"hydclass4",8.1163460000000001,6138.3124529228598,null,null,0.60762471749589897,null,149.28171556186277]
[null,null,null,null,null,null,null,null,null,null,"NPD 3 - low",8.8999999999999996E-2,8.8999999999999996E-2,8.8999999999999996E-2,8.8999999999999996E-2,8.8999999999999996E-2,8.8999999999999996E-2,8.8999999999999996E-2,8.8999999999999996E-2,8.8999999999999996E-2,8.8999999999999996E-2,8.8999999999999996E-2,8.8999999999999996E-2,8.8999999999999996E-2,8.8999999999999996E-2,8.8999999999999996E-2,8.8999999999999996E-2,8.8999999999999996E-2,8.8999999999999996E-2,{"$f":"$S$41","v":8.8999999999999996E-2},8.8999999999999996E-2,8.8999999999999996E-2,8.8999999999999996E-2,8.8999999999999996E-2,8.8999999999999996E-2,8.8999999999999996E-2,8.8999999999999996E-2,8.8999999999999996E-2,8.8999999999999996E-2,8.8999999999999996E-2,8.8999999999999996E-2,8.8999999999999996E-2,8.8999999999999996E-2,8.8999999999999996E-2,8.8999999999999996E-2,8.8999999999999996E-2,8.8999999999999996E-2,8.8999999999999996E-2,null,null,77,"hydclass3",0.81989409099999999,5713.16522873128,null,null,0.70933210430321458,null,119.73313421309977,null,null,null,null,null,null,null,null,null,null,null,null,null,null,null,null,null,null,null,null,117,"hydclass4",23.195923000000001,5941.2013066724903,null,null,0.58802712245817701,null,149.39692091640808]
[null,null,null,null,null,null,null,null,null,null,"NPD 3 - mid",8.8999999999999996E-2,8.8999999999999996E-2,8.8999999999999996E-2,8.8999999999999996E-2,8.8999999999999996E-2,8.8999999999999996E-2,8.8999999999999996E-2,8.8999999999999996E-2,8.8999999999999996E-2,8.8999999999999996E-2,8.8999999999999996E-2,8.8999999999999996E-2,8.8999999999999996E-2,8.8999999999999996E-2,8.8999999999999996E-2,8.8999999999999996E-2,8.8999999999999996E-2,8.8999999999999996E-2,8.8999999999999996E-2,8.8999999999999996E-2,8.8999999999999996E-2,8.8999999999999996E-2,8.8999999999999996E-2,8.8999999999999996E-2,8.8999999999999996E-2,8.8999999999999996E-2,8.8999999999999996E-2,8.8999999999999996E-2,8.8999999999999996E-2,8.8999999999999996E-2,8.8999999999999996E-2,8.8999999999999996E-2,8.8999999999999996E-2,8.8999999999999996E-2,8.8999999999999996E-2,8.8999999999999996E-2,8.8999999999999996E-2,null,null,31,"hydclass5",5.2803685529999997,5328.7293065940503,null,null,0.6624239572374061,null,119.76233696185587,null,null,null,null,null,null,null,null,null,null,null,null,null,null,null,null,null,null,null,null,34,"hydclass4",171.045007999999,7206.2207452216699,null,null,0.710352399997213,null,149.47660941929945]
[null,null,null,null,null,null,null,null,null,null,"NPD 3 - high",8.8999999999999996E-2,8.8999999999999996E-2,8.8999999999999996E-2,8.8999999999999996E-2,8.8999999999999996E-2,8.8999999999999996E-2,8.8999999999999996E-2,8.8999999999999996E-2,8.8999999999999996E-2,8.8999999999999996E-2,8.8999999999999996E-2,8.8999999999999996E-2,8.8999999999999996E-2,8.8999999999999996E-2,8.8999999999999996E-2,8.8999999999999996E-2,8.8999999999999996E-2,8.8999999999999996E-2,8.8999999999999996E-2,8.8999999999999996E-2,8.8999999999999996E-2,8.8999999999999996E-2,8.8999999999999996E-2,8.8999999999999996E-2,8.8999999999999996E-2,8.8999999999999996E-2,8.8999999999999996E-2,8.8999999999999996E-2,8.8999999999999996E-2,8.8999999999999996E-2,8.8999999999999996E-2,8.8999999999999996E-2,8.8999999999999996E-2,8.8999999999999996E-2,8.8999999999999996E-2,8.8999999999999996E-2,8.8999999999999996E-2,null,null,90,"hydclass4",7.58579425599999,4722.9820532169397,null,null,0.58741100605384744,null,120.03729601791692,null,null,null,null,null,null,null,null,null,null,null,null,null,null,null,null,null,null,null,null,18,"hydclass4",139.40885599999899,6857.8674685313099,null,null,0.676490457762983,null,149.49588855137441]
[null,null,null,null,null,null,null,null,null,null,"NPD 4 - low",8.8999999999999996E-2,8.8999999999999996E-2,8.8999999999999996E-2,8.8999999999999996E-2,8.8999999999999996E-2,8.8999999999999996E-2,8.8999999999999996E-2,8.8999999999999996E-2,8.8999999999999996E-2,8.8999999999999996E-2,8.8999999999999996E-2,8.8999999999999996E-2,8.8999999999999996E-2,8.8999999999999996E-2,8.8999999999999996E-2,8.8999999999999996E-2,8.8999999999999996E-2,8.8999999999999996E-2,8.8999999999999996E-2,8.8999999999999996E-2,8.8999999999999996E-2,8.8999999999999996E-2,8.8999999999999996E-2,8.8999999999999996E-2,8.8999999999999996E-2,8.8999999999999996E-2,8.8999999999999996E-2,8.8999999999999996E-2,8.8999999999999996E-2,8.8999999999999996E-2,8.8999999999999996E-2,8.8999999999999996E-2,8.8999999999999996E-2,8.8999999999999996E-2,8.8999999999999996E-2,8.8999999999999996E-2,8.8999999999999996E-2,null,null,99,"hydclass3",6.3225068579999997,4958.0998631370603,null,null,0.60996195317267932,null,121.18439014586701,null,null,null,null,null,null,null,null,null,null,null,null,null,null,null,null,null,null,null,null,46,"hydclass4",13.988986000000001,7039.7354153955403,null,null,0.69408612135666903,null,149.50313151435194]
[null,null,null,null,null,null,null,null,null,null,"NPD 4 - mid",8.8999999999999996E-2,8.8999999999999996E-2,8.8999999999999996E-2,8.8999999999999996E-2,8.8999999999999996E-2,8.8999999999999996E-2,8.8999999999999996E-2,8.8999999999999996E-2,8.8999999999999996E-2,8.8999999999999996E-2,8.8999999999999996E-2,8.8999999999999996E-2,8.8999999999999996E-2,8.8999999999999996E-2,8.8999999999999996E-2,8.8999999999999996E-2,8.8999999999999996E-2,8.8999999999999996E-2,8.8999999999999996E-2,8.8999999999999996E-2,8.8999999999999996E-2,8.8999999999999996E-2,8.8999999999999996E-2,8.8999999999999996E-2,8.8999999999999996E-2,8.8999999999999996E-2,8.8999999999999996E-2,8.8999999999999996E-2,8.8999999999999996E-2,8.8999999999999996E-2,8.8999999999999996E-2,8.8999999999999996E-2,8.8999999999999996E-2,8.8999999999999996E-2,8.8999999999999996E-2,8.8999999999999996E-2,8.8999999999999996E-2,null,null,26,"hydclass4",0.670197138999999,5725.4273830417396,null,null,0.69826963335449199,null,121.83732104335583,null,null,null,null,null,null,null,null,null,null,null,null,null,null,null,null,null,null,null,null,15,"hydclass4",422.999639,6808.6629495341103,null,null,0.67129636431752704,null,149.58868047021613]
[null,null,null,null,null,null,null,null,null,null,"NPD 4 - high",8.8999999999999996E-2,8.8999999999999996E-2,8.8999999999999996E-2,8.8999999999999996E-2,8.8999999999999996E-2,8.8999999999999996E-2,8.8999999999999996E-2,8.8999999999999996E-2,8.8999999999999996E-2,8.8999999999999996E-2,8.8999999999999996E-2,8.8999999999999996E-2,8.8999999999999996E-2,8.8999999999999996E-2,8.8999999999999996E-2,8.8999999999999996E-2,8.8999999999999996E-2,8.8999999999999996E-2,8.8999999999999996E-2,8.8999999999999996E-2,8.8999999999999996E-2,8.8999999999999996E-2,8.8999999999999996E-2,8.8999999999999996E-2,8.8999999999999996E-2,8.8999999999999996E-2,8.8999999999999996E-2,8.8999999999999996E-2,8.8999999999999996E-2,8.8999999999999996E-2,8.8999999999999996E-2,8.8999999999999996E-2,8.8999999999999996E-2,8.8999999999999996E-2,8.8999999999999996E-2,8.8999999999999996E-2,8.8999999999999996E-2,null,null,94,"hydclass4",25.677106861999899,5623.1271596763099,null,null,0.6844703016323318,null,122.11244247603973,null,null,null,null,null,null,null,null,null,null,null,null,null,null,null,null,null,null,null,null,56,"hydclass3",3.8945639999999901,6090.4706062189098,null,null,0.60116288479552105,null,149.72487464226177]
[null,null,null,null,null,null,null,null,null,null,"NPD 5 - low",8.8999999999999996E-2,8.8999999999999996E-2,8.8999999999999996E-2,8.8999999999999996E-2,8.8999999999999996E-2,8.8999999999999996E-2,8.8999999999999996E-2,8.8999999999999996E-2,8.8999999999999996E-2,8.8999999999999996E-2,8.8999999999999996E-2,8.8999999999999996E-2,8.8999999999999996E-2,8.8999999999999996E-2,8.8999999999999996E-2,8.8999999999999996E-2,8.8999999999999996E-2,8.8999999999999996E-2,{"$f":"$S$41","v":8.8999999999999996E-2},8.8999999999999996E-2,8.8999999999999996E-2,8.8999999999999996E-2,8.8999999999999996E-2,8.8999999999999996E-2,8.8999999999999996E-2,8.8999999999999996E-2,8.8999999999999996E-2,8.8999999999999996E-2,8.8999999999999996E-2,8.8999999999999996E-2,8.8999999999999996E-2,8.8999999999999996E-2,8.8999999999999996E-2,8.8999999999999996E-2,8.8999999999999996E-2,8.8999999999999996E-2,8.8999999999999996E-2,null,null,128,"hydclass1",0.12695613,6502.9792927828603,null,null,0.78910943658321953,null,122.14408618381147,null,null,null,null,null,null,null,null,null,null,null,null,null,null,null,null,null,null,null,null,83,"hydclass4",3.339038,6016.8893616647101,null,null,0.59382606659652304,null,149.77813736541069]
[null,null,null,null,null,null,null,null,null,null,"NPD 5 - mid",8.8999999999999996E-2,8.8999999999999996E-2,8.8999999999999996E-2,8.8999999999999996E-2,8.8999999999999996E-2,8.8999999999999996E-2,8.8999999999999996E-2,8.8999999999999996E-2,8.8999999999999996E-2,8.8999999999999996E-2,8.8999999999999996E-2,8.8999999999999996E-2,8.8999999999999996E-2,8.8999999999999996E-2,8.8999999999999996E-2,8.8999999999999996E-2,8.8999999999999996E-2,8.8999999999999996E-2,8.8999999999999996E-2,8.8999999999999996E-2,8.8999999999999996E-2,8.8999999999999996E-2,8.8999999999999996E-2,8.8999999999999996E-2,8.8999999999999996E-2,8.8999999999999996E-2,8.8999999999999996E-2,8.8999999999999996E-2,8.8999999999999996E-2,8.8999999999999996E-2,8.8999999999999996E-2,8.8999999999999996E-2,8.8999999999999996E-2,8.8999999999999996E-2,8.8999999999999996E-2,8.8999999999999996E-2,8.8999999999999996E-2,null,null,42,"hydclass3",0.99975236999999995,4774.1078974168804,null,null,0.58178177965366151,null,122.42332746756358,null,null,null,null,null,null,null,null,null,null,null,null,null,null,null,null,null,null,null,null,97,"hydclass4",60.223228999999897,7051.6219116766397,null,null,0.69228500613722199,null,150.12944126110281]
[null,null,null,null,null,null,null,null,null,null,"NPD 5 - high",8.8999999999999996E-2,8.8999999999999996E-2,8.8999999999999996E-2,8.8999999999999996E-2,8.8999999999999996E-2,8.8999999999999996E-2,8.8999999999999996E-2,8.8999999999999996E-2,8.8999999999999996E-2,8.8999999999999996E-2,8.8999999999999996E-2,8.8999999999999996E-2,8.8999999999999996E-2,8.8999999999999996E-2,8.8999999999999996E-2,8.8999999999999996E-2,8.8999999999999996E-2,8.8999999999999996E-2,8.8999999999999996E-2,8.8999999999999996E-2,8.8999999999999996E-2,{"$f":"$S$41","v":8.8999999999999996E-2},8.8999999999999996E-2,8.8999999999999996E-2,8.8999999999999996E-2,8.8999999999999996E-2,8.8999999999999996E-2,8.8999999999999996E-2,8.8999999999999996E-2,8.8999999999999996E-2,8.8999999999999996E-2,8.8999999999999996E-2,8.8999999999999996E-2,8.8999999999999996E-2,8.8999999999999996E-2,8.8999999999999996E-2,8.8999999999999996E-2,null,null,38,"hydclass2",2.3106488419999902,4318.2564925831703,null,null,0.52663516893288254,null,122.64290450689904,null,null,null,null,null,null,null,null,null,null,null,null,null,null,null,null,null,null,null,null,57,"hydclass2",4.5572999999999899,5333.0447196963996,null,null,0.526037348897474,null,150.2326294598777]
[null,null,null,null,null,null,null,null,null,null,"NSD 1 - low",8.8999999999999996E-2,8.8999999999999996E-2,8.8999999999999996E-2,8.8999999999999996E-2,8.8999999999999996E-2,8.8999999999999996E-2,8.8999999999999996E-2,8.8999999999999996E-2,8.8999999999999996E-2,8.8999999999999996E-2,8.8999999999999996E-2,8.8999999999999996E-2,8.8999999999999996E-2,8.8999999999999996E-2,8.8999999999999996E-2,8.8999999999999996E-2,8.8999999999999996E-2,8.8999999999999996E-2,8.8999999999999996E-2,8.8999999999999996E-2,8.8999999999999996E-2,8.8999999999999996E-2,8.8999999999999996E-2,8.8999999999999996E-2,8.8999999999999996E-2,8.8999999999999996E-2,8.8999999999999996E-2,8.8999999999999996E-2,8.8999999999999996E-2,8.8999999999999996E-2,8.8999999999999996E-2,8.8999999999999996E-2,8.8999999999999996E-2,8.8999999999999996E-2,8.8999999999999996E-2,8.8999999999999996E-2,8.8999999999999996E-2,null,null,1,"hydclass5",6.2428421679999904,5893.8153111751399,null,null,0.71361850400965132,null,122.63265138531062,null,null,null,null,null,null,null,null,null,null,null,null,null,null,null,null,null,null,null,null,87,"hydclass4",29.7421889999999,6919.5578571773003,null,null,0.67682282940984795,null,150.7209147715111]
[null,null,null,null,null,null,null,null,null,null,"NSD 1 - mid",8.8999999999999996E-2,8.8999999999999996E-2,8.8999999999999996E-2,8.8999999999999996E-2,8.8999999999999996E-2,8.8999999999999996E-2,8.8999999999999996E-2,8.8999999999999996E-2,8.8999999999999996E-2,8.8999999999999996E-2,8.8999999999999996E-2,8.8999999999999996E-2,8.8999999999999996E-2,8.8999999999999996E-2,8.8999999999999996E-2,8.8999999999999996E-2,8.8999999999999996E-2,8.8999999999999996E-2,8.8999999999999996E-2,8.8999999999999996E-2,8.8999999999999996E-2,8.8999999999999996E-2,8.8999999999999996E-2,8.8999999999999996E-2,8.8999999999999996E-2,8.8999999999999996E-2,8.8999999999999996E-2,8.8999999999999996E-2,8.8999999999999996E-2,8.8999999999999996E-2,8.8999999999999996E-2,8.8999999999999996E-2,8.8999999999999996E-2,8.8999999999999996E-2,8.8999999999999996E-2,8.8999999999999996E-2,8.8999999999999996E-2,null,null,21,"hydclass4",0.96577211900000004,5284.8309946129702,null,null,0.64004321775602768,null,122.88001052045479,null,null,null,null,null,null,null,null,null,null,null,null,null,null,null,null,null,null,null,null,10,"hydclass5",25.603484000000002,7349.4713076332,null,null,0.71758536849510801,null,150.83798737662653]
[null,null,null,null,null,null,null,null,null,null,"NSD 1 - high",8.8999999999999996E-2,8.8999999999999996E-2,8.8999999999999996E-2,8.8999999999999996E-2,8.8999999999999996E-2,8.8999999999999996E-2,8.8999999999999996E-2,8.8999999999999996E-2,8.8999999999999996E-2,8.8999999999999996E-2,8.8999999999999996E-2,8.8999999999999996E-2,8.8999999999999996E-2,8.8999999999999996E-2,8.8999999999999996E-2,8.8999999999999996E-2,8.8999999999999996E-2,8.8999999999999996E-2,8.8999999999999996E-2,8.8999999999999996E-2,8.8999999999999996E-2,8.8999999999999996E-2,8.8999999999999996E-2,8.8999999999999996E-2,8.8999999999999996E-2,8.8999999999999996E-2,8.8999999999999996E-2,8.8999999999999996E-2,8.8999999999999996E-2,8.8999999999999996E-2,8.8999999999999996E-2,8.8999999999999996E-2,8.8999999999999996E-2,8.8999999999999996E-2,8.8999999999999996E-2,8.8999999999999996E-2,8.8999999999999996E-2,null,null,48,"hydclass2",1.313273358,4346.3774019405,null,null,0.52739082263983272,null,123.22984605305575,null,null,null,null,null,null,null,null,null,null,null,null,null,null,null,null,null,null,null,null,113,"hydclass3",3.24638299999999,6201.4765817041498,null,null,0.60704405307769504,null,150.90270716007177]
[null,null,null,null,null,null,null,null,null,null,"NSD 2 - low",8.8999999999999996E-2,8.8999999999999996E-2,8.8999999999999996E-2,8.8999999999999996E-2,8.8999999999999996E-2,8.8999999999999996E-2,8.8999999999999996E-2,8.8999999999999996E-2,8.8999999999999996E-2,8.8999999999999996E-2,8.8999999999999996E-2,8.8999999999999996E-2,8.8999999999999996E-2,8.8999999999999996E-2,8.8999999999999996E-2,8.8999999999999996E-2,8.8999999999999996E-2,8.8999999999999996E-2,8.8999999999999996E-2,8.8999999999999996E-2,8.8999999999999996E-2,8.8999999999999996E-2,8.8999999999999996E-2,8.8999999999999996E-2,8.8999999999999996E-2,8.8999999999999996E-2,8.8999999999999996E-2,8.8999999999999996E-2,8.8999999999999996E-2,8.8999999999999996E-2,8.8999999999999996E-2,8.8999999999999996E-2,8.8999999999999996E-2,8.8999999999999996E-2,8.8999999999999996E-2,8.8999999999999996E-2,8.8999999999999996E-2,null,null,36,"hydclass1",0.58147162099999905,4756.06710948618,null,null,0.57552966584260667,null,123.27792597745922,null,null,null,null,null,null,null,null,null,null,null,null,null,null,null,null,null,null,null,null,40,"hydclass5",87.297235000000001,7279.2970631543303,null,null,0.70989436718244903,null,151.03625947868755]
[null,null,null,null,null,null,null,null,null,null,"NSD 2 - mid",8.8999999999999996E-2,8.8999999999999996E-2,8.8999999999999996E-2,8.8999999999999996E-2,8.8999999999999996E-2,8.8999999999999996E-2,8.8999999999999996E-2,8.8999999999999996E-2,8.8999999999999996E-2,8.8999999999999996E-2,8.8999999999999996E-2,8.8999999999999996E-2,8.8999999999999996E-2,8.8999999999999996E-2,8.8999999999999996E-2,8.8999999999999996E-2,8.8999999999999996E-2,8.8999999999999996E-2,8.8999999999999996E-2,8.8999999999999996E-2,8.8999999999999996E-2,8.8999999999999996E-2,8.8999999999999996E-2,8.8999999999999996E-2,8.8999999999999996E-2,8.8999999999999996E-2,8.8999999999999996E-2,8.8999999999999996E-2,8.8999999999999996E-2,8.8999999999999996E-2,8.8999999999999996E-2,8.8999999999999996E-2,8.8999999999999996E-2,8.8999999999999996E-2,8.8999999999999996E-2,8.8999999999999996E-2,8.8999999999999996E-2,null,null,15,"hydclass2",0.82667989600000003,5328.3443760957498,null,null,0.64302037030127879,null,123.28655703702418,null,null,null,null,null,null,null,null,null,null,null,null,null,null,null,null,null,null,null,null,90,"hydclass2",10.061063000000001,6447.5541257421601,null,null,0.62795100500642498,null,151.5449056198463]
[null,null,null,null,null,null,null,null,null,null,"NSD 2 - high",8.8999999999999996E-2,8.8999999999999996E-2,8.8999999999999996E-2,8.8999999999999996E-2,8.8999999999999996E-2,8.8999999999999996E-2,8.8999999999999996E-2,8.8999999999999996E-2,8.8999999999999996E-2,8.8999999999999996E-2,8.8999999999999996E-2,8.8999999999999996E-2,8.8999999999999996E-2,8.8999999999999996E-2,8.8999999999999996E-2,8.8999999999999996E-2,8.8999999999999996E-2,8.8999999999999996E-2,8.8999999999999996E-2,8.8999999999999996E-2,8.8999999999999996E-2,8.8999999999999996E-2,8.8999999999999996E-2,8.8999999999999996E-2,8.8999999999999996E-2,8.8999999999999996E-2,8.8999999999999996E-2,8.8999999999999996E-2,8.8999999999999996E-2,8.8999999999999996E-2,8.8999999999999996E-2,8.8999999999999996E-2,8.8999999999999996E-2,8.8999999999999996E-2,8.8999999999999996E-2,8.8999999999999996E-2,8.8999999999999996E-2,null,null,92,"hydclass4",5.8520006819999999,5049.4750702306201,null,null,0.60998143621806589,null,123.31241839365286,null,null,null,null,null,null,null,null,null,null,null,null,null,null,null,null,null,null,null,null,64,"hydclass4",13.527520000000001,5759.8888248339699,null,null,0.56204424264899,null,151.58820549730791]
[null,null,null,null,null,null,null,null,null,null,"NSD 3 - low",8.8999999999999996E-2,{"$f":"$S$41","v":8.8999999999999996E-2},8.8999999999999996E-2,8.8999999999999996E-2,8.8999999999999996E-2,8.8999999999999996E-2,8.8999999999999996E-2,8.8999999999999996E-2,8.8999999999999996E-2,8.8999999999999996E-2,8.8999999999999996E-2,8.8999999999999996E-2,8.8999999999999996E-2,8.8999999999999996E-2,8.8999999999999996E-2,8.8999999999999996E-2,8.8999999999999996E-2,8.8999999999999996E-2,8.8999999999999996E-2,8.8999999999999996E-2,8.8999999999999996E-2,8.8999999999999996E-2,8.8999999999999996E-2,8.8999999999999996E-2,8.8999999999999996E-2,8.8999999999999996E-2,8.8999999999999996E-2,8.8999999999999996E-2,8.8999999999999996E-2,8.8999999999999996E-2,8.8999999999999996E-2,8.8999999999999996E-2,8.8999999999999996E-2,8.8999999999999996E-2,8.8999999999999996E-2,8.8999999999999996E-2,8.8999999999999996E-2,null,null,104,"hydclass4",0.32300187800000002,6187.1910126653902,null,null,0.74418046693588291,null,123.31711616721094,null,null,null,null,null,null,null,null,null,null,null,null,null,null,null,null,null,null,null,null,25,"hydclass4",77.486797999999894,7091.16903420569,null,null,0.68895717774432097,null,151.65849240959571]
[null,null,null,null,null,null,null,null,null,null,"NSD 3 - mid",8.8999999999999996E-2,8.8999999999999996E-2,8.8999999999999996E-2,8.8999999999999996E-2,8.8999999999999996E-2,8.8999999999999996E-2,8.8999999999999996E-2,8.8999999999999996E-2,8.8999999999999996E-2,8.8999999999999996E-2,8.8999999999999996E-2,8.8999999999999996E-2,8.8999999999999996E-2,8.8999999999999996E-2,8.8999999999999996E-2,8.8999999999999996E-2,8.8999999999999996E-2,8.8999999999999996E-2,8.8999999999999996E-2,8.8999999999999996E-2,8.8999999999999996E-2,8.8999999999999996E-2,8.8999999999999996E-2,8.8999999999999996E-2,8.8999999999999996E-2,8.8999999999999996E-2,8.8999999999999996E-2,8.8999999999999996E-2,8.8999999999999996E-2,8.8999999999999996E-2,8.8999999999999996E-2,8.8999999999999996E-2,8.8999999999999996E-2,8.8999999999999996E-2,8.8999999999999996E-2,8.8999999999999996E-2,8.8999999999999996E-2,null,null,74,"hydclass4",0.69817307099999903,6077.5698388625196,null,null,0.73112494883651935,null,123.33739126830733,null,null,null,null,null,null,null,null,null,null,null,null,null,null,null,null,null,null,null,null,94,"hydclass4",51.206747,6859.4790564617497,null,null,0.66632431598247999,null,151.7701325655425]
[null,null,null,null,null,null,null,null,null,null,"NSD 3 - high",8.8999999999999996E-2,8.8999999999999996E-2,8.8999999999999996E-2,8.8999999999999996E-2,8.8999999999999996E-2,8.8999999999999996E-2,8.8999999999999996E-2,8.8999999999999996E-2,8.8999999999999996E-2,8.8999999999999996E-2,8.8999999999999996E-2,8.8999999999999996E-2,8.8999999999999996E-2,8.8999999999999996E-2,8.8999999999999996E-2,8.8999999999999996E-2,8.8999999999999996E-2,8.8999999999999996E-2,8.8999999999999996E-2,8.8999999999999996E-2,8.8999999999999996E-2,8.8999999999999996E-2,8.8999999999999996E-2,8.8999999999999996E-2,8.8999999999999996E-2,8.8999999999999996E-2,8.8999999999999996E-2,8.8999999999999996E-2,8.8999999999999996E-2,8.8999999999999996E-2,8.8999999999999996E-2,8.8999999999999996E-2,8.8999999999999996E-2,8.8999999999999996E-2,8.8999999999999996E-2,8.8999999999999996E-2,8.8999999999999996E-2,null,null,100,"hydclass1",0.18526116200000001,5217.9157959622498,null,null,0.62956994284550449,null,123.36686443678769,null,null,null,null,null,null,null,null,null,null,null,null,null,null,null,null,null,null,null,null,106,"hydclass3",1.268818,6094.64041609171,null,null,0.588131436654453,null,153.08367855762279]
[null,null,null,null,null,null,null,null,null,null,"NSD 4 - low",8.8999999999999996E-2,8.8999999999999996E-2,8.8999999999999996E-2,8.8999999999999996E-2,8.8999999999999996E-2,8.8999999999999996E-2,8.8999999999999996E-2,8.8999999999999996E-2,8.8999999999999996E-2,8.8999999999999996E-2,8.8999999999999996E-2,8.8999999999999996E-2,8.8999999999999996E-2,8.8999999999999996E-2,{"$f":"$S$41","v":8.8999999999999996E-2},8.8999999999999996E-2,8.8999999999999996E-2,8.8999999999999996E-2,8.8999999999999996E-2,8.8999999999999996E-2,8.8999999999999996E-2,8.8999999999999996E-2,8.8999999999999996E-2,8.8999999999999996E-2,8.8999999999999996E-2,8.8999999999999996E-2,8.8999999999999996E-2,8.8999999999999996E-2,8.8999999999999996E-2,8.8999999999999996E-2,8.8999999999999996E-2,8.8999999999999996E-2,8.8999999999999996E-2,8.8999999999999996E-2,8.8999999999999996E-2,8.8999999999999996E-2,8.8999999999999996E-2,null,null,13,"hydclass2",8.6028103999999897E-2,7027.7713911724504,null,null,0.8429558508952627,null,123.37330283565845,null,null,null,null,null,null,null,null,null,null,null,null,null,null,null,null,null,null,null,null,33,"hydclass5",239.22103499999901,7373.1565800928302,null,null,0.709136833790458,null,153.07831667460584]
[null,null,null,null,null,null,null,null,null,null,"NSD 4 - mid",8.8999999999999996E-2,8.8999999999999996E-2,8.8999999999999996E-2,8.8999999999999996E-2,8.8999999999999996E-2,8.8999999999999996E-2,8.8999999999999996E-2,8.8999999999999996E-2,8.8999999999999996E-2,8.8999999999999996E-2,8.8999999999999996E-2,8.8999999999999996E-2,8.8999999999999996E-2,8.8999999999999996E-2,8.8999999999999996E-2,8.8999999999999996E-2,8.8999999999999996E-2,8.8999999999999996E-2,8.8999999999999996E-2,8.8999999999999996E-2,8.8999999999999996E-2,8.8999999999999996E-2,8.8999999999999996E-2,8.8999999999999996E-2,8.8999999999999996E-2,8.8999999999999996E-2,8.8999999999999996E-2,8.8999999999999996E-2,8.8999999999999996E-2,8.8999999999999996E-2,8.8999999999999996E-2,8.8999999999999996E-2,8.8999999999999996E-2,8.8999999999999996E-2,8.8999999999999996E-2,8.8999999999999996E-2,8.8999999999999996E-2,null,null,119,"hydclass3",0.40369074699999902,5124.4755628236999,null,null,0.61782733210421792,null,123.50817830416007,null,null,null,null,null,null,null,null,null,null,null,null,null,null,null,null,null,null,null,null,113,"hydclass4",2.9391929999999902,6297.1548743886196,null,null,0.60704405307769504,null,153.14571380038379]
[null,null,null,null,null,null,null,null,null,null,"NSD 4 - high",8.8999999999999996E-2,8.8999999999999996E-2,8.8999999999999996E-2,8.8999999999999996E-2,8.8999999999999996E-2,8.8999999999999996E-2,8.8999999999999996E-2,8.8999999999999996E-2,8.8999999999999996E-2,8.8999999999999996E-2,8.8999999999999996E-2,8.8999999999999996E-2,8.8999999999999996E-2,8.8999999999999996E-2,8.8999999999999996E-2,8.8999999999999996E-2,8.8999999999999996E-2,8.8999999999999996E-2,8.8999999999999996E-2,8.8999999999999996E-2,8.8999999999999996E-2,8.8999999999999996E-2,8.8999999999999996E-2,8.8999999999999996E-2,8.8999999999999996E-2,8.8999999999999996E-2,8.8999999999999996E-2,8.8999999999999996E-2,8.8999999999999996E-2,8.8999999999999996E-2,8.8999999999999996E-2,8.8999999999999996E-2,8.8999999999999996E-2,8.8999999999999996E-2,8.8999999999999996E-2,8.8999999999999996E-2,8.8999999999999996E-2,null,null,133,"hydclass4",2.5457970809999901,5291.7523950129998,null,null,0.63406872257097557,null,124.16784178774228,null,null,null,null,null,null,null,null,null,null,null,null,null,null,null,null,null,null,null,null,101,"hydclass1",5.3184690000000003,6564.9498906283998,null,null,0.63234768045387302,null,153.15193271398525]
[null,null,null,null,null,null,null,null,null,null,"NSD 5 - low",8.8999999999999996E-2,8.8999999999999996E-2,8.8999999999999996E-2,8.8999999999999996E-2,8.8999999999999996E-2,8.8999999999999996E-2,8.8999999999999996E-2,8.8999999999999996E-2,8.8999999999999996E-2,8.8999999999999996E-2,8.8999999999999996E-2,8.8999999999999996E-2,8.8999999999999996E-2,8.8999999999999996E-2,8.8999999999999996E-2,8.8999999999999996E-2,{"$f":"$S$41","v":8.8999999999999996E-2},8.8999999999999996E-2,8.8999999999999996E-2,8.8999999999999996E-2,8.8999999999999996E-2,8.8999999999999996E-2,8.8999999999999996E-2,8.8999999999999996E-2,8.8999999999999996E-2,8.8999999999999996E-2,8.8999999999999996E-2,{"$f":"$S$41","v":8.8999999999999996E-2},8.8999999999999996E-2,8.8999999999999996E-2,8.8999999999999996E-2,8.8999999999999996E-2,8.8999999999999996E-2,8.8999999999999996E-2,8.8999999999999996E-2,8.8999999999999996E-2,8.8999999999999996E-2,null,null,9,"hydclass5",22.856947638999898,5376.29643879173,null,null,0.6428808404293177,null,124.37421686288479,null,null,null,null,null,null,null,null,null,null,null,null,null,null,null,null,null,null,null,null,112,"hydclass5",24.6057629999999,6334.4634582996796,null,null,0.61044114524940096,null,153.17819669053111]
[null,null,null,null,null,null,null,null,null,null,"NSD 5 - mid",8.8999999999999996E-2,8.8999999999999996E-2,8.8999999999999996E-2,8.8999999999999996E-2,8.8999999999999996E-2,8.8999999999999996E-2,8.8999999999999996E-2,8.8999999999999996E-2,8.8999999999999996E-2,8.8999999999999996E-2,8.8999999999999996E-2,8.8999999999999996E-2,8.8999999999999996E-2,8.8999999999999996E-2,8.8999999999999996E-2,8.8999999999999996E-2,8.8999999999999996E-2,8.8999999999999996E-2,8.8999999999999996E-2,8.8999999999999996E-2,8.8999999999999996E-2,8.8999999999999996E-2,8.8999999999999996E-2,8.8999999999999996E-2,8.8999999999999996E-2,8.8999999999999996E-2,8.8999999999999996E-2,8.8999999999999996E-2,8.8999999999999996E-2,8.8999999999999996E-2,8.8999999999999996E-2,8.8999999999999996E-2,8.8999999999999996E-2,8.8999999999999996E-2,8.8999999999999996E-2,8.8999999999999996E-2,8.8999999999999996E-2,null,null,80,"hydclass5",3.900623017,5877.54627970825,null,null,0.69903420694676399,null,124.8038665078182,null,null,null,null,null,null,null,null,null,null,null,null,null,null,null,null,null,null,null,null,132,"hydclass2",11.393253,6863.74909203677,null,null,0.66020302578288204,null,153.24442132685482]
[null,null,null,null,null,null,null,null,null,null,"NSD 5 - high",8.8999999999999996E-2,8.8999999999999996E-2,8.8999999999999996E-2,8.8999999999999996E-2,8.8999999999999996E-2,8.8999999999999996E-2,8.8999999999999996E-2,8.8999999999999996E-2,8.8999999999999996E-2,8.8999999999999996E-2,8.8999999999999996E-2,8.8999999999999996E-2,8.8999999999999996E-2,8.8999999999999996E-2,8.8999999999999996E-2,8.8999999999999996E-2,8.8999999999999996E-2,8.8999999999999996E-2,8.8999999999999996E-2,8.8999999999999996E-2,8.8999999999999996E-2,8.8999999999999996E-2,8.8999999999999996E-2,8.8999999999999996E-2,8.8999999999999996E-2,8.8999999999999996E-2,8.8999999999999996E-2,8.8999999999999996E-2,8.8999999999999996E-2,8.8999999999999996E-2,8.8999999999999996E-2,8.8999999999999996E-2,8.8999999999999996E-2,8.8999999999999996E-2,8.8999999999999996E-2,8.8999999999999996E-2,8.8999999999999996E-2,null,null,37,"hydclass4",6.2811239030000001,4716.0329295294196,null,null,0.56054811387596826,null,125.48445437142918,null,null,null,null,null,null,null,null,null,null,null,null,null,null,null,null,null,null,null,null,71,"hydclass2",12.64358,5569.2510600733003,null,null,0.53660375323243004,null,153.59166729232552]
[null,null,null,null,null,null,null,null,null,null,null,null,null,null,null,null,null,null,null,null,null,null,null,null,null,null,null,null,null,null,null,null,null,null,null,null,null,null,null,null,null,null,null,null,null,null,null,null,null,null,12,"hydclass4",2.1009916980000001,5311.7654789538401,null,null,0.62860880690574084,null,125.67603929600193,null,null,null,null,null,null,null,null,null,null,null,null,null,null,null,null,null,null,null,null,130,"hydclass5",33.7829669999999,7181.0738059415298,null,null,0.68779202489126201,null,153.77106643073819]
[null,null,null,null,null,null,null,null,null,null,null,null,null,null,null,null,null,null,null,null,null,null,null,null,null,null,null,null,null,null,null,null,null,null,null,null,null,null,null,null,null,null,null,null,null,null,null,null,null,null,7,"hydclass4",1.705167028,5670.5181745079099,null,null,0.66931683942298936,null,125.82382078866573,null,null,null,null,null,null,null,null,null,null,null,null,null,null,null,null,null,null,null,null,9,"hydclass3",176.69509599999901,6862.2454415885904,null,null,0.65714858337162696,null,153.91163917689792]
[null,null,null,null,null,null,null,null,null,null,null,{"$f":"L386","v":2014},2015,2016,2017,2018,2019,2020,2021,2022,2023,2024,2025,2026,2027,2028,2029,2030,2031,2032,2033,2034,2035,2036,2037,2038,2039,2040,2041,2042,2043,2044,2045,2046,2047,2048,2049,2050,null,null,82,"hydclass4",0.516873683999999,5278.8113903271897,null,null,0.62328378415549635,null,125.97434921498038,null,null,null,null,null,null,null,null,null,null,null,null,null,null,null,null,null,null,null,null,63,"hydclass4",36.415315999999898,5508.6641926309203,null,null,0.52821999160618005,null,154.35443293306722]
[null,null,null,null,null,null,null,"Grid Connection Costs",null,"Grid Connection Costs (GCC) ($/kW)","NPD 1 - low",0,0,0,0,0,0,0,0,0,0,0,0,0,0,0,0,0,0,0,0,0,0,0,0,0,0,0,0,0,0,0,0,0,0,0,0,0,null,null,6,"hydclass5",5.0087169889999901,5813.3207702228301,null,null,0.68320109625559622,null,126.2960261052899,null,null,null,null,null,null,null,null,null,null,null,null,null,null,null,null,null,null,null,null,6,"hydclass2",144.87570700000001,6188.5116848470198,null,null,0.59049794595862704,null,154.74326084264345]
[null,null,null,null,null,null,null,null,null,null,"NPD 1 - mid",0,0,0,0,0,0,0,0,0,0,0,0,0,0,0,0,0,0,0,0,0,0,0,0,0,0,0,0,0,0,0,0,0,0,0,0,0,null,null,56,"hydclass3",1.32217715899999,4540.1767256574503,null,null,0.53505799746229099,null,126.65708269671592,null,null,null,null,null,null,null,null,null,null,null,null,null,null,null,null,null,null,null,null,91,"hydclass2",3.4407129999999899,7028.18103738432,null,null,0.66856522718854905,null,154.86142889660536]
[null,null,null,null,null,null,null,null,null,null,"NPD 1 - high",0,0,0,0,0,0,0,0,0,0,0,0,0,0,0,0,0,0,0,0,0,0,0,0,0,0,0,0,0,0,0,0,0,0,0,0,0,null,null,43,"hydclass5",14.782903439999901,5863.2087731281499,null,null,0.68687585899883186,null,126.66834448797728,null,null,null,null,null,null,null,null,null,null,null,null,null,null,null,null,null,null,null,null,113,"hydclass5",1.3272390000000001,6399.5867610093201,null,null,0.60704405307769504,null,155.54704638506536]
[null,null,null,null,null,null,null,null,null,null,"NPD 2 - low",0,0,0,0,0,0,0,0,0,0,0,0,0,0,0,0,0,0,0,0,0,0,0,0,0,0,0,0,0,0,0,0,0,0,0,0,0,null,null,39,"hydclass1",0.46780790100000003,4314.3828253882002,null,null,0.50532935489118758,null,127.59129677786113,null,null,null,null,null,null,null,null,null,null,null,null,null,null,null,null,null,null,null,null,73,"hydclass5",2.8741430000000001,6140.1293223803495,null,null,0.58256370857995099,null,155.63225237099684]
[null,null,null,null,null,null,null,null,null,null,"NPD 2 - mid",0,0,0,0,0,0,0,0,0,0,0,0,0,0,0,0,0,0,0,0,0,0,0,0,0,0,0,0,0,0,0,0,0,0,0,0,0,null,null,3,"hydclass4",0.87298894599999899,6043.4071582034203,null,null,0.70177457355384665,null,127.69046282990672,null,null,null,null,null,null,null,null,null,null,null,null,null,null,null,null,null,null,null,null,71,"hydclass3",3.0421559999999901,5646.7101586898198,null,null,0.53660375323243004,null,155.64593048162394]
[null,null,null,null,null,null,null,null,null,null,"NPD 2 - high",0,0,0,0,0,0,0,0,0,0,0,0,0,0,0,0,0,0,0,0,0,0,0,0,0,0,0,0,0,0,0,0,0,0,0,0,0,null,null,4,"hydclass3",9.6053082999999997E-2,6834.2211595198796,null,null,0.79016725183002545,null,127.94989959498966,null,null,null,null,null,null,null,null,null,null,null,null,null,null,null,null,null,null,null,null,68,"hydclass1",7.34824099999999,5794.0161626385498,null,null,0.54793970988888796,null,156.30735228681556]
[null,null,null,null,null,null,null,null,null,null,"NPD 3 - low",0,0,0,0,0,0,0,0,0,0,0,0,0,0,0,0,0,0,0,0,0,0,0,0,0,0,0,0,0,0,0,0,0,0,0,0,0,null,null,68,"hydclass3",0.74747037999999899,4905.7573160431202,null,null,0.56901439497979678,null,128.40242517271574,null,null,null,null,null,null,null,null,null,null,null,null,null,null,null,null,null,null,null,null,26,"hydclass4",24.2409649999999,7392.1814989630502,null,null,0.69270844239432405,null,157.0358012166661]
[null,null,null,null,null,null,null,null,null,null,"NPD 3 - mid",0,0,0,0,0,0,0,0,0,0,0,0,0,0,0,0,0,0,0,0,0,0,0,0,0,0,0,0,0,0,0,0,0,0,0,0,0,null,null,67,"hydclass3",1.2619033710000001,4671.9781318878604,null,null,0.54092845961087832,null,128.77923040653599,null,null,null,null,null,null,null,null,null,null,null,null,null,null,null,null,null,null,null,null,96,"hydclass5",8.6795749999999892,7321.16986380653,null,null,0.68495356447767297,null,157.30788063683059]
[null,null,null,null,null,null,null,null,null,null,"NPD 3 - high",0,0,0,0,0,0,0,0,0,0,0,0,0,0,0,0,0,0,0,0,0,0,0,0,0,0,0,0,0,0,0,0,0,0,0,0,0,null,null,118,"hydclass3",1.39888942299999,5244.6239108850295,null,null,0.6053311017282782,null,128.82693778991256,null,null,null,null,null,null,null,null,null,null,null,null,null,null,null,null,null,null,null,null,69,"hydclass5",1.39799899999999,6347.4204577176297,null,null,0.59433980261885699,null,157.56534001240817]
[null,null,null,null,null,null,null,null,null,null,"NPD 4 - low",0,0,0,0,0,0,0,0,0,0,0,0,0,0,0,0,0,0,0,0,0,0,0,0,0,0,0,0,0,0,0,0,0,0,0,0,0,null,null,71,"hydclass3",0.66705535599999899,5953.0985768861501,null,null,0.68364214902193954,null,129.12597162732195,null,null,null,null,null,null,null,null,null,null,null,null,null,null,null,null,null,null,null,null,110,"hydclass2",11.3686799999999,6002.6249760104802,null,null,0.56176977352706303,null,157.81008083321365]
[null,null,null,null,null,null,null,null,null,null,"NPD 4 - mid",0,0,0,0,0,0,0,0,0,0,0,0,0,0,0,0,0,0,0,0,0,0,0,0,0,0,0,0,0,0,0,0,0,0,0,0,0,null,null,127,"hydclass5",53.868725138999899,5554.1324349146898,null,null,0.63805507346807533,null,129.26096586838088,null,null,null,null,null,null,null,null,null,null,null,null,null,null,null,null,null,null,null,null,108,"hydclass2",2.7639629999999902,6195.4406209477802,null,null,0.57838541840557101,null,158.09804016135777]
[null,null,null,null,null,null,null,null,null,null,"NPD 4 - high",0,0,0,0,0,0,0,0,0,0,0,0,0,0,0,0,0,0,0,0,0,0,0,0,0,0,0,0,0,0,0,0,0,0,0,0,0,null,null,106,"hydclass5",0.626872081999999,5116.14191103954,null,null,0.58813099999999985,null,129.40696619474662,null,null,null,null,null,null,null,null,null,null,null,null,null,null,null,null,null,null,null,null,131,"hydclass3",5.78427299999999,7202.9887681312402,null,null,0.66987030087666699,null,158.27866497203232]
[null,null,null,null,null,null,null,null,null,null,"NPD 5 - low",0,0,0,0,0,0,0,0,0,0,0,0,0,0,0,0,0,0,0,0,0,0,0,0,0,0,0,0,0,0,0,0,0,0,0,0,0,null,null,105,"hydclass5",7.9588628809999999,5384.8790216750203,null,null,0.61832841422496665,null,129.40355396550174,null,null,null,null,null,null,null,null,null,null,null,null,null,null,null,null,null,null,null,null,84,"hydclass5",8.8226969999999891,6840.0918801523403,null,null,0.63582270050660905,null,158.48786180272091]
[null,null,null,null,null,null,null,null,null,null,"NPD 5 - mid",0,0,0,0,0,0,0,0,0,0,0,0,0,0,0,0,0,0,0,0,0,0,0,0,0,0,0,0,0,0,0,0,0,0,0,0,0,null,null,83,"hydclass4",2.2001998089999999,4668.8205449169,null,null,0.53761298920616296,null,129.47324133841357,null,null,null,null,null,null,null,null,null,null,null,null,null,null,null,null,null,null,null,null,70,"hydclass5",42.070777999999997,6066.6577193619196,null,null,0.56479755921400698,null,158.59192497859971]
[null,null,null,null,null,null,null,null,null,null,"NPD 5 - high",0,0,0,0,0,0,0,0,0,0,0,0,0,0,0,0,0,0,0,0,0,0,0,0,0,0,0,0,0,0,0,0,0,0,0,0,0,null,null,128,"hydclass2",9.3740255999999897E-2,6934.4329891962898,null,null,0.78910943658321953,null,129.92506635055037,null,null,null,null,null,null,null,null,null,null,null,null,null,null,null,null,null,null,null,null,2,"hydclass4",276.00436399999899,7275.0608454970998,null,null,0.67510458810169105,null,158.59160394364585]
[null,null,null,null,null,null,null,null,null,null,"NSD 1 - low",0,0,0,0,0,0,0,0,0,0,0,0,0,0,0,0,0,0,0,0,0,0,0,0,0,0,0,0,0,0,0,0,0,0,0,0,0,null,null,75,"hydclass3",0.50961462899999899,6100.8424793978602,null,null,0.69562127361131099,null,129.97120249952363,null,null,null,null,null,null,null,null,null,null,null,null,null,null,null,null,null,null,null,null,109,"hydclass4",47.096389000000002,5892.0086905911203,null,null,0.54836542521922704,null,158.73117506568309]
[null,null,null,null,null,null,null,null,null,null,"NSD 1 - mid",0,0,0,0,0,0,0,0,0,0,0,0,0,0,0,0,0,0,0,0,0,0,0,0,0,0,0,0,0,0,0,0,0,0,0,0,0,null,null,134,"hydclass4",3.661141727,5881.9126412250898,null,null,0.67053970412881658,null,130.08574893589113,null,null,null,null,null,null,null,null,null,null,null,null,null,null,null,null,null,null,null,null,21,"hydclass3",66.312340999999904,6960.3631676936802,null,null,0.64439158833026899,null,159.07224855611648]
[null,null,null,null,null,null,null,null,null,null,"NSD 1 - high",0,0,0,0,0,0,0,0,0,0,0,0,0,0,0,0,0,0,0,0,0,0,0,0,0,0,0,0,0,0,0,0,0,0,0,0,0,null,null,131,"hydclass4",13.107860603000001,5621.5645383041101,null,null,0.64024445059483215,null,130.32699456296956,null,null,null,null,null,null,null,null,null,null,null,null,null,null,null,null,null,null,null,null,114,"hydclass4",3.7397409999999902,6459.7707533839603,null,null,0.59845264418245103,null,159.17262915378868]
[null,null,null,null,null,null,null,null,null,null,"NSD 2 - low",0,0,0,0,0,0,0,0,0,0,0,0,0,0,0,0,0,0,0,0,0,0,0,0,0,0,0,0,0,0,0,0,0,0,0,0,0,null,null,54,"hydclass1",1.76599083199999,4332.0690633427703,null,null,0.49563569816297942,null,130.54194031222428,null,null,null,null,null,null,null,null,null,null,null,null,null,null,null,null,null,null,null,null,98,"hydclass3",18.572368000000001,6762.89462002237,null,null,0.62441218972617996,null,159.57549925666592]
[null,null,null,null,null,null,null,null,null,null,"NSD 2 - mid",0,0,0,0,0,0,0,0,0,0,0,0,0,0,0,0,0,0,0,0,0,0,0,0,0,0,0,0,0,0,0,0,0,0,0,0,0,null,null,125,"hydclass2",0.56589760899999897,5749.4321368662004,null,null,0.65306390642889567,null,130.60790899714212,null,null,null,null,null,null,null,null,null,null,null,null,null,null,null,null,null,null,null,null,101,"hydclass2",4.1556800000000003,6855.5150884373697,null,null,0.63234768045387302,null,159.69113868857863]
[null,null,null,null,null,null,null,null,null,null,"NSD 2 - high",0,0,0,0,0,0,0,0,0,0,0,0,0,0,0,0,0,0,0,0,0,0,0,0,0,0,0,0,0,0,0,0,0,0,0,0,0,null,null,73,"hydclass1",0.44412592200000001,5021.8009828217801,null,null,0.57108961519447932,null,130.83732114601594,null,null,null,null,null,null,null,null,null,null,null,null,null,null,null,null,null,null,null,null,71,"hydclass4",1.4842599999999899,5816.2223024308196,null,null,0.53660375323243004,null,160.14149734524261]
[null,null,null,null,null,null,null,null,null,null,"NSD 3 - low",0,0,0,0,0,0,0,0,0,0,0,0,0,0,0,0,0,0,0,0,0,0,0,0,0,0,0,0,0,0,0,0,0,0,0,0,0,null,null,11,"hydclass1",0.44968929800000002,4349.3992776323203,null,null,0.49362838373560602,null,131.56146519759915,null,null,null,null,null,null,null,null,null,null,null,null,null,null,null,null,null,null,null,null,121,"hydclass5",7.5196199999999997,6619.1768212159004,null,null,0.60762471749589897,null,160.54394877727418]
[null,null,null,null,null,null,null,null,null,null,"NSD 3 - mid",0,0,0,0,0,0,0,0,0,0,0,0,0,0,0,0,0,0,0,0,0,0,0,0,0,0,0,0,0,0,0,0,0,0,0,0,0,null,null,86,"hydclass4",1.13923028699999,4142.9741366622102,null,null,0.47034534416900992,null,131.69513330120486,null,null,null,null,null,null,null,null,null,null,null,null,null,null,null,null,null,null,null,null,34,"hydclass5",167.19466699999899,7761.5797374990398,null,null,0.710352399997213,null,160.60256463139865]
[null,null,null,null,null,null,null,null,null,null,"NSD 3 - high",0,0,0,0,0,0,0,0,0,0,0,0,0,0,0,0,0,0,0,0,0,0,0,0,0,0,0,0,0,0,0,0,0,0,0,0,0,null,null,17,"hydclass5",4.0709829439999901,6597.5688586341103,null,null,0.73577869083005698,null,132.63186694876921,null,null,null,null,null,null,null,null,null,null,null,null,null,null,null,null,null,null,null,null,1,"hydclass3",207.99609000000001,7360.5212541227102,null,null,0.67407538773467301,null,160.63387770111166]
[null,null,null,null,null,null,null,null,null,null,"NSD 4 - low",0,0,0,0,0,0,0,0,0,0,0,0,0,0,0,0,0,0,0,0,0,0,0,0,0,0,0,0,0,0,0,0,0,0,0,0,0,null,null,120,"hydclass2",0.126926185999999,5641.15912925469,null,null,0.62797468371372311,null,133.26489648988567,null,null,null,null,null,null,null,null,null,null,null,null,null,null,null,null,null,null,null,null,127,"hydclass5",138.21752599999999,7011.6040771090402,null,null,0.64047664615831301,null,161.16668883677545]
[null,null,null,null,null,null,null,null,null,null,"NSD 4 - mid",0,0,0,0,0,0,0,0,0,0,0,0,0,0,0,0,0,0,0,0,0,0,0,0,0,0,0,0,0,0,0,0,0,0,0,0,0,null,null,55,"hydclass4",1.425356157,4729.3891784790003,null,null,0.52637246977096341,null,133.81819796018513,null,null,null,null,null,null,null,null,null,null,null,null,null,null,null,null,null,null,null,null,25,"hydclass5",73.228941999999904,7573.3392527564001,null,null,0.68895717774432097,null,161.61817515223427]
[null,null,null,null,null,null,null,null,null,null,"NSD 4 - high",0,0,0,0,0,0,0,0,0,0,0,0,0,0,0,0,0,0,0,0,0,0,0,0,0,0,0,0,0,0,0,0,0,0,0,0,0,null,null,102,"hydclass4",3.0522939199999901,4700.5877503141401,null,null,0.52220258027005428,null,134.08038576441538,null,null,null,null,null,null,null,null,null,null,null,null,null,null,null,null,null,null,null,null,106,"hydclass4",1.2634860000000001,6449.7218382034198,null,null,0.588131436654453,null,161.67561207562602]
[null,null,null,null,null,null,null,null,null,null,"NSD 5 - low",0,0,0,0,0,0,0,0,0,0,0,0,0,0,0,0,0,0,0,0,0,0,0,0,0,0,0,0,0,0,0,0,0,0,0,0,0,null,null,14,"hydclass1",8.20550629999999E-2,6173.8892451945303,null,null,0.6800460001721782,null,134.414979363973,null,null,null,null,null,null,null,null,null,null,null,null,null,null,null,null,null,null,null,null,117,"hydclass5",22.8418969999999,6457.3227435209701,null,null,0.58802712245817701,null,161.88776797197744]
[null,null,null,null,null,null,null,null,null,null,"NSD 5 - mid",0,0,0,0,0,0,0,0,0,0,0,0,0,0,0,0,0,0,0,0,0,0,0,0,0,0,0,0,0,0,0,0,0,0,0,0,0,null,null,14,"hydclass2",8.1959572999999897E-2,6175.3790753840303,null,null,0.6800460001721782,null,134.44615647223452,null,null,null,null,null,null,null,null,null,null,null,null,null,null,null,null,null,null,null,null,105,"hydclass5",16.6765849999999,7037.3043856820595,null,null,0.63947003354501697,null,161.98809926277744]
[null,null,null,null,null,null,null,null,null,null,"NSD 5 - high",0,0,0,0,0,0,0,0,0,0,0,0,0,0,0,0,0,0,0,0,0,0,0,0,0,0,0,0,0,0,0,0,0,0,0,0,0,null,null,57,"hydclass4",2.4031722979999901,4264.6825877294696,null,null,0.46623788246216769,null,136.5465716000293,null,null,null,null,null,null,null,null,null,null,null,null,null,null,null,null,null,null,null,null,66,"hydclass4",5.2295709999999902,5892.4033119040096,null,null,0.53650954561730801,null,162.18986705089043]
[null,null,null,null,null,null,null,null,null,null,null,null,null,null,null,null,null,null,null,null,null,null,null,null,null,null,null,null,null,null,null,null,null,null,null,null,null,null,null,null,null,null,null,null,null,null,null,null,null,null,38,"hydclass3",2.0950873169999902,4843.5662646216297,null,null,0.52663516893288254,null,136.83815213200364,null,null,null,null,null,null,null,null,null,null,null,null,null,null,null,null,null,null,null,null,108,"hydclass3",1.373855,6364.83426350011,null,null,0.57838541840557101,null,162.2659385510691]
[null,null,null,null,null,null,null,null,null,null,null,null,null,null,null,null,null,null,null,null,null,null,null,null,null,null,null,null,null,null,null,null,null,null,null,null,null,null,null,null,null,null,null,null,null,null,null,null,null,null,97,"hydclass4",7.3107368639999901,6049.7903062144196,null,null,0.65386568541473322,null,136.98820135667518,null,null,null,null,null,null,null,null,null,null,null,null,null,null,null,null,null,null,null,null,132,"hydclass3",10.912789,7285.6051407421801,null,null,0.66020302578288204,null,162.33777580825574]
[null,null,null,null,null,null,null,null,null,null,null,{"$f":"L419","v":2014},2015,2016,2017,2018,2019,2020,2021,2022,2023,2024,2025,2026,2027,2028,2029,2030,2031,2032,2033,2034,2035,2036,2037,2038,2039,2040,2041,2042,2043,2044,2045,2046,2047,2048,2049,2050,null,null,64,"hydclass4",3.9449751889999898,5190.4586165185201,null,null,0.56160779118456361,null,137.27463891220418,null,null,null,null,null,null,null,null,null,null,null,null,null,null,null,null,null,null,null,null,19,"hydclass2",2.3884979999999998,7079.1003267941996,null,null,0.64170588559286001,null,162.35997321406251]
[null,null,null,null,null,null,null,"LCOE",null,"Levelized Cost of Energy ($/MWh)","NPD 1 - low",{"$f":" (($S$48 * $S$46 * $S$44 * (L292 * 1 + L420) +L323) * 1000 / (L168 * 8760)) +L354 + 0","v":35.253545283734006},{"$f":" (($S$48 * $S$46 * $S$44 * (M292 * 1 + M420) +M323) * 1000 / (M168 * 8760)) +M354 + 0","v":35.253545283734006},{"$f":" (($S$48 * $S$46 * $S$44 * (N292 * 1 + N420) +N323) * 1000 / (N168 * 8760)) +N354 + 0","v":35.253545283734006},35.253545283734006,35.253545283734006,35.253545283734006,35.253545283734006,35.253545283734006,35.253545283734006,35.253545283734006,35.253545283734006,35.253545283734006,35.253545283734006,35.253545283734006,35.253545283734006,35.253545283734006,35.253545283734006,35.253545283734006,35.253545283734006,35.253545283734006,35.253545283734006,35.253545283734006,35.253545283734006,35.253545283734006,35.253545283734006,35.253545283734006,35.253545283734006,35.253545283734006,35.253545283734006,35.253545283734006,35.253545283734006,35.253545283734006,35.253545283734006,35.253545283734006,35.253545283734006,35.253545283734006,35.253545283734006,null,null,126,"hydclass4",5.6198921210000004,6153.0455132446104,null,null,0.66326271444775053,null,137.30093911220973,null,null,null,null,null,null,null,null,null,null,null,null,null,null,null,null,null,null,null,null,14,"hydclass5",97.797146999999995,7163.6537317218799,null,null,0.64909926796523298,null,162.39507369195817]
[null,null,null,null,null,null,null,null,null,null,"NPD 1 - mid",{"$f":" (($S$48 * $S$46 * $S$44 * (L293 * 1 + L421) +L324) * 1000 / (L169 * 8760)) +L355 + 0","v":35.253545283734006},35.253545283734006,35.253545283734006,35.253545283734006,35.253545283734006,35.253545283734006,35.253545283734006,35.253545283734006,35.253545283734006,35.253545283734006,35.253545283734006,35.253545283734006,35.253545283734006,35.253545283734006,35.253545283734006,35.253545283734006,35.253545283734006,35.253545283734006,35.253545283734006,35.253545283734006,35.253545283734006,35.253545283734006,35.253545283734006,35.253545283734006,35.253545283734006,35.253545283734006,35.253545283734006,35.253545283734006,35.253545283734006,35.253545283734006,35.253545283734006,35.253545283734006,35.253545283734006,35.253545283734006,35.253545283734006,35.253545283734006,35.253545283734006,null,null,79,"hydclass4",1.050621341,6156.89437123066,null,null,0.66183582178430611,null,{"$f":" (($S$48 * $S$46 * $S$44 * (BB454 * 1 + $L$104) +$L$69) * 1000 / (BE454 * 8760)) + $L$80 + 0","v":137.67391484885275},null,null,null,null,null,null,null,null,null,null,null,null,null,null,null,null,null,null,null,null,8,"hydclass3",14.55897,7971.5764337696201,null,null,0.71994969535013398,null,{"$f":" (($S$48 * $S$46 * $S$44 * (CE454 * 1 + $L$104) +$L$69) * 1000 / (CH454 * 8760)) + $L$80 + 0","v":162.64846140649834}]
[null,null,null,null,null,null,null,null,null,null,"NPD 1 - high",{"$f":" (($S$48 * $S$46 * $S$44 * (L294 * 1 + L422) +L325) * 1000 / (L170 * 8760)) +L356 + 0","v":35.253545283734006},35.253545283734006,35.253545283734006,35.253545283734006,35.253545283734006,35.253545283734006,35.253545283734006,35.253545283734006,35.253545283734006,35.253545283734006,35.253545283734006,35.253545283734006,35.253545283734006,35.253545283734006,35.253545283734006,35.253545283734006,35.253545283734006,35.253545283734006,35.253545283734006,35.253545283734006,35.253545283734006,35.253545283734006,35.253545283734006,35.253545283734006,35.253545283734006,35.253545283734006,35.253545283734006,35.253545283734006,35.253545283734006,35.253545283734006,35.253545283734006,35.253545283734006,35.253545283734006,35.253545283734006,35.253545283734006,35.253545283734006,35.253545283734006,null,null,119,"hydclass4",0.41623311000000002,5755.5556194275596,null,null,0.61782733210421792,null,138.04450549779682,null,null,null,null,null,null,null,null,null,null,null,null,null,null,null,null,null,null,null,null,111,"hydclass4",1.4376690000000001,6319.6247629582003,null,null,0.57203924298390496,null,162.91155445688466]
[null,null,null,null,null,null,null,null,null,null,"NPD 2 - low",60.655623739958578,60.655623739958578,60.655623739958578,60.655623739958578,60.655623739958578,60.655623739958578,60.655623739958578,60.655623739958578,60.655623739958578,60.655623739958578,60.655623739958578,60.655623739958578,60.655623739958578,60.655623739958578,60.655623739958578,60.655623739958578,{"$f":" (($S$48 * $S$46 * $S$44 * (AB295 * 1 + AB423) +AB326) * 1000 / (AB171 * 8760)) +AB357 + 0","v":60.655623739958578},60.655623739958578,60.655623739958578,60.655623739958578,60.655623739958578,60.655623739958578,60.655623739958578,60.655623739958578,60.655623739958578,60.655623739958578,60.655623739958578,60.655623739958578,60.655623739958578,60.655623739958578,60.655623739958578,60.655623739958578,60.655623739958578,60.655623739958578,60.655623739958578,60.655623739958578,60.655623739958578,null,null,129,"hydclass4",2.2189196959999902,6079.3122169734497,null,null,0.64654391879017059,null,139.15886328563323,null,null,null,null,null,null,null,null,null,null,null,null,null,null,null,null,null,null,null,null,116,"hydclass5",123.470136,6676.2902425755701,null,null,0.60288172268748896,null,163.13398446230144]
[null,null,null,null,null,null,null,null,null,null,"NPD 2 - mid",60.655623739958578,60.655623739958578,60.655623739958578,60.655623739958578,60.655623739958578,60.655623739958578,60.655623739958578,60.655623739958578,60.655623739958578,60.655623739958578,60.655623739958578,60.655623739958578,60.655623739958578,60.655623739958578,60.655623739958578,60.655623739958578,60.655623739958578,60.655623739958578,60.655623739958578,60.655623739958578,60.655623739958578,60.655623739958578,60.655623739958578,60.655623739958578,60.655623739958578,60.655623739958578,60.655623739958578,60.655623739958578,60.655623739958578,60.655623739958578,60.655623739958578,60.655623739958578,60.655623739958578,60.655623739958578,60.655623739958578,60.655623739958578,60.655623739958578,null,null,89,"hydclass5",20.499930297999899,5344.4255932278802,null,null,0.56659733037914373,null,139.95661142281119,null,null,null,null,null,null,null,null,null,null,null,null,null,null,null,null,null,null,null,null,93,"hydclass5",6.4959619999999996,6281.2111599076898,null,null,0.56691746441881796,null,163.39478689004309]
[null,null,null,null,null,null,null,null,null,null,"NPD 2 - high",60.655623739958578,60.655623739958578,60.655623739958578,60.655623739958578,60.655623739958578,60.655623739958578,60.655623739958578,60.655623739958578,60.655623739958578,60.655623739958578,60.655623739958578,60.655623739958578,60.655623739958578,60.655623739958578,60.655623739958578,60.655623739958578,60.655623739958578,60.655623739958578,60.655623739958578,60.655623739958578,60.655623739958578,60.655623739958578,60.655623739958578,60.655623739958578,60.655623739958578,60.655623739958578,60.655623739958578,60.655623739958578,60.655623739958578,60.655623739958578,60.655623739958578,60.655623739958578,60.655623739958578,60.655623739958578,60.655623739958578,60.655623739958578,60.655623739958578,null,null,77,"hydclass4",0.77219200700000001,6736.8465318975896,null,null,0.70933210430321458,null,140.27086733069359,null,null,null,null,null,null,null,null,null,null,null,null,null,null,null,null,null,null,null,null,89,"hydclass2",13.292747,6444.9500894098701,null,null,0.58104847696552997,null,163.49677100495481]
[null,null,null,null,null,null,null,null,null,null,"NPD 3 - low",120.78566310478746,120.78566310478746,120.78566310478746,120.78566310478746,120.78566310478746,120.78566310478746,120.78566310478746,120.78566310478746,120.78566310478746,120.78566310478746,120.78566310478746,120.78566310478746,120.78566310478746,120.78566310478746,120.78566310478746,120.78566310478746,{"$f":" (($S$48 * $S$46 * $S$44 * (AB298 * 1 + AB426) +AB329) * 1000 / (AB174 * 8760)) +AB360 + 0","v":120.78566310478746},120.78566310478746,120.78566310478746,120.78566310478746,120.78566310478746,120.78566310478746,120.78566310478746,120.78566310478746,120.78566310478746,120.78566310478746,120.78566310478746,120.78566310478746,120.78566310478746,120.78566310478746,120.78566310478746,120.78566310478746,120.78566310478746,120.78566310478746,120.78566310478746,120.78566310478746,120.78566310478746,null,null,20,"hydclass1",0.32179892199999899,6178.0782736205601,null,null,0.65131521633423239,null,140.31715413366592,null,null,null,null,null,null,null,null,null,null,null,null,null,null,null,null,null,null,null,null,110,"hydclass3",10.522675999999899,6248.8220417078201,null,null,0.56176977352706303,null,164.04688138294165]
[null,null,null,null,null,null,null,null,null,null,"NPD 3 - mid",120.78566310478746,120.78566310478746,120.78566310478746,120.78566310478746,120.78566310478746,120.78566310478746,120.78566310478746,120.78566310478746,120.78566310478746,120.78566310478746,120.78566310478746,120.78566310478746,120.78566310478746,120.78566310478746,120.78566310478746,120.78566310478746,120.78566310478746,120.78566310478746,120.78566310478746,120.78566310478746,120.78566310478746,120.78566310478746,120.78566310478746,120.78566310478746,120.78566310478746,120.78566310478746,120.78566310478746,120.78566310478746,120.78566310478746,120.78566310478746,120.78566310478746,120.78566310478746,120.78566310478746,120.78566310478746,120.78566310478746,120.78566310478746,120.78566310478746,null,null,46,"hydclass5",6.8806942259999904,6618.4259791759796,null,null,0.69514233245952528,null,140.65494800058849,null,null,null,null,null,null,null,null,null,null,null,null,null,null,null,null,null,null,null,null,31,"hydclass5",130.582855999999,7392.9012754487603,null,null,0.66111788947974803,null,164.42648366979208]
[null,null,null,null,null,null,null,null,null,null,"NPD 3 - high",120.78566310478746,120.78566310478746,120.78566310478746,120.78566310478746,120.78566310478746,120.78566310478746,120.78566310478746,120.78566310478746,120.78566310478746,120.78566310478746,120.78566310478746,120.78566310478746,120.78566310478746,120.78566310478746,120.78566310478746,120.78566310478746,120.78566310478746,120.78566310478746,120.78566310478746,120.78566310478746,120.78566310478746,120.78566310478746,120.78566310478746,120.78566310478746,120.78566310478746,120.78566310478746,120.78566310478746,120.78566310478746,120.78566310478746,120.78566310478746,120.78566310478746,120.78566310478746,120.78566310478746,120.78566310478746,120.78566310478746,120.78566310478746,120.78566310478746,null,null,40,"hydclass3",0.90050383099999898,6902.9489737550102,null,null,0.72323344088956132,null,140.89481030454198,null,null,null,null,null,null,null,null,null,null,null,null,null,null,null,null,null,null,null,null,131,"hydclass4",7.12260899999999,7493.6303799322704,null,null,0.66987030087666699,null,164.45320230708231]
[null,null,null,null,null,null,null,null,null,null,"NPD 4 - low",173.8657766559308,173.8657766559308,{"$f":" (($S$48 * $S$46 * $S$44 * (N301 * 1 + N429) +N332) * 1000 / (N177 * 8760)) +N363 + 0","v":173.8657766559308},173.8657766559308,173.8657766559308,173.8657766559308,173.8657766559308,173.8657766559308,173.8657766559308,173.8657766559308,173.8657766559308,173.8657766559308,173.8657766559308,173.8657766559308,173.8657766559308,173.8657766559308,{"$f":" (($S$48 * $S$46 * $S$44 * (AB301 * 1 + AB429) +AB332) * 1000 / (AB177 * 8760)) +AB363 + 0","v":173.8657766559308},173.8657766559308,173.8657766559308,173.8657766559308,173.8657766559308,173.8657766559308,173.8657766559308,173.8657766559308,173.8657766559308,173.8657766559308,173.8657766559308,173.8657766559308,173.8657766559308,173.8657766559308,173.8657766559308,173.8657766559308,173.8657766559308,173.8657766559308,173.8657766559308,173.8657766559308,173.8657766559308,null,null,13,"hydclass3",6.7639386999999898E-2,8067.9900872645503,null,null,0.8429558508952627,null,140.93462365709297,null,null,null,null,null,null,null,null,null,null,null,null,null,null,null,null,null,null,null,null,106,"hydclass5",1.1259729999999899,6569.8023383223999,null,null,0.588131436654453,null,164.58120952337498]
[null,null,null,null,null,null,null,null,null,null,"NPD 4 - mid",173.8657766559308,173.8657766559308,{"$f":" (($S$48 * $S$46 * $S$44 * (N302 * 1 + N430) +N333) * 1000 / (N178 * 8760)) +N364 + 0","v":173.8657766559308},173.8657766559308,173.8657766559308,173.8657766559308,173.8657766559308,173.8657766559308,173.8657766559308,173.8657766559308,173.8657766559308,173.8657766559308,173.8657766559308,173.8657766559308,173.8657766559308,173.8657766559308,173.8657766559308,173.8657766559308,173.8657766559308,173.8657766559308,173.8657766559308,173.8657766559308,173.8657766559308,173.8657766559308,173.8657766559308,173.8657766559308,173.8657766559308,173.8657766559308,173.8657766559308,173.8657766559308,173.8657766559308,173.8657766559308,173.8657766559308,173.8657766559308,173.8657766559308,173.8657766559308,173.8657766559308,null,null,10,"hydclass5",3.06930962999999,6714.9536865984001,null,null,0.70305491623649685,null,141.05610116954671,null,null,null,null,null,null,null,null,null,null,null,null,null,null,null,null,null,null,null,null,9,"hydclass4",180.105188999999,7358.5008899669101,null,null,0.65714858337162696,null,164.65843661346241]
[null,null,null,null,null,null,null,null,null,null,"NPD 4 - high",173.8657766559308,173.8657766559308,173.8657766559308,173.8657766559308,173.8657766559308,173.8657766559308,173.8657766559308,173.8657766559308,173.8657766559308,173.8657766559308,173.8657766559308,173.8657766559308,173.8657766559308,173.8657766559308,173.8657766559308,173.8657766559308,173.8657766559308,173.8657766559308,173.8657766559308,{"$f":" (($S$48 * $S$46 * $S$44 * (AE303 * 1 + AE431) +AE334) * 1000 / (AE179 * 8760)) +AE365 + 0","v":173.8657766559308},173.8657766559308,173.8657766559308,173.8657766559308,173.8657766559308,173.8657766559308,173.8657766559308,173.8657766559308,173.8657766559308,173.8657766559308,173.8657766559308,173.8657766559308,173.8657766559308,173.8657766559308,173.8657766559308,173.8657766559308,173.8657766559308,173.8657766559308,null,null,128,"hydclass3",5.9172561999999901E-2,7616.7121961456796,null,null,0.78910943658321953,null,142.22951760819942,null,null,null,null,null,null,null,null,null,null,null,null,null,null,null,null,null,null,null,null,108,"hydclass4",1.240534,6468.5687224028497,null,null,0.57838541840557101,null,164.81830520251964]
[null,null,null,null,null,null,null,null,null,null,"NPD 5 - low",228.04176740638394,228.04176740638394,228.04176740638394,228.04176740638394,228.04176740638394,228.04176740638394,228.04176740638394,228.04176740638394,228.04176740638394,228.04176740638394,228.04176740638394,228.04176740638394,228.04176740638394,228.04176740638394,228.04176740638394,228.04176740638394,{"$f":" (($S$48 * $S$46 * $S$44 * (AB304 * 1 + AB432) +AB335) * 1000 / (AB180 * 8760)) +AB366 + 0","v":228.04176740638394},228.04176740638394,228.04176740638394,228.04176740638394,228.04176740638394,228.04176740638394,228.04176740638394,228.04176740638394,228.04176740638394,228.04176740638394,228.04176740638394,228.04176740638394,228.04176740638394,228.04176740638394,228.04176740638394,228.04176740638394,228.04176740638394,228.04176740638394,228.04176740638394,228.04176740638394,228.04176740638394,null,null,96,"hydclass3",4.0903496939999897,6613.98586381726,null,null,0.6866722779395289,null,142.26471601378154,null,null,null,null,null,null,null,null,null,null,null,null,null,null,null,null,null,null,null,null,18,"hydclass5",134.68271100000001,7588.8158132510598,null,null,0.676490457762983,null,164.87256099604926]
[null,null,null,null,null,null,null,null,null,null,"NPD 5 - mid",228.04176740638394,228.04176740638394,228.04176740638394,228.04176740638394,228.04176740638394,228.04176740638394,228.04176740638394,228.04176740638394,228.04176740638394,228.04176740638394,228.04176740638394,228.04176740638394,228.04176740638394,228.04176740638394,228.04176740638394,228.04176740638394,228.04176740638394,228.04176740638394,228.04176740638394,228.04176740638394,228.04176740638394,228.04176740638394,228.04176740638394,228.04176740638394,228.04176740638394,228.04176740638394,228.04176740638394,228.04176740638394,228.04176740638394,228.04176740638394,228.04176740638394,228.04176740638394,228.04176740638394,228.04176740638394,228.04176740638394,228.04176740638394,228.04176740638394,null,null,32,"hydclass4",0.23639301800000001,6566.4597696800001,null,null,0.68095648671600273,null,142.44304324016392,null,null,null,null,null,null,null,null,null,null,null,null,null,null,null,null,null,null,null,null,95,"hydclass5",10.5292859999999,7641.4677325530902,null,null,0.68058106166941201,null,164.99872991998507]
[null,null,null,null,null,null,null,null,null,null,"NPD 5 - high",228.04176740638394,228.04176740638394,228.04176740638394,228.04176740638394,228.04176740638394,228.04176740638394,228.04176740638394,228.04176740638394,228.04176740638394,228.04176740638394,228.04176740638394,228.04176740638394,228.04176740638394,228.04176740638394,228.04176740638394,228.04176740638394,228.04176740638394,228.04176740638394,228.04176740638394,228.04176740638394,228.04176740638394,228.04176740638394,228.04176740638394,228.04176740638394,228.04176740638394,228.04176740638394,228.04176740638394,228.04176740638394,228.04176740638394,228.04176740638394,228.04176740638394,228.04176740638394,228.04176740638394,228.04176740638394,228.04176740638394,228.04176740638394,228.04176740638394,null,null,14,"hydclass3",0.120683394999999,6572.7988299445697,null,null,0.6800460001721782,null,142.76280812859699,null,null,null,null,null,null,null,null,null,null,null,null,null,null,null,null,null,null,null,null,88,"hydclass1",2.8926959999999902,6433.6708189778401,null,null,0.57458762053786105,null,165.0255777819967]
[null,null,null,null,null,null,null,null,null,null,"NSD 1 - low",80.377448493592027,80.377448493592027,80.377448493592027,80.377448493592027,80.377448493592027,80.377448493592027,80.377448493592027,80.377448493592027,80.377448493592027,80.377448493592027,80.377448493592027,80.377448493592027,80.377448493592027,80.377448493592027,80.377448493592027,80.377448493592027,{"$f":" (($S$48 * $S$46 * $S$44 * (AB307 * 1 + AB435) +AB338) * 1000 / (AB183 * 8760)) +AB369 + 0","v":80.377448493592027},80.377448493592027,80.377448493592027,80.377448493592027,80.377448493592027,80.377448493592027,80.377448493592027,80.377448493592027,80.377448493592027,80.377448493592027,80.377448493592027,80.377448493592027,80.377448493592027,80.377448493592027,80.377448493592027,80.377448493592027,80.377448493592027,80.377448493592027,80.377448493592027,80.377448493592027,80.377448493592027,null,null,30,"hydclass1",6.0980289999999902E-2,6566.0283107320602,null,null,0.67873041208554186,null,142.89235356875125,null,null,null,null,null,null,null,null,null,null,null,null,null,null,null,null,null,null,null,null,114,"hydclass5",3.2427239999999902,6735.4868248991797,null,null,0.59845264418245103,null,165.72909257922481]
[null,null,null,null,null,null,null,null,null,null,"NSD 1 - mid",80.377448493592027,80.377448493592027,80.377448493592027,80.377448493592027,80.377448493592027,80.377448493592027,80.377448493592027,80.377448493592027,80.377448493592027,80.377448493592027,80.377448493592027,80.377448493592027,80.377448493592027,80.377448493592027,80.377448493592027,80.377448493592027,80.377448493592027,80.377448493592027,80.377448493592027,80.377448493592027,80.377448493592027,80.377448493592027,80.377448493592027,80.377448493592027,80.377448493592027,80.377448493592027,80.377448493592027,80.377448493592027,80.377448493592027,80.377448493592027,80.377448493592027,80.377448493592027,80.377448493592027,80.377448493592027,80.377448493592027,80.377448493592027,80.377448493592027,null,null,122,"hydclass5",28.530194733999899,6169.2172556099604,null,null,0.63735626154772107,null,143.13352171614923,null,null,null,null,null,null,null,null,null,null,null,null,null,null,null,null,null,null,null,null,82,"hydclass1",3.156657,5616.7481386284499,null,null,0.50067095047179899,null,165.77183027958705]
[null,null,null,null,null,null,null,null,null,null,"NSD 1 - high",80.377448493592027,80.377448493592027,80.377448493592027,80.377448493592027,80.377448493592027,80.377448493592027,80.377448493592027,80.377448493592027,80.377448493592027,80.377448493592027,80.377448493592027,80.377448493592027,80.377448493592027,80.377448493592027,80.377448493592027,80.377448493592027,80.377448493592027,80.377448493592027,80.377448493592027,80.377448493592027,80.377448493592027,80.377448493592027,80.377448493592027,80.377448493592027,80.377448493592027,80.377448493592027,80.377448493592027,80.377448493592027,80.377448493592027,80.377448493592027,80.377448493592027,80.377448493592027,80.377448493592027,80.377448493592027,80.377448493592027,80.377448493592027,80.377448493592027,null,null,36,"hydclass2",0.39008149399999897,5570.6878453366999,null,null,0.57552966584260667,null,143.4209697955886,null,null,null,null,null,null,null,null,null,null,null,null,null,null,null,null,null,null,null,null,129,"hydclass5",17.7094039999999,7493.8515487694303,{"$f":"SUM(CD333:CD471)","v":7377.6621379999851},"MW in bin",0.66376312830677198,null,165.94630009665593]
[null,null,null,null,null,null,null,null,null,null,"NSD 2 - low",103.54244058570191,103.54244058570191,103.54244058570191,103.54244058570191,103.54244058570191,103.54244058570191,103.54244058570191,103.54244058570191,103.54244058570191,103.54244058570191,103.54244058570191,103.54244058570191,103.54244058570191,103.54244058570191,103.54244058570191,103.54244058570191,{"$f":" (($S$48 * $S$46 * $S$44 * (AB310 * 1 + AB438) +AB341) * 1000 / (AB186 * 8760)) +AB372 + 0","v":103.54244058570191},103.54244058570191,103.54244058570191,103.54244058570191,103.54244058570191,103.54244058570191,103.54244058570191,103.54244058570191,103.54244058570191,103.54244058570191,103.54244058570191,103.54244058570191,103.54244058570191,103.54244058570191,103.54244058570191,103.54244058570191,103.54244058570191,103.54244058570191,103.54244058570191,103.54244058570191,103.54244058570191,null,null,61,"hydclass2",0.87124501199999904,4740.5136334259796,null,null,0.490220804904759,null,143.81127748875309,null,null,null,null,null,null,null,null,null,null,null,null,null,null,null,null,null,null,null,null,108,"hydclass5",1.1837660000000001,6517.1639279895198,{"$f":"SUMPRODUCT((CD333:CD471*1000),CE333:CE471)/(SUM(CD333:CD471)*1000)","v":6713.8403462402675},{"$f":"CF471-(CF471-CF471/$S$44)-L112","v":6462.4368556290547},0.57838541840557101,{"$f":"SUMPRODUCT((CD333:CD471*1000),CH333:CH471)/(SUM(CD333:CD471)*1000)","v":0.65799037471928068},166.01398100274812]
[null,null,null,null,null,null,null,null,null,null,"NSD 2 - mid",103.54244058570191,103.54244058570191,103.54244058570191,103.54244058570191,103.54244058570191,103.54244058570191,103.54244058570191,103.54244058570191,103.54244058570191,103.54244058570191,103.54244058570191,103.54244058570191,103.54244058570191,103.54244058570191,103.54244058570191,103.54244058570191,103.54244058570191,103.54244058570191,103.54244058570191,103.54244058570191,103.54244058570191,103.54244058570191,103.54244058570191,103.54244058570191,103.54244058570191,103.54244058570191,103.54244058570191,103.54244058570191,103.54244058570191,103.54244058570191,103.54244058570191,103.54244058570191,103.54244058570191,103.54244058570191,103.54244058570191,103.54244058570191,103.54244058570191,null,null,67,"hydclass4",1.242884949,5255.2445861475899,null,null,0.54092845961087832,null,144.12414653806402,null,null,null,null,null,null,null,null,null,null,null,null,null,null,null,null,null,null,null,null,132,"hydclass4",11.5892809999999,7468.7158222400203,null,null,0.66020302578288204,null,166.28483391326714]
[null,null,null,null,null,null,null,null,null,null,"NSD 2 - high",103.54244058570191,103.54244058570191,103.54244058570191,103.54244058570191,103.54244058570191,103.54244058570191,103.54244058570191,103.54244058570191,103.54244058570191,103.54244058570191,103.54244058570191,103.54244058570191,103.54244058570191,103.54244058570191,103.54244058570191,103.54244058570191,103.54244058570191,103.54244058570191,103.54244058570191,103.54244058570191,103.54244058570191,103.54244058570191,103.54244058570191,103.54244058570191,103.54244058570191,103.54244058570191,103.54244058570191,103.54244058570191,103.54244058570191,103.54244058570191,103.54244058570191,103.54244058570191,103.54244058570191,103.54244058570191,103.54244058570191,103.54244058570191,103.54244058570191,null,null,120,"hydclass3",8.50187369999999E-2,6128.6703361828604,null,null,0.62797468371372311,null,144.31279863840172,null,null,null,null,null,null,null,null,null,null,null,null,null,null,null,null,null,null,null,null,134,"hydclass5",129.14837,7547.9586875214,null,null,0.66662850902792203,null,166.39964203885435]
[null,null,null,null,null,null,null,null,null,null,"NSD 3 - low",125.25972691636782,125.25972691636782,125.25972691636782,125.25972691636782,125.25972691636782,125.25972691636782,125.25972691636782,125.25972691636782,125.25972691636782,125.25972691636782,125.25972691636782,125.25972691636782,125.25972691636782,125.25972691636782,125.25972691636782,125.25972691636782,{"$f":" (($S$48 * $S$46 * $S$44 * (AB313 * 1 + AB441) +AB344) * 1000 / (AB189 * 8760)) +AB375 + 0","v":125.25972691636782},125.25972691636782,125.25972691636782,125.25972691636782,125.25972691636782,125.25972691636782,{"$f":" (($S$48 * $S$46 * $S$44 * (AH313 * 1 + AH441) +AH344) * 1000 / (AH189 * 8760)) +AH375 + 0","v":125.25972691636782},125.25972691636782,125.25972691636782,125.25972691636782,{"$f":" (($S$48 * $S$46 * $S$44 * (AL313 * 1 + AL441) +AL344) * 1000 / (AL189 * 8760)) +AL375 + 0","v":125.25972691636782},125.25972691636782,125.25972691636782,125.25972691636782,125.25972691636782,125.25972691636782,125.25972691636782,125.25972691636782,125.25972691636782,125.25972691636782,125.25972691636782,null,null,48,"hydclass3",1.1886847469999899,5143.7361136110803,null,null,0.52739082263983272,null,144.74569697681906,null,null,null,null,null,null,null,null,null,null,null,null,null,null,null,null,null,null,null,null,98,"hydclass4",18.1306779999999,7101.00971821844,null,null,0.62441218972617996,null,167.28152654555961]
[null,null,null,null,null,null,null,null,null,null,"NSD 3 - mid",125.25972691636782,125.25972691636782,125.25972691636782,125.25972691636782,125.25972691636782,125.25972691636782,125.25972691636782,125.25972691636782,125.25972691636782,125.25972691636782,125.25972691636782,125.25972691636782,125.25972691636782,125.25972691636782,125.25972691636782,125.25972691636782,125.25972691636782,125.25972691636782,125.25972691636782,125.25972691636782,125.25972691636782,125.25972691636782,125.25972691636782,125.25972691636782,125.25972691636782,125.25972691636782,{"$f":" (($S$48 * $S$46 * $S$44 * (AL314 * 1 + AL442) +AL345) * 1000 / (AL190 * 8760)) +AL376 + 0","v":125.25972691636782},125.25972691636782,125.25972691636782,125.25972691636782,125.25972691636782,125.25972691636782,125.25972691636782,125.25972691636782,125.25972691636782,125.25972691636782,125.25972691636782,null,null,11,"hydclass2",0.53895896499999896,4823.3413401017997,null,null,0.49362838373560602,null,145.22498157061656,null,null,null,null,null,null,null,null,null,null,null,null,null,null,null,null,null,null,null,null,12,"hydclass2",11.944504,7281.1776815572703,null,null,0.63995508666013901,null,167.29051555466407]
[null,null,null,null,null,null,null,null,null,null,"NSD 3 - high",125.25972691636782,125.25972691636782,125.25972691636782,125.25972691636782,125.25972691636782,125.25972691636782,125.25972691636782,125.25972691636782,125.25972691636782,125.25972691636782,125.25972691636782,125.25972691636782,125.25972691636782,125.25972691636782,125.25972691636782,125.25972691636782,125.25972691636782,125.25972691636782,125.25972691636782,125.25972691636782,125.25972691636782,125.25972691636782,125.25972691636782,125.25972691636782,125.25972691636782,125.25972691636782,125.25972691636782,125.25972691636782,125.25972691636782,125.25972691636782,125.25972691636782,125.25972691636782,125.25972691636782,125.25972691636782,125.25972691636782,125.25972691636782,125.25972691636782,null,null,60,"hydclass2",0.37577005299999899,5200.1207753919998,null,null,0.53103936449580591,null,145.28071858737366,null,null,null,null,null,null,null,null,null,null,null,null,null,null,null,null,null,null,null,null,50,"hydclass5",118.315541,6821.6966387696302,null,null,0.60004354793957104,null,167.3414385811148]
[null,null,null,null,null,null,null,null,null,null,"NSD 4 - low",145.07108679865806,145.07108679865806,145.07108679865806,145.07108679865806,145.07108679865806,145.07108679865806,145.07108679865806,145.07108679865806,145.07108679865806,145.07108679865806,145.07108679865806,145.07108679865806,145.07108679865806,145.07108679865806,145.07108679865806,145.07108679865806,145.07108679865806,145.07108679865806,145.07108679865806,145.07108679865806,145.07108679865806,145.07108679865806,145.07108679865806,145.07108679865806,145.07108679865806,145.07108679865806,145.07108679865806,145.07108679865806,145.07108679865806,145.07108679865806,145.07108679865806,145.07108679865806,145.07108679865806,145.07108679865806,145.07108679865806,145.07108679865806,145.07108679865806,null,null,19,"hydclass3",0.271274081,6369.5725707670299,null,null,0.64694845938597445,null,145.45844746605292,null,null,null,null,null,null,null,null,null,null,null,null,null,null,null,null,null,null,null,null,51,"hydclass5",41.708512999999897,6567.5871750218403,null,null,0.57781640258853595,null,167.41669360562156]
[null,null,null,null,null,null,null,null,null,null,"NSD 4 - mid",145.07108679865806,145.07108679865806,145.07108679865806,145.07108679865806,145.07108679865806,145.07108679865806,145.07108679865806,145.07108679865806,145.07108679865806,145.07108679865806,145.07108679865806,145.07108679865806,145.07108679865806,145.07108679865806,145.07108679865806,145.07108679865806,145.07108679865806,145.07108679865806,145.07108679865806,145.07108679865806,145.07108679865806,145.07108679865806,145.07108679865806,145.07108679865806,145.07108679865806,145.07108679865806,145.07108679865806,145.07108679865806,145.07108679865806,145.07108679865806,145.07108679865806,145.07108679865806,145.07108679865806,145.07108679865806,145.07108679865806,145.07108679865806,145.07108679865806,null,null,24,"hydclass4",0.92713794000000005,6356.4497843975396,null,null,0.64417669676880984,null,145.78284454968122,null,null,null,null,null,null,null,null,null,null,null,null,null,null,null,null,null,null,null,null,28,"hydclass5",54.167802000000002,8077.8534916375902,null,null,0.70600219695025701,null,167.95079040942841]
[null,null,null,null,null,null,null,null,null,null,"NSD 4 - high",145.07108679865806,145.07108679865806,145.07108679865806,145.07108679865806,145.07108679865806,145.07108679865806,145.07108679865806,145.07108679865806,145.07108679865806,145.07108679865806,145.07108679865806,145.07108679865806,145.07108679865806,145.07108679865806,145.07108679865806,145.07108679865806,145.07108679865806,145.07108679865806,145.07108679865806,145.07108679865806,145.07108679865806,145.07108679865806,145.07108679865806,145.07108679865806,145.07108679865806,145.07108679865806,145.07108679865806,145.07108679865806,145.07108679865806,145.07108679865806,145.07108679865806,145.07108679865806,145.07108679865806,145.07108679865806,145.07108679865806,145.07108679865806,145.07108679865806,null,null,73,"hydclass2",0.48572313499999997,5631.3268809313004,null,null,0.57108961519447932,null,146.02618367022038,null,null,null,null,null,null,null,null,null,null,null,null,null,null,null,null,null,null,null,null,6,"hydclass3",146.48025000000001,6748.2292633668003,null,null,0.59049794595862704,null,168.23251403736538]
[null,null,null,null,null,null,null,null,null,null,"NSD 5 - low",177.68094564692737,177.68094564692737,177.68094564692737,177.68094564692737,177.68094564692737,177.68094564692737,177.68094564692737,177.68094564692737,177.68094564692737,177.68094564692737,177.68094564692737,177.68094564692737,{"$f":" (($S$48 * $S$46 * $S$44 * (X319 * 1 + X447) +X350) * 1000 / (X195 * 8760)) +X381 + 0","v":177.68094564692737},177.68094564692737,177.68094564692737,177.68094564692737,177.68094564692737,177.68094564692737,177.68094564692737,177.68094564692737,177.68094564692737,177.68094564692737,177.68094564692737,177.68094564692737,177.68094564692737,177.68094564692737,177.68094564692737,177.68094564692737,177.68094564692737,177.68094564692737,177.68094564692737,177.68094564692737,177.68094564692737,177.68094564692737,177.68094564692737,177.68094564692737,177.68094564692737,null,null,51,"hydclass5",11.739894799999901,4814.9651344061904,null,null,0.48976125814172311,null,146.10704064408739,null,null,null,null,null,null,null,null,null,null,null,null,null,null,null,null,null,null,null,null,21,"hydclass4",67.314823999999902,7374.84418160521,null,null,0.64439158833026899,null,168.22585276632336]
[null,null,null,null,null,null,null,null,null,null,"NSD 5 - mid",177.68094564692737,177.68094564692737,177.68094564692737,177.68094564692737,177.68094564692737,177.68094564692737,177.68094564692737,177.68094564692737,177.68094564692737,177.68094564692737,177.68094564692737,177.68094564692737,177.68094564692737,177.68094564692737,177.68094564692737,177.68094564692737,177.68094564692737,177.68094564692737,177.68094564692737,177.68094564692737,177.68094564692737,177.68094564692737,177.68094564692737,177.68094564692737,177.68094564692737,177.68094564692737,177.68094564692737,177.68094564692737,177.68094564692737,177.68094564692737,177.68094564692737,177.68094564692737,177.68094564692737,177.68094564692737,177.68094564692737,177.68094564692737,177.68094564692737,null,null,5,"hydclass5",9.3948186459999903,6526.1338827947702,null,null,0.65656005190479561,null,146.76191057141821,null,null,null,null,null,null,null,null,null,null,null,null,null,null,null,null,null,null,null,null,57,"hydclass3",2.00429399999999,6005.0899516346399,null,null,0.526037348897474,null,168.41369259728546]
[null,null,null,null,null,null,null,null,null,null,"NSD 5 - high",177.68094564692737,177.68094564692737,177.68094564692737,177.68094564692737,177.68094564692737,177.68094564692737,177.68094564692737,177.68094564692737,177.68094564692737,177.68094564692737,177.68094564692737,177.68094564692737,177.68094564692737,177.68094564692737,177.68094564692737,177.68094564692737,177.68094564692737,177.68094564692737,177.68094564692737,177.68094564692737,177.68094564692737,177.68094564692737,177.68094564692737,177.68094564692737,177.68094564692737,177.68094564692737,177.68094564692737,177.68094564692737,177.68094564692737,177.68094564692737,177.68094564692737,177.68094564692737,177.68094564692737,177.68094564692737,177.68094564692737,177.68094564692737,177.68094564692737,null,null,68,"hydclass4",0.599879724,5655.1743829614798,null,null,0.56901439497979678,null,147.14536354159023,null,null,null,null,null,null,null,null,null,null,null,null,null,null,null,null,null,null,null,null,92,"hydclass5",102.635989,7501.2142913012003,null,null,0.65411884864708303,null,168.51352327486944]
[null,null,null,null,null,null,null,null,null,null,null,null,null,null,null,null,null,null,null,null,null,null,null,null,null,null,null,null,null,null,null,null,null,null,null,null,null,null,null,null,null,null,null,null,null,null,null,null,null,null,4,"hydclass4",7.3809676999999893E-2,7912.3531290118899,null,null,0.79016725183002545,null,147.36726255827722,null,null,null,null,null,null,null,null,null,null,null,null,null,null,null,null,null,null,null,null,5,"hydclass5",377.023371,7997.6075833902796,null,null,0.69665627591345403,null,168.52859284906521]
[null,null,null,null,null,null,null,null,null,null,null,null,null,null,null,null,null,null,null,null,null,null,null,null,null,null,null,null,null,null,null,null,null,null,null,null,null,null,null,null,null,null,null,null,null,null,null,null,null,null,91,"hydclass3",0.38362602799999901,6853.6308129732097,null,null,0.68491686149163133,null,147.60173486185252,null,null,null,null,null,null,null,null,null,null,null,null,null,null,null,null,null,null,null,null,3,"hydclass5",133.251239999999,7956.3930487467996,null,null,0.69059451392636795,null,169.13495072950084]
[null,null,null,null,null,null,null,null,null,null,null,null,null,null,null,null,null,null,null,null,null,null,null,null,null,null,null,null,null,null,null,null,null,null,null,null,null,null,null,null,null,null,null,null,null,null,null,null,null,null,15,"hydclass3",0.77743302299999895,6455.4332746916398,null,null,0.64302037030127879,null,148.2308266582867,null,null,null,null,null,null,null,null,null,null,null,null,null,null,null,null,null,null,null,null,99,"hydclass5",55.1563769999999,7215.2210425961803,null,null,0.62708870795188298,null,169.17091851518944]
[null,null,null,null,null,null,null,null,null,null,null,null,null,null,null,null,null,null,null,null,null,null,null,null,null,null,null,null,null,null,null,null,null,null,null,null,null,null,null,null,null,null,null,null,null,null,null,null,null,null,125,"hydclass3",0.53452963499999995,6566.1007327038596,null,null,0.65306390642889567,null,148.40411912060566,null,null,null,null,null,null,null,null,null,null,null,null,null,null,null,null,null,null,null,null,8,"hydclass4",14.5625,8300.8111112707902,null,null,0.71994969535013398,null,169.15635990905682]
[null,null,null,null,"X",null,"Graphics",null,null,null,null,null,null,null,null,null,null,null,null,null,null,null,null,null,null,null,null,null,null,null,null,null,null,null,null,null,null,null,null,null,null,null,null,null,null,null,null,null,null,null,117,"hydclass4",1.23705084799999,5706.4682414033396,null,null,0.56863437214844614,null,148.525622144246,null,null,null,null,null,null,null,null,null,null,null,null,null,null,null,null,null,null,null,null,101,"hydclass3",2.9500220000000001,7297.7062912753399,null,null,0.63234768045387302,null,169.64270679554699]
[null,null,null,null,null,null,null,null,null,null,null,null,null,null,null,null,null,null,null,null,null,null,null,null,null,null,null,null,null,null,null,null,null,null,null,null,null,null,null,null,null,null,null,null,null,null,null,null,null,null,110,"hydclass5",2.2912679279999999,5775.3393104529596,null,null,0.57406929627621361,null,148.85224299757897,null,null,null,null,null,null,null,null,null,null,null,null,null,null,null,null,null,null,null,null,101,"hydclass4",2.8804110000000001,7330.3405673731104,null,null,0.63234768045387302,null,170.37714524462569]
[null,null,null,null,null,null,null,null,null,null,null,null,null,null,null,null,null,null,null,null,null,null,null,null,null,null,null,null,null,null,null,null,null,null,null,null,null,null,null,null,null,null,null,null,null,null,null,null,null,null,11,"hydclass3",0.22894088300000001,4995.4719208035403,null,null,0.49362838373560602,null,150.18742148460225,null,null,null,null,null,null,null,null,null,null,null,null,null,null,null,null,null,null,null,null,1,"hydclass4",207.61387699999901,7841.7954731972804,null,null,0.67407538773467301,null,170.79452740430025]
[null,null,null,null,null,null,null,null,null,null,null,null,null,null,null,null,null,null,null,null,null,null,null,null,null,null,null,null,null,null,null,null,null,null,null,null,null,null,null,null,null,null,null,null,null,null,null,null,null,null,66,"hydclass4",2.645795889,5476.5984503317204,null,null,0.53997884840731492,null,150.20662239472364,null,null,null,null,null,null,null,null,null,null,null,null,null,null,null,null,null,null,null,null,87,"hydclass5",26.435558999999898,7891.8213369528203,null,null,0.67682282940984795,null,171.16399462636778]
[null,null,null,null,null,null,null,null,null,null,null,null,null,null,null,null,null,null,null,null,null,null,null,null,null,null,null,null,null,null,null,null,null,null,null,null,null,null,null,null,null,null,null,null,null,null,null,null,null,null,65,"hydclass5",10.2856573949999,5986.1721500288404,null,null,0.58861645466362589,null,150.33730204564171,null,null,null,null,null,null,null,null,null,null,null,null,null,null,null,null,null,null,null,null,17,"hydclass5",192.39828999999901,8203.3051026238008,null,null,0.70080184557039804,null,171.72464462559509]
[null,null,null,null,null,null,null,null,null,null,null,null,null,null,null,null,null,null,null,null,null,null,null,null,null,null,null,null,null,null,null,null,null,null,null,null,null,null,null,null,null,null,null,null,null,null,null,null,null,null,45,"hydclass4",0.79649683000000004,5469.7841711580704,null,null,0.53726844626051562,null,150.77031626824458,null,null,null,null,null,null,null,null,null,null,null,null,null,null,null,null,null,null,null,null,89,"hydclass3",11.4110949999999,6796.3425647407403,null,null,0.58104847696552997,null,172.10309004129056]
[null,null,null,null,null,null,null,null,null,null,null,null,null,null,null,null,null,null,null,null,null,null,null,null,null,null,null,null,null,null,null,null,null,null,null,null,null,null,null,null,null,null,null,null,null,null,null,null,null,null,88,"hydclass5",14.380800984,5943.9769853518901,null,null,0.58170743928214308,null,151.05865335045138,null,null,null,null,null,null,null,null,null,null,null,null,null,null,null,null,null,null,null,null,26,"hydclass5",22.049291,8132.9729750599499,null,null,0.69270844239432405,null,172.25468662605215]
[null,null,null,null,null,null,null,null,null,null,null,null,null,null,null,null,null,null,null,null,null,null,null,null,null,null,null,null,null,null,null,null,null,null,null,null,null,null,null,null,null,null,null,null,null,null,null,null,null,null,42,"hydclass4",0.94281324200000005,5954.0798082128204,null,null,0.58178177965366151,null,151.28682160137504,null,null,null,null,null,null,null,null,null,null,null,null,null,null,null,null,null,null,null,null,131,"hydclass5",3.7034549999999902,7870.7060475750304,null,null,0.66987030087666699,null,172.46398842119538]
[null,null,null,null,null,null,null,null,null,null,null,null,null,null,null,null,null,null,null,null,null,null,null,null,null,null,null,null,null,null,null,null,null,null,null,null,null,null,null,null,null,null,null,null,null,null,null,null,null,null,100,"hydclass2",0.178082659,6453.9971777779001,null,null,0.62956994284550449,null,151.30776698352693,null,null,null,null,null,null,null,null,null,null,null,null,null,null,null,null,null,null,null,null,46,"hydclass5",11.342314,8161.3365638640298,null,null,0.69408612135666903,null,172.49966822363803]
[null,null,null,null,null,null,null,null,null,null,null,null,null,null,null,null,null,null,null,null,null,null,null,null,null,null,null,null,null,null,null,null,null,null,null,null,null,null,null,null,null,null,null,null,null,null,null,null,null,null,128,"hydclass4",6.5982995000000003E-2,8118.7574148457797,null,null,0.78910943658321953,null,151.28356888179977,null,null,null,null,null,null,null,null,null,null,null,null,null,null,null,null,null,null,null,null,57,"hydclass4",1.18808099999999,6161.9080972341199,null,null,0.526037348897474,null,172.65614603752854]
[null,null,null,null,null,null,null,null,null,null,null,null,null,null,null,null,null,null,null,null,null,null,null,null,null,null,null,null,null,null,null,null,null,null,null,null,null,null,null,null,null,null,null,null,null,null,null,null,null,null,35,"hydclass3",0.55253362299999997,6715.5442942939899,null,null,0.65337267954649481,null,151.59027650187255,null,null,null,null,null,null,null,null,null,null,null,null,null,null,null,null,null,null,null,null,66,"hydclass5",4.3340569999999898,6310.49370436146,null,null,0.53650954561730801,null,173.27982975372848]
[null,null,null,null,null,null,null,null,null,null,null,null,null,null,null,null,null,null,null,null,null,null,null,null,null,null,null,null,null,null,null,null,null,null,null,null,null,null,null,null,null,null,null,null,null,null,null,null,null,null,33,"hydclass5",7.9645501139999997,6879.4151347688603,null,null,0.66860241669463627,null,151.68651341920022,null,null,null,null,null,null,null,null,null,null,null,null,null,null,null,null,null,null,null,null,63,"hydclass5",33.938040999999998,6220.3776208545296,null,null,0.52821999160618005,null,173.52909316405353]
[null,null,null,null,null,null,null,null,null,null,null,null,null,null,null,null,null,null,null,null,null,null,null,null,null,null,null,null,null,null,null,null,null,null,null,null,null,null,null,null,null,null,null,null,null,null,null,null,null,null,78,"hydclass5",0.25856729299999898,7274.3985182932302,null,null,0.70577803174798748,null,151.80269232019134,null,null,null,null,null,null,null,null,null,null,null,null,null,null,null,null,null,null,null,null,90,"hydclass3",10.1896819999999,7418.63632286555,null,null,0.62795100500642498,null,173.55224716530176]
[null,null,null,null,null,null,null,null,null,null,null,null,null,null,null,null,null,null,null,null,null,null,null,null,null,null,null,null,null,null,null,null,null,null,null,null,null,null,null,null,null,null,null,null,null,null,null,null,null,null,54,"hydclass2",1.6211759059999999,5118.4990402640396,null,null,0.49563569816297942,null,153.12250673163587,null,null,null,null,null,null,null,null,null,null,null,null,null,null,null,null,null,null,null,null,88,"hydclass2",1.405432,6792.28628246684,null,null,0.57458762053786105,null,173.90756407581682]
[null,null,null,null,null,null,null,null,null,null,null,null,null,null,null,null,null,null,null,null,null,null,null,null,null,null,null,null,null,null,null,null,null,null,null,null,null,null,null,null,null,null,null,null,null,null,null,null,null,null,99,"hydclass4",6.3864067499999901,6350.4458768402701,null,null,0.60996195317267932,null,153.66930857099021,null,null,null,null,null,null,null,null,null,null,null,null,null,null,null,null,null,null,null,null,97,"hydclass5",57.681525000000001,8227.8940089916305,null,null,0.69228500613722199,null,174.3096597489432]
[null,null,null,null,null,null,null,null,null,null,null,null,null,null,null,null,null,null,null,null,null,null,null,null,null,null,null,null,null,null,null,null,null,null,null,null,null,null,null,null,null,null,null,null,null,null,null,null,null,null,60,"hydclass3",0.41470120100000002,5532.3352296787798,null,null,0.53103936449580591,null,154.18357071568164,null,null,null,null,null,null,null,null,null,null,null,null,null,null,null,null,null,null,null,null,8,"hydclass5",12.711874,8591.6569648267196,null,null,0.71994969535013398,null,174.90543624936805]
[null,null,null,null,null,null,null,null,null,null,null,null,null,null,null,null,null,null,null,null,null,null,null,null,null,null,null,null,null,null,null,null,null,null,null,null,null,null,null,null,null,null,null,null,null,null,null,null,null,null,75,"hydclass4",0.44631726799999999,7314.0585887138304,{"$f":"SUM(BA328:BA504)","v":664.75013599099793},"MW in bin",0.69562127361131099,null,154.79125319878483,null,null,null,null,null,null,null,null,null,null,null,null,null,null,null,null,null,null,null,null,55,"hydclass4",5.4039330000000003,7340.80194082664,null,null,0.61539524870794804,null,175.2383809444342]
[null,null,null,null,null,null,null,null,null,null,null,null,null,null,null,null,null,null,null,null,null,null,null,null,null,null,null,null,null,null,null,null,null,null,null,null,null,null,null,null,null,null,null,null,null,null,null,null,null,null,123,"hydclass5",2.909921212,7041.8406054890402,{"$f":"SUMPRODUCT((BA328:BA504*1000),BB328:BB504)/(SUM(BA328:BA504)*1000)","v":5234.6060219852316},{"$f":"BC504-(BC504-BC504/$S$44)-L106","v":5038.5932844111967},0.66824541644922875,{"$f":"SUMPRODUCT((BA328:BA504*1000),BE328:BE504)/(SUM(BA328:BA504)*1000)","v":0.62172119363624345},155.22515190896809,null,null,null,null,null,null,null,null,null,null,null,null,null,null,null,null,null,null,null,null,82,"hydclass2",1.45502799999999,5958.4395999262797,null,null,0.50067095047179899,null,175.48406307188256]
[null,null,null,null,null,null,null,null,null,null,null,null,null,null,null,null,null,null,null,null,null,null,null,null,null,null,null,null,null,null,null,null,null,null,null,null,null,null,null,null,null,null,null,null,null,null,null,null,null,null,114,"hydclass5",2.01871552599999,6375.20759794068,null,null,0.59895160349434218,null,157.03305380653282,null,null,null,null,null,null,null,null,null,null,null,null,null,null,null,null,null,null,null,null,132,"hydclass5",8.5994890000000002,7898.4365967271897,null,null,0.66020302578288204,null,175.54771717030616]
[null,null,null,null,null,null,null,null,null,null,null,null,null,null,null,null,null,null,null,null,null,null,null,null,null,null,null,null,null,null,null,null,null,null,null,null,null,null,null,null,null,null,null,null,null,null,null,null,null,null,84,"hydclass4",0.723007654,6662.7264610261,null,null,0.62537762891732096,null,157.05388231610925,null,null,null,null,null,null,null,null,null,null,null,null,null,null,null,null,null,null,null,null,94,"hydclass5",49.268126000000002,7999.7463354575002,null,null,0.66632431598247999,null,176.12346241637212]
[null,null,null,null,null,null,null,null,null,null,null,null,null,null,null,null,null,null,null,null,null,null,null,null,null,null,null,null,null,null,null,null,null,null,null,null,null,null,null,null,null,null,null,null,null,null,null,null,null,null,103,"hydclass5",7.9889304719999998,7445.82180850445,null,null,0.69625422736083564,null,157.3461499538997,null,null,null,null,null,null,null,null,null,null,null,null,null,null,null,null,null,null,null,null,21,"hydclass5",66.520949000000002,7746.35119873024,null,null,0.64439158833026899,null,176.43039792506238]
[null,null,null,null,null,null,null,null,null,null,null,null,null,null,null,null,null,null,null,null,null,null,null,null,null,null,null,null,null,null,null,null,null,null,null,null,null,null,null,null,null,null,null,null,null,null,null,null,null,null,118,"hydclass4",1.3304135079999899,6480.8120884850796,null,null,0.6053311017282782,null,157.88916866941875,null,null,null,null,null,null,null,null,null,null,null,null,null,null,null,null,null,null,null,null,110,"hydclass4",9.7985810000000004,6739.5542454425504,null,null,0.56176977352706303,null,176.47838160961177]
[null,null,null,null,null,null,null,null,null,null,null,null,null,null,null,null,null,null,null,null,null,null,null,null,null,null,null,null,null,null,null,null,null,null,null,null,null,null,null,null,null,null,null,null,null,null,null,null,null,null,29,"hydclass1",6.3212685000000005E-2,6517.1862645043102,null,null,0.60387443184294354,null,159.12074450428614,null,null,null,null,null,null,null,null,null,null,null,null,null,null,null,null,null,null,null,null,82,"hydclass3",1.390028,6003.31998819197,null,null,0.50067095047179899,null,176.75974253132637]
[null,null,null,null,null,null,null,null,null,null,null,null,null,null,null,null,null,null,null,null,null,null,null,null,null,null,null,null,null,null,null,null,null,null,null,null,null,null,null,null,null,null,null,null,null,null,null,null,null,null,29,"hydclass2",6.3064949999999897E-2,6520.3533230233797,null,null,0.60387443184294354,null,159.19538023642193,null,null,null,null,null,null,null,null,null,null,null,null,null,null,null,null,null,null,null,null,57,"hydclass5",1.026073,6316.50044790424,null,null,0.526037348897474,null,176.8383843073955]
[null,null,null,null,null,null,null,null,null,null,null,null,null,null,null,null,null,null,null,null,null,null,null,null,null,null,null,null,null,null,null,null,null,null,null,null,null,null,null,null,null,null,null,null,null,null,null,null,null,null,98,"hydclass5",20.43465033,6438.3738122429304,null,null,0.59612416864522721,null,159.27305244275385,null,null,null,null,null,null,null,null,null,null,null,null,null,null,null,null,null,null,null,null,12,"hydclass3",11.7768029999999,7711.5884872522302,null,null,0.63995508666013901,null,176.86181760267468]
[null,null,null,null,null,null,null,null,null,null,null,null,null,null,null,null,null,null,null,null,null,null,null,null,null,null,null,null,null,null,null,null,null,null,null,null,null,null,null,null,null,null,null,null,null,null,null,null,null,null,74,"hydclass5",0.66953088000000005,8028.1440605078196,null,null,0.73112494883651935,null,161.30456132919926,null,null,null,null,null,null,null,null,null,null,null,null,null,null,null,null,null,null,null,null,2,"hydclass5",275.24951299999901,8161.3401321822303,null,null,0.67510458810169105,null,177.2741856868204]
[null,null,null,null,null,null,null,null,null,null,null,null,null,null,null,null,null,null,null,null,null,null,null,null,null,null,null,null,null,null,null,null,null,null,null,null,null,null,null,null,null,null,null,null,null,null,null,null,null,null,2,"hydclass5",1.4125125589999901,7296.6635851932897,null,null,0.6626206134937791,null,161.9927984970283,null,null,null,null,null,null,null,null,null,null,null,null,null,null,null,null,null,null,null,null,15,"hydclass5",422.273158999999,8135.2876269852204,null,null,0.67129636431752704,null,177.71229441594838]
[null,null,null,null,null,null,null,null,null,null,null,null,null,null,null,null,null,null,null,null,null,null,null,null,null,null,null,null,null,null,null,null,null,null,null,null,null,null,null,null,null,null,null,null,null,null,null,null,null,null,76,"hydclass5",1.6956452419999899,8029.59084053069,null,null,0.72791414486721684,null,162.03248986989868,null,null,null,null,null,null,null,null,null,null,null,null,null,null,null,null,null,null,null,null,19,"hydclass3",1.2852539999999899,7795.1638633028797,null,null,0.64170588559286001,null,178.24006058979771]
[null,null,null,null,null,null,null,null,null,null,null,null,null,null,null,null,null,null,null,null,null,null,null,null,null,null,null,null,null,null,null,null,null,null,null,null,null,null,null,null,null,null,null,null,null,null,null,null,null,null,16,"hydclass5",0.70235361599999901,8543.8166371440802,null,null,0.77269739335731868,null,162.26816499655899,null,null,null,null,null,null,null,null,null,null,null,null,null,null,null,null,null,null,null,null,118,"hydclass5",45.987184999999897,7800.1084322749402,null,null,0.64137899904342499,null,178.43924302000789]
[null,null,null,null,null,null,null,null,null,null,null,null,null,null,null,null,null,null,null,null,null,null,null,null,null,null,null,null,null,null,null,null,null,null,null,null,null,null,null,null,null,null,null,null,null,null,null,null,null,null,132,"hydclass5",9.0600599419999899,7346.0174101764896,null,null,0.66313793229282259,null,162.9276674678288,null,null,null,null,null,null,null,null,null,null,null,null,null,null,null,null,null,null,null,null,109,"hydclass5",45.966880000000003,6700.0775994547303,null,null,0.54836542521922704,null,179.70200817092277]
[null,null,null,null,null,null,null,null,null,null,null,null,null,null,null,null,null,null,null,null,null,null,null,null,null,null,null,null,null,null,null,null,null,null,null,null,null,null,null,null,null,null,null,null,null,null,null,null,null,null,93,"hydclass5",3.23893948299999,7058.1885013569199,null,null,0.62925738662539121,null,165.04576446669512,null,null,null,null,null,null,null,null,null,null,null,null,null,null,null,null,null,null,null,null,71,"hydclass5",1.14063599999999,6556.1244761394,null,null,0.53660375323243004,null,179.76416048332433]
[null,null,null,null,null,null,null,null,null,null,null,null,null,null,null,null,null,null,null,null,null,null,null,null,null,null,null,null,null,null,null,null,null,null,null,null,null,null,null,null,null,null,null,null,null,null,null,null,null,null,29,"hydclass3",5.2528591999999902E-2,6772.7942165539798,null,null,0.60387443184294354,null,{"$f":" (($S$48 * $S$46 * $S$44 * (BB518 * 1 + $L$104) +$L$69) * 1000 / (BE518 * 8760)) + $L$80 + 0","v":165.14446857698223},null,null,null,null,null,null,null,null,null,null,null,null,null,null,null,null,null,null,null,null,58,"hydclass5",36.907612,6997.9185195645696,null,null,0.57012632533680696,null,{"$f":" (($S$48 * $S$46 * $S$44 * (CE518 * 1 + $L$104) +$L$69) * 1000 / (CH518 * 8760)) + $L$80 + 0","v":180.38019535197344}]
[null,null,null,null,null,null,null,null,null,null,null,null,null,null,null,null,null,null,null,null,null,null,null,null,null,null,null,null,null,null,null,null,null,null,null,null,null,null,null,null,null,null,null,null,null,null,null,null,null,null,41,"hydclass1",0.18102389099999899,7064.1379751516897,null,null,0.6264659166760187,null,165.90435638945061,null,null,null,null,null,null,null,null,null,null,null,null,null,null,null,null,null,null,null,null,9,"hydclass5",178.12957499999999,8089.3995906240298,null,null,0.65714858337162696,null,180.48661604862733]
[null,null,null,null,null,null,null,null,null,null,null,null,null,null,null,null,null,null,null,null,null,null,null,null,null,null,null,null,null,null,null,null,null,null,null,null,null,null,null,null,null,null,null,null,null,null,null,null,null,null,11,"hydclass4",0.26708848899999899,5543.6078976972203,null,null,0.49362838373560602,null,165.98991189008086,null,null,null,null,null,null,null,null,null,null,null,null,null,null,null,null,null,null,null,null,56,"hydclass4",4.8818400000000004,7465.8597672615097,null,null,0.60116288479552105,null,182.2838544833011]
[null,null,null,null,null,null,null,null,null,null,null,null,null,null,null,null,null,null,null,null,null,null,null,null,null,null,null,null,null,null,null,null,null,null,null,null,null,null,null,null,null,null,null,null,null,null,null,null,null,null,102,"hydclass5",2.6316151129999898,5914.5079102910104,null,null,0.52220258027005428,null,167.1621347269018,null,null,null,null,null,null,null,null,null,null,null,null,null,null,null,null,null,null,null,null,64,"hydclass5",12.887726000000001,7001.6042261544198,null,null,0.56204424264899,null,183.0286672382978]
[null,null,null,null,null,null,null,null,null,null,null,null,null,null,null,null,null,null,null,null,null,null,null,null,null,null,null,null,null,null,null,null,null,null,null,null,null,null,null,null,null,null,null,null,null,null,null,null,null,null,14,"hydclass4",5.4116673999999899E-2,7739.6464151801802,null,null,0.6800460001721782,null,167.18098259303224,null,null,null,null,null,null,null,null,null,null,null,null,null,null,null,null,null,null,null,null,89,"hydclass4",10.933044000000001,7251.3026277990602,null,null,0.58104847696552997,null,183.24599071890034]
[null,null,null,null,null,null,null,null,null,null,null,null,null,null,null,null,null,null,null,null,null,null,null,null,null,null,null,null,null,null,null,null,null,null,null,null,null,null,null,null,null,null,null,null,null,null,null,null,null,null,13,"hydclass4",6.63083589999999E-2,9657.9331154567408,null,null,0.8429558508952627,null,167.77657498019633,null,null,null,null,null,null,null,null,null,null,null,null,null,null,null,null,null,null,null,null,6,"hydclass4",143.87950199999901,7372.2568309562903,null,null,0.59049794595862704,null,183.27164481107144]
[null,null,null,null,null,null,null,null,null,null,null,null,null,null,null,null,null,null,null,null,null,null,null,null,null,null,null,null,null,null,null,null,null,null,null,null,null,null,null,null,null,null,null,null,null,null,null,null,null,null,130,"hydclass5",7.9003110699999901,7461.6253761994303,null,null,0.65165623233594816,null,168.27561770917444,null,null,null,null,null,null,null,null,null,null,null,null,null,null,null,null,null,null,null,null,12,"hydclass4",11.810297,8059.3970962558296,null,null,0.63995508666013901,null,184.59624528809664]
[null,null,null,null,null,null,null,null,null,null,null,null,null,null,null,null,null,null,null,null,null,null,null,null,null,null,null,null,null,null,null,null,null,null,null,null,null,null,null,null,null,null,null,null,null,null,null,null,null,null,15,"hydclass4",0.75775427200000001,7367.7743273904298,null,null,0.64302037030127879,null,168.42238495809451,null,null,null,null,null,null,null,null,null,null,null,null,null,null,null,null,null,null,null,null,1,"hydclass5",207.38002999999901,8501.5505944141605,null,null,0.67407538773467301,null,184.72326160797209]
[null,null,null,null,null,null,null,null,null,null,null,null,null,null,null,null,null,null,null,null,null,null,null,null,null,null,null,null,null,null,null,null,null,null,null,null,null,null,null,null,null,null,null,null,null,null,null,null,null,null,48,"hydclass4",1.01024164199999,6044.0931573473699,null,null,0.52739082263983272,null,169.04084500449068,null,null,null,null,null,null,null,null,null,null,null,null,null,null,null,null,null,null,null,null,44,"hydclass1",2.1536360000000001,7306.0014336838203,null,null,0.57806230118628499,null,185.52531959733307]
[null,null,null,null,null,null,null,null,null,null,null,null,null,null,null,null,null,null,null,null,null,null,null,null,null,null,null,null,null,null,null,null,null,null,null,null,null,null,null,null,null,null,null,null,null,null,null,null,null,null,104,"hydclass5",0.25740912799999899,8575.8880335895992,null,null,0.74418046693588291,null,168.99649110276084,null,null,null,null,null,null,null,null,null,null,null,null,null,null,null,null,null,null,null,null,91,"hydclass3",1.37838199999999,8473.6473944923491,null,null,0.66856522718854905,null,185.62959096298025]
[null,null,null,null,null,null,null,null,null,null,null,null,null,null,null,null,null,null,null,null,null,null,null,null,null,null,null,null,null,null,null,null,null,null,null,null,null,null,null,null,null,null,null,null,null,null,null,null,null,null,44,"hydclass5",1.1515380310000001,6677.3182852077798,null,null,0.58029744185106125,null,169.40342816656224,null,null,null,null,null,null,null,null,null,null,null,null,null,null,null,null,null,null,null,null,55,"hydclass5",4.7220339999999901,7795.1981755847301,null,null,0.61539524870794804,null,185.74632946213103]
[null,null,null,null,null,null,null,null,null,null,null,null,null,null,null,null,null,null,null,null,null,null,null,null,null,null,null,null,null,null,null,null,null,null,null,null,null,null,null,null,null,null,null,null,null,null,null,null,null,null,61,"hydclass3",0.61205427199999896,5624.2494137884696,null,null,0.490220804904759,null,169.46604311074771,null,null,null,null,null,null,null,null,null,null,null,null,null,null,null,null,null,null,null,null,19,"hydclass4",1.03174699999999,8198.03210028375,null,null,0.64170588559286001,null,187.17443928384125]
[null,null,null,null,null,null,null,null,null,null,null,null,null,null,null,null,null,null,null,null,null,null,null,null,null,null,null,null,null,null,null,null,null,null,null,null,null,null,null,null,null,null,null,null,null,null,null,null,null,null,96,"hydclass4",4.1506384619999901,7936.9344519574297,null,null,0.6866722779395289,null,169.68240235166743,null,null,null,null,null,null,null,null,null,null,null,null,null,null,null,null,null,null,null,null,68,"hydclass2",2.5856259999999902,7041.7377486092,null,null,0.54793970988888796,null,188.71311624476667]
[null,null,null,null,null,null,null,null,null,null,null,null,null,null,null,null,null,null,null,null,null,null,null,null,null,null,null,null,null,null,null,null,null,null,null,null,null,null,null,null,null,null,null,null,null,null,null,null,null,null,134,"hydclass5",3.6221733490000001,7752.4878618078201,null,null,0.67053970412881658,null,169.78552249779995,null,null,null,null,null,null,null,null,null,null,null,null,null,null,null,null,null,null,null,null,98,"hydclass5",12.157284000000001,8085.0416772337803,null,null,0.62441218972617996,null,189.70873304941844]
[null,null,null,null,null,null,null,null,null,null,null,null,null,null,null,null,null,null,null,null,null,null,null,null,null,null,null,null,null,null,null,null,null,null,null,null,null,null,null,null,null,null,null,null,null,null,null,null,null,null,59,"hydclass4",2.8955310000000001E-2,7668.0299291341098,null,null,0.66259517267225299,null,169.97503406042554,null,null,null,null,null,null,null,null,null,null,null,null,null,null,null,null,null,null,null,null,12,"hydclass5",10.059778999999899,8327.9120638835502,null,null,0.63995508666013901,null,190.567372930738]
[null,null,null,null,null,null,null,null,null,null,null,null,null,null,null,null,null,null,null,null,null,null,null,null,null,null,null,null,null,null,null,null,null,null,null,null,null,null,null,null,null,null,null,null,null,null,null,null,null,null,56,"hydclass4",1.23946312899999,6171.9614314966602,null,null,0.53505799746229099,null,170.05804407213955,null,null,null,null,null,null,null,null,null,null,null,null,null,null,null,null,null,null,null,null,83,"hydclass5",1.30524799999999,7768.0062711922501,null,null,0.59382606659652304,null,191.7437179127501]
[null,null,null,null,null,null,null,null,null,null,null,null,null,null,null,null,null,null,null,null,null,null,null,null,null,null,null,null,null,null,null,null,null,null,null,null,null,null,null,null,null,null,null,null,null,null,null,null,null,null,3,"hydclass5",0.84598248300000001,8147.7742781054703,null,null,0.70177457355384665,null,170.3642542022549,null,null,null,null,null,null,null,null,null,null,null,null,null,null,null,null,null,null,null,null,90,"hydclass4",9.6483249999999892,8241.7018567464602,null,null,0.62795100500642498,null,192.20513192837012]
[null,null,null,null,null,null,null,null,null,null,null,null,null,null,null,null,null,null,null,null,null,null,null,null,null,null,null,null,null,null,null,null,null,null,null,null,null,null,null,null,null,null,null,null,null,null,null,null,null,null,20,"hydclass2",0.27150053400000002,7572.6454963313299,null,null,0.65131521633423239,null,170.78807506345339,null,null,null,null,null,null,null,null,null,null,null,null,null,null,null,null,null,null,null,null,56,"hydclass5",2.8305499999999899,7949.1201891845903,null,null,0.60116288479552105,null,193.72386490437958]
[null,null,null,null,null,null,null,null,null,null,null,null,null,null,null,null,null,null,null,null,null,null,null,null,null,null,null,null,null,null,null,null,null,null,null,null,null,null,null,null,null,null,null,null,null,null,null,null,null,null,22,"hydclass1",0.11012142900000001,7111.8031297092703,null,null,0.61199378950623384,null,170.87235574930997,null,null,null,null,null,null,null,null,null,null,null,null,null,null,null,null,null,null,null,null,110,"hydclass5",8.5963170000000009,7470.5194947757,null,null,0.56176977352706303,null,194.9955985226577]
[null,null,null,null,null,null,null,null,null,null,null,null,null,null,null,null,null,null,null,null,null,null,null,null,null,null,null,null,null,null,null,null,null,null,null,null,null,null,null,null,null,null,null,null,null,null,null,null,null,null,37,"hydclass5",6.082507927,6516.8849166339996,null,null,0.56054811387596826,null,171.20405993771718,null,null,null,null,null,null,null,null,null,null,null,null,null,null,null,null,null,null,null,null,89,"hydclass5",8.2002600000000001,8030.5836848512499,null,null,0.58104847696552997,null,202.33217459249937]
[null,null,null,null,null,null,null,null,null,null,null,null,null,null,null,null,null,null,null,null,null,null,null,null,null,null,null,null,null,null,null,null,null,null,null,null,null,null,null,null,null,null,null,null,null,null,null,null,null,null,8,"hydclass5",0.60815917799999997,8853.0135065172399,null,null,0.75794656089785339,null,171.17922990854447,null,null,null,null,null,null,null,null,null,null,null,null,null,null,null,null,null,null,null,null,101,"hydclass5",2.3013650000000001,8798.8508344581405,null,null,0.63234768045387302,null,203.42615174879603]
[null,null,null,null,null,null,null,null,null,null,null,null,null,null,null,null,null,null,null,null,null,null,null,null,null,null,null,null,null,null,null,null,null,null,null,null,null,null,null,null,null,null,null,null,null,null,null,null,null,null,125,"hydclass4",0.52906695800000003,7634.6208733891199,null,null,0.65306390642889567,null,171.6884832331786,null,null,null,null,null,null,null,null,null,null,null,null,null,null,null,null,null,null,null,null,6,"hydclass5",143.354782999999,8245.5275775351001,null,null,0.59049794595862704,null,204.31756271720189]
[null,null,null,null,null,null,null,null,null,null,null,null,null,null,null,null,null,null,null,null,null,null,null,null,null,null,null,null,null,null,null,null,null,null,null,null,null,null,null,null,null,null,null,null,null,null,null,null,null,null,36,"hydclass3",0.36807820499999899,6726.9498294227196,null,null,0.57552966584260667,null,172.01174190055457,null,null,null,null,null,null,null,null,null,null,null,null,null,null,null,null,null,null,null,null,90,"hydclass5",7.6823930000000002,8887.0172735012293,null,null,0.62795100500642498,null,206.82971965445492]
[null,null,null,null,null,null,null,null,null,null,null,null,null,null,null,null,null,null,null,null,null,null,null,null,null,null,null,null,null,null,null,null,null,null,null,null,null,null,null,null,null,null,null,null,null,null,null,null,null,null,67,"hydclass5",1.124496479,6322.7164307543499,null,null,0.54092845961087832,null,172.20782220401296,null,null,null,null,null,null,null,null,null,null,null,null,null,null,null,null,null,null,null,null,88,"hydclass3",1.3533649999999899,8505.8047535211299,null,null,0.57458762053786105,null,216.34702674159396]
[null,null,null,null,null,null,null,null,null,null,null,null,null,null,null,null,null,null,null,null,null,null,null,null,null,null,null,null,null,null,null,null,null,null,null,null,null,null,null,null,null,null,null,null,null,null,null,null,null,null,54,"hydclass3",1.502282874,5814.71854490841,null,null,0.49563569816297942,null,173.11288251646673,null,null,null,null,null,null,null,null,null,null,null,null,null,null,null,null,null,null,null,null,88,"hydclass4",1.0870820000000001,8906.5862726760897,{"$f":"SUM(CD472:CD543)","v":3661.24134799999},"MW in bin",0.57458762053786105,null,226.27335820905995]
[null,null,null,null,null,null,null,null,null,null,null,null,null,null,null,null,null,null,null,null,null,null,null,null,null,null,null,null,null,null,null,null,null,null,null,null,null,null,null,null,null,null,null,null,null,null,null,null,null,null,111,"hydclass5",3.9820778630000002,7406.8825459508498,null,null,0.62742582663915447,null,173.42866986852198,null,null,null,null,null,null,null,null,null,null,null,null,null,null,null,null,null,null,null,null,86,"hydclass1",1.1753690000000001,7955.30769304555,{"$f":"SUMPRODUCT((CD472:CD543*1000),CE472:CE543)/(SUM(CD472:CD543)*1000)","v":7814.7085059466963},{"$f":"CF543-(CF543-CF543/$S$44)-L113","v":7522.0823940367918},0.506945906904953,{"$f":"SUMPRODUCT((CE472:CE543*1000),CH472:CH543)/(SUM(CE472:CE543)*1000)","v":0.62154797216830626},229.40161264622179]
[null,null,null,null,null,null,null,null,null,null,null,null,null,null,null,null,null,null,null,null,null,null,null,null,null,null,null,null,null,null,null,null,null,null,null,null,null,null,null,null,null,null,null,null,null,null,null,null,null,null,91,"hydclass4",0.366720767,8118.6267424835396,null,null,0.68491686149163133,null,173.88556314934971,null,null,null,null,null,null,null,null,null,null,null,null,null,null,null,null,null,null,null,null,4,"hydclass2",0,500000,null,null,0.77785264026886403,null,9152.5589218840432]
[null,null,null,null,null,null,null,null,null,null,null,null,null,null,null,null,null,null,null,null,null,null,null,null,null,null,null,null,null,null,null,null,null,null,null,null,null,null,null,null,null,null,null,null,null,null,null,null,null,null,23,"hydclass1",6.9365658999999899E-2,7348.7414952359904,null,null,0.61993653709298169,null,174.15665141803359,null,null,null,null,null,null,null,null,null,null,null,null,null,null,null,null,null,null,null,null,4,"hydclass3",0,500000,null,null,0.77785264026886403,null,9152.5589218840432]
[null,null,null,null,null,null,null,null,null,null,null,null,null,null,null,null,null,null,null,null,null,null,null,null,null,null,null,null,null,null,null,null,null,null,null,null,null,null,null,null,null,null,null,null,null,null,null,null,null,null,133,"hydclass5",2.3346625769999898,7523.7763012604801,null,null,0.63406872257097557,null,174.26347404634262,null,null,null,null,null,null,null,null,null,null,null,null,null,null,null,null,null,null,null,null,4,"hydclass4",0,500000,null,null,0.77785264026886403,null,9152.5589218840432]
[null,null,null,null,null,null,null,null,null,null,null,null,null,null,null,null,null,null,null,null,null,null,null,null,null,null,null,null,null,null,null,null,null,null,null,null,null,null,null,null,null,null,null,null,null,null,null,null,null,null,73,"hydclass3",0.404951802999999,6765.8067272996896,null,null,0.57108961519447932,null,174.29644827491461,null,null,null,null,null,null,null,null,null,null,null,null,null,null,null,null,null,null,null,null,4,"hydclass5",0,500000,null,null,0.77785264026886403,null,9152.5589218840432]
[null,null,null,null,null,null,null,null,null,null,null,null,null,null,null,null,null,null,null,null,null,null,null,null,null,null,null,null,null,null,null,null,null,null,null,null,null,null,null,null,null,null,null,null,null,null,null,null,null,null,107,"hydclass5",6.1337882839999898,7102.7992103358602,null,null,0.59574049167853993,null,175.245707245429,null,null,null,null,null,null,null,null,null,null,null,null,null,null,null,null,null,null,null,null,76,"hydclass4",0,500000,null,null,0.74796458055644899,null,9518.1802839204556]
[null,null,null,null,null,null,null,null,null,null,null,null,null,null,null,null,null,null,null,null,null,null,null,null,null,null,null,null,null,null,null,null,null,null,null,null,null,null,null,null,null,null,null,null,null,null,null,null,null,null,7,"hydclass5",1.6804515849999899,8098.2681048643999,null,null,0.66931683942298936,null,177.44281639889957,null,null,null,null,null,null,null,null,null,null,null,null,null,null,null,null,null,null,null,null,76,"hydclass5",0,500000,null,null,0.74796458055644899,null,9518.1802839204556]
[null,null,null,null,null,null,null,null,null,null,null,null,null,null,null,null,null,null,null,null,null,null,null,null,null,null,null,null,null,null,null,null,null,null,null,null,null,null,null,null,null,null,null,null,null,null,null,null,null,null,120,"hydclass4",8.3908218000000007E-2,7612.9582572919899,null,null,0.62797468371372311,null,177.9494976098247,null,null,null,null,null,null,null,null,null,null,null,null,null,null,null,null,null,null,null,null,104,"hydclass3",0,500000,null,null,0.74210443727970199,null,9593.3208350491786]
[null,null,null,null,null,null,null,null,null,null,null,null,null,null,null,null,null,null,null,null,null,null,null,null,null,null,null,null,null,null,null,null,null,null,null,null,null,null,null,null,null,null,null,null,null,null,null,null,null,null,100,"hydclass3",0.14572792900000001,7648.1076303297305,null,null,0.62956994284550449,null,178.2999410228972,null,null,null,null,null,null,null,null,null,null,null,null,null,null,null,null,null,null,null,null,104,"hydclass4",0,500000,null,null,0.74210443727970199,null,9593.3208350491786]
[null,null,null,null,null,null,null,null,null,null,null,null,null,null,null,null,null,null,null,null,null,null,null,null,null,null,null,null,null,null,null,null,null,null,null,null,null,null,null,null,null,null,null,null,null,null,null,null,null,null,71,"hydclass4",0.65332538899999903,8399.1181533670806,null,null,0.68364214902193954,null,180.04363306284432,null,null,null,null,null,null,null,null,null,null,null,null,null,null,null,null,null,null,null,null,104,"hydclass5",0,500000,null,null,0.74210443727970199,null,9593.3208350491786]
[null,null,null,null,null,null,null,null,null,null,null,null,null,null,null,null,null,null,null,null,null,null,null,null,null,null,null,null,null,null,null,null,null,null,null,null,null,null,null,null,null,null,null,null,null,null,null,null,null,null,79,"hydclass5",0.97663002799999998,8158.6113631431799,null,null,0.66183582178430611,null,180.71564866392981,null,null,null,null,null,null,null,null,null,null,null,null,null,null,null,null,null,null,null,null,7,"hydclass4",0,500000,null,null,0.73020110087941503,null,9749.6620196667664]
[null,null,null,null,null,null,null,null,null,null,null,null,null,null,null,null,null,null,null,null,null,null,null,null,null,null,null,null,null,null,null,null,null,null,null,null,null,null,null,null,null,null,null,null,null,null,null,null,null,null,4,"hydclass5",5.9851571999999999E-2,9775.4958724384305,null,null,0.79016725183002545,null,180.92281969343426,null,null,null,null,null,null,null,null,null,null,null,null,null,null,null,null,null,null,null,null,7,"hydclass5",0,500000,null,null,0.73020110087941503,null,9749.6620196667664]
[null,null,null,null,null,null,null,null,null,null,null,null,null,null,null,null,null,null,null,null,null,null,null,null,null,null,null,null,null,null,null,null,null,null,null,null,null,null,null,null,null,null,null,null,null,null,null,null,null,null,38,"hydclass4",1.873132652,6499.3489489443,null,null,0.52663516893288254,null,181.58174242561779,null,null,null,null,null,null,null,null,null,null,null,null,null,null,null,null,null,null,null,null,27,"hydclass4",0,500000,null,null,0.72368811348866802,null,9837.3819983134072]
[null,null,null,null,null,null,null,null,null,null,null,null,null,null,null,null,null,null,null,null,null,null,null,null,null,null,null,null,null,null,null,null,null,null,null,null,null,null,null,null,null,null,null,null,null,null,null,null,null,null,83,"hydclass5",2.0863896499999899,6705.9956314465499,null,null,0.53761298920616296,null,183.39896159158181,null,null,null,null,null,null,null,null,null,null,null,null,null,null,null,null,null,null,null,null,27,"hydclass5",0,500000,null,null,0.72368811348866802,null,9837.3819983134072]
[null,null,null,null,null,null,null,null,null,null,null,null,null,null,null,null,null,null,null,null,null,null,null,null,null,null,null,null,null,null,null,null,null,null,null,null,null,null,null,null,null,null,null,null,null,null,null,null,null,null,60,"hydclass4",0.32238370500000002,6645.7288149853803,null,null,0.53103936449580591,null,184.0208590175161,null,null,null,null,null,null,null,null,null,null,null,null,null,null,null,null,null,null,null,null,13,"hydclass2",0,500000,null,null,0.72363024281124,null,9838.1685053643378]
[null,null,null,null,null,null,null,null,null,null,null,null,null,null,null,null,null,null,null,null,null,null,null,null,null,null,null,null,null,null,null,null,null,null,null,null,null,null,null,null,null,null,null,null,null,null,null,null,null,null,119,"hydclass5",0.31612982299999898,7763.6051949073199,null,null,0.61782733210421792,null,184.29801223559571,null,null,null,null,null,null,null,null,null,null,null,null,null,null,null,null,null,null,null,null,13,"hydclass3",0,500000,null,null,0.72363024281124,null,9838.1685053643378]
[null,null,null,null,null,null,null,null,null,null,null,null,null,null,null,null,null,null,null,null,null,null,null,null,null,null,null,null,null,null,null,null,null,null,null,null,null,null,null,null,null,null,null,null,null,null,null,null,null,null,34,"hydclass5",2.7060059779999901,8522.5477583012707,null,null,0.67646875382536364,null,184.52094588235329,null,null,null,null,null,null,null,null,null,null,null,null,null,null,null,null,null,null,null,null,13,"hydclass4",0,500000,null,null,0.72363024281124,null,9838.1685053643378]
[null,null,null,null,null,null,null,null,null,null,null,null,null,null,null,null,null,null,null,null,null,null,null,null,null,null,null,null,null,null,null,null,null,null,null,null,null,null,null,null,null,null,null,null,null,null,null,null,null,null,52,"hydclass1",0.20235481899999899,5872.2461864605402,null,null,0.46748772085344659,null,185.12547384123906,null,null,null,null,null,null,null,null,null,null,null,null,null,null,null,null,null,null,null,null,13,"hydclass5",0,500000,null,null,0.72363024281124,null,9838.1685053643378]
[null,null,null,null,null,null,null,null,null,null,null,null,null,null,null,null,null,null,null,null,null,null,null,null,null,null,null,null,null,null,null,null,null,null,null,null,null,null,null,null,null,null,null,null,null,null,null,null,null,null,63,"hydclass5",45.265513426999902,6289.6413414614999,null,null,0.49920179152886984,null,185.43437772310554,null,null,null,null,null,null,null,null,null,null,null,null,null,null,null,null,null,null,null,null,126,"hydclass4",0,500000,null,null,0.67329730820537603,null,10573.428382976799]
[null,null,null,null,null,null,null,null,null,null,null,null,null,null,null,null,null,null,null,null,null,null,null,null,null,null,null,null,null,null,null,null,null,null,null,null,null,null,null,null,null,null,null,null,null,null,null,null,null,null,131,"hydclass5",13.0973397839999,8111.0934535590704,null,null,0.64024445059483215,null,185.6631143986917,null,null,null,null,null,null,null,null,null,null,null,null,null,null,null,null,null,null,null,null,126,"hydclass5",0,500000,null,null,0.67329730820537603,null,10573.428382976799]
[null,null,null,null,null,null,null,null,null,null,null,null,null,null,null,null,null,null,null,null,null,null,null,null,null,null,null,null,null,null,null,null,null,null,null,null,null,null,null,null,null,null,null,null,null,null,null,null,null,null,25,"hydclass5",1.86387378,8797.3065239345106,null,null,0.68819857788879357,null,187.10343361979548,null,null,null,null,null,null,null,null,null,null,null,null,null,null,null,null,null,null,null,null,32,"hydclass3",0,500000,null,null,0.66980643036606402,null,10628.520652464465]
[null,null,null,null,null,null,null,null,null,null,null,null,null,null,null,null,null,null,null,null,null,null,null,null,null,null,null,null,null,null,null,null,null,null,null,null,null,null,null,null,null,null,null,null,null,null,null,null,null,null,50,"hydclass5",14.907318374999999,7303.5724619368202,null,null,0.57106395956946499,null,187.70542071307352,null,null,null,null,null,null,null,null,null,null,null,null,null,null,null,null,null,null,null,null,32,"hydclass4",0,500000,null,null,0.66980643036606402,null,10628.520652464465]
[null,null,null,null,null,null,null,null,null,null,null,null,null,null,null,null,null,null,null,null,null,null,null,null,null,null,null,null,null,null,null,null,null,null,null,null,null,null,null,null,null,null,null,null,null,null,null,null,null,null,26,"hydclass5",0.65887731400000005,9013.3823939938702,null,null,0.69826963335449199,null,188.84738955462842,null,null,null,null,null,null,null,null,null,null,null,null,null,null,null,null,null,null,null,null,32,"hydclass5",0,500000,null,null,0.66980643036606402,null,10628.520652464465]
[null,null,null,null,null,null,null,null,null,null,null,null,null,null,null,null,null,null,null,null,null,null,null,null,null,null,null,null,null,null,null,null,null,null,null,null,null,null,null,null,null,null,null,null,null,null,null,null,null,null,129,"hydclass5",2.149050393,8350.4272456673898,null,null,0.64654391879017059,null,189.14832394292856,null,null,null,null,null,null,null,null,null,null,null,null,null,null,null,null,null,null,null,null,91,"hydclass4",0,500000,null,null,0.66856522718854905,null,10648.247695142165]
[null,null,null,null,null,null,null,null,null,null,null,null,null,null,null,null,null,null,null,null,null,null,null,null,null,null,null,null,null,null,null,null,null,null,null,null,null,null,null,null,null,null,null,null,null,null,null,null,null,null,12,"hydclass5",2.0279526119999902,8180.7838704496098,null,null,0.62860880690574084,null,190.62769438143042,null,null,null,null,null,null,null,null,null,null,null,null,null,null,null,null,null,null,null,null,91,"hydclass5",0,500000,null,null,0.66856522718854905,null,10648.247695142165]
[null,null,null,null,null,null,null,null,null,null,null,null,null,null,null,null,null,null,null,null,null,null,null,null,null,null,null,null,null,null,null,null,null,null,null,null,null,null,null,null,null,null,null,null,null,null,null,null,null,null,95,"hydclass5",3.7342846299999901,9046.3342446142906,null,null,0.69248088648739026,null,191.08074777231207,null,null,null,null,null,null,null,null,null,null,null,null,null,null,null,null,null,null,null,null,59,"hydclass3",0,500000,null,null,0.66277812167302597,null,10741.200319314286]
[null,null,null,null,null,null,null,null,null,null,null,null,null,null,null,null,null,null,null,null,null,null,null,null,null,null,null,null,null,null,null,null,null,null,null,null,null,null,null,null,null,null,null,null,null,null,null,null,null,null,121,"hydclass5",0.69668457699999897,7969.1927214091202,null,null,0.60913352909815988,null,191.69309586829758,null,null,null,null,null,null,null,null,null,null,null,null,null,null,null,null,null,null,null,null,59,"hydclass4",0,500000,null,null,0.66277812167302597,null,10741.200319314286]
[null,null,null,null,null,null,null,null,null,null,null,null,null,null,null,null,null,null,null,null,null,null,null,null,null,null,null,null,null,null,null,null,null,null,null,null,null,null,null,null,null,null,null,null,null,null,null,null,null,null,39,"hydclass2",0.16101294299999999,6697.2274514929204,null,null,0.50532935489118758,null,194.69686355202961,null,null,null,null,null,null,null,null,null,null,null,null,null,null,null,null,null,null,null,null,59,"hydclass5",0,500000,null,null,0.66277812167302597,null,10741.200319314286]
[null,null,null,null,null,null,null,null,null,null,null,null,null,null,null,null,null,null,null,null,null,null,null,null,null,null,null,null,null,null,null,null,null,null,null,null,null,null,null,null,null,null,null,null,null,null,null,null,null,null,94,"hydclass5",25.6083480160001,9127.6865669963699,null,null,0.6844703016323318,null,194.97697251139675,null,null,null,null,null,null,null,null,null,null,null,null,null,null,null,null,null,null,null,null,19,"hydclass5",0,500000,null,null,0.64170588559286001,null,11093.829817778102]
[null,null,null,null,null,null,null,null,null,null,null,null,null,null,null,null,null,null,null,null,null,null,null,null,null,null,null,null,null,null,null,null,null,null,null,null,null,null,null,null,null,null,null,null,null,null,null,null,null,null,61,"hydclass4",0.61432021299999895,6519.1552450577201,null,null,0.490220804904759,null,195.44507424780511,null,null,null,null,null,null,null,null,null,null,null,null,null,null,null,null,null,null,null,null,44,"hydclass2",0,500000,null,null,0.57806230118628499,null,12314.943686835633]
[null,null,null,null,null,null,null,null,null,null,null,null,null,null,null,null,null,null,null,null,null,null,null,null,null,null,null,null,null,null,null,null,null,null,null,null,null,null,null,null,null,null,null,null,null,null,null,null,null,null,126,"hydclass5",5.5885542859999999,8868.95675981979,null,null,0.66326271444775053,null,195.57393425127671,null,null,null,null,null,null,null,null,null,null,null,null,null,null,null,null,null,null,null,null,44,"hydclass3",0,500000,null,null,0.57806230118628499,null,12314.943686835633]
[null,null,null,null,null,null,null,null,null,null,null,null,null,null,null,null,null,null,null,null,null,null,null,null,null,null,null,null,null,null,null,null,null,null,null,null,null,null,null,null,null,null,null,null,null,null,null,null,null,null,100,"hydclass4",0.14194179499999901,8480.1580755866707,null,null,0.62956994284550449,null,197.10795863962272,null,null,null,null,null,null,null,null,null,null,null,null,null,null,null,null,null,null,null,null,44,"hydclass4",0,500000,null,null,0.57806230118628499,null,12314.943686835633]
[null,null,null,null,null,null,null,null,null,null,null,null,null,null,null,null,null,null,null,null,null,null,null,null,null,null,null,null,null,null,null,null,null,null,null,null,null,null,null,null,null,null,null,null,null,null,null,null,null,null,18,"hydclass5",3.7653438889999902,8582.1628010449294,null,null,0.63518485138093261,null,197.67471751501338,null,null,null,null,null,null,null,null,null,null,null,null,null,null,null,null,null,null,null,null,44,"hydclass5",0,500000,null,null,0.57806230118628499,null,12314.943686835633]
[null,null,null,null,null,null,null,null,null,null,null,null,null,null,null,null,null,null,null,null,null,null,null,null,null,null,null,null,null,null,null,null,null,null,null,null,null,null,null,null,null,null,null,null,null,null,null,null,null,null,128,"hydclass5",4.1493128999999997E-2,10710.228030361601,null,null,0.78910943658321953,null,198.01901611434232,null,null,null,null,null,null,null,null,null,null,null,null,null,null,null,null,null,null,null,null,88,"hydclass5",0,500000,null,null,0.57458762053786105,null,12389.39908422844]
[null,null,null,null,null,null,null,null,null,null,null,null,null,null,null,null,null,null,null,null,null,null,null,null,null,null,null,null,null,null,null,null,null,null,null,null,null,null,null,null,null,null,null,null,null,null,null,null,null,null,125,"hydclass5",0.49268422299999998,8864.2291126200798,null,null,0.65306390642889567,null,198.48315454345649,null,null,null,null,null,null,null,null,null,null,null,null,null,null,null,null,null,null,null,null,111,"hydclass5",0,500000,null,null,0.57203924298390496,null,12444.580633020401]
[null,null,null,null,null,null,null,null,null,null,null,null,null,null,null,null,null,null,null,null,null,null,null,null,null,null,null,null,null,null,null,null,null,null,null,null,null,null,null,null,null,null,null,null,null,null,null,null,null,null,40,"hydclass4",0.89520587999999901,9841.1300327162098,null,null,0.72323344088956132,null,198.70939456767744,null,null,null,null,null,null,null,null,null,null,null,null,null,null,null,null,null,null,null,null,68,"hydclass3",0,500000,null,null,0.54793970988888796,null,12991.800974352953]
[null,null,null,null,null,null,null,null,null,null,null,null,null,null,null,null,null,null,null,null,null,null,null,null,null,null,null,null,null,null,null,null,null,null,null,null,null,null,null,null,null,null,null,null,null,null,null,null,null,null,77,"hydclass5",0.75964377999999999,9703.9624221685208,null,null,0.70933210430321458,null,199.79899790694972,null,null,null,null,null,null,null,null,null,null,null,null,null,null,null,null,null,null,null,null,68,"hydclass4",0,500000,null,null,0.54793970988888796,null,12991.800974352953]
[null,null,null,null,null,null,null,null,null,null,null,null,null,null,null,null,null,null,null,null,null,null,null,null,null,null,null,null,null,null,null,null,null,null,null,null,null,null,null,null,null,null,null,null,null,null,null,null,null,null,87,"hydclass5",15.619466904999999,8111.0468709765801,null,null,0.58117676272723895,null,204.25837935572187,null,null,null,null,null,null,null,null,null,null,null,null,null,null,null,null,null,null,null,null,68,"hydclass5",0,500000,null,null,0.54793970988888796,null,12991.800974352953]
[null,null,null,null,null,null,null,null,null,null,null,null,null,null,null,null,null,null,null,null,null,null,null,null,null,null,null,null,null,null,null,null,null,null,null,null,null,null,null,null,null,null,null,null,null,null,null,null,null,null,20,"hydclass3",0.26745497499999898,9146.9573918792703,null,null,0.65131521633423239,null,205.18636903369267,null,null,null,null,null,null,null,null,null,null,null,null,null,null,null,null,null,null,null,null,67,"hydclass2",0,500000,null,null,0.51384483709540996,null,13853.660536617474]
[null,null,null,null,null,null,null,null,null,null,null,null,null,null,null,null,null,null,null,null,null,null,null,null,null,null,null,null,null,null,null,null,null,null,null,null,null,null,null,null,null,null,null,null,null,null,null,null,null,null,86,"hydclass5",0.73425320399999905,6602.3930533877501,{"$f":"SUM(BA505:BA583)","v":248.55996391099961},"MW in bin",0.47034534416900992,null,{"$f":" (($S$48 * $S$46 * $S$44 * (BB582 * 1 + $L$104) +$L$69) * 1000 / (BE582 * 8760)) + $L$80 + 0","v":206.10885245542045},null,null,null,null,null,null,null,null,null,null,null,null,null,null,null,null,null,null,null,null,67,"hydclass3",0,500000,null,null,0.51384483709540996,null,{"$f":" (($S$48 * $S$46 * $S$44 * (CE582 * 1 + $L$104) +$L$69) * 1000 / (CH582 * 8760)) + $L$80 + 0","v":13853.660536617474}]
[null,null,null,null,null,null,null,null,null,null,null,null,null,null,null,null,null,null,null,null,null,null,null,null,null,null,null,null,null,null,null,null,null,null,null,null,null,null,null,null,null,null,null,null,null,null,null,null,null,null,19,"hydclass4",0.24503478300000001,9141.57845716665,{"$f":"SUMPRODUCT((BA505:BA583*1000),BB505:BB583)/(SUM(BA505:BA583)*1000)","v":7439.0177853583691},{"$f":"BC583-(BC583-BC583/$S$44)-L107","v":7160.4596216979398},0.64694845938597445,{"$f":"SUMPRODUCT((BA505:BA583*1000),BE505:BE583)/(SUM(BA505:BA583)*1000)","v":0.60533676473420561},206.4348525167903,null,null,null,null,null,null,null,null,null,null,null,null,null,null,null,null,null,null,null,null,67,"hydclass4",0,500000,null,null,0.51384483709540996,null,13853.660536617474]
[null,null,null,null,null,null,null,null,null,null,null,null,null,null,null,null,null,null,null,null,null,null,null,null,null,null,null,null,null,null,null,null,null,null,null,null,null,null,null,null,null,null,null,null,null,null,null,null,null,null,72,"hydclass5",2.6144120679999898,9841.0965317734608,null,null,0.68512294084075742,null,209.61243101108343,null,null,null,null,null,null,null,null,null,null,null,null,null,null,null,null,null,null,null,null,67,"hydclass5",0,500000,null,null,0.51384483709540996,null,13853.660536617474]
[null,null,null,null,null,null,null,null,null,null,null,null,null,null,null,null,null,null,null,null,null,null,null,null,null,null,null,null,null,null,null,null,null,null,null,null,null,null,null,null,null,null,null,null,null,null,null,null,null,null,117,"hydclass5",1.2308250299999901,8166.5832806583703,null,null,0.56863437214844614,null,210.09427614243427,null,null,null,null,null,null,null,null,null,null,null,null,null,null,null,null,null,null,null,null,86,"hydclass2",0,500000,null,null,0.506945906904953,null,14042.155753761253]
[null,null,null,null,null,null,null,null,null,null,null,null,null,null,null,null,null,null,null,null,null,null,null,null,null,null,null,null,null,null,null,null,null,null,null,null,null,null,null,null,null,null,null,null,null,null,null,null,null,null,124,"hydclass1",1.3515324999999899E-2,8995.9080400662606,null,null,0.62169489055420013,null,211.37656874046255,null,null,null,null,null,null,null,null,null,null,null,null,null,null,null,null,null,null,null,null,86,"hydclass3",0,500000,null,null,0.506945906904953,null,14042.155753761253]
[null,null,null,null,null,null,null,null,null,null,null,null,null,null,null,null,null,null,null,null,null,null,null,null,null,null,null,null,null,null,null,null,null,null,null,null,null,null,null,null,null,null,null,null,null,null,null,null,null,null,36,"hydclass4",0.35809037399999899,8334.6668827131307,null,null,0.57552966584260667,null,211.76559743894953,null,null,null,null,null,null,null,null,null,null,null,null,null,null,null,null,null,null,null,null,86,"hydclass4",0,500000,null,null,0.506945906904953,null,14042.155753761253]
[null,null,null,null,null,null,null,null,null,null,null,null,null,null,null,null,null,null,null,null,null,null,null,null,null,null,null,null,null,null,null,null,null,null,null,null,null,null,null,null,null,null,null,null,null,null,null,null,null,null,52,"hydclass2",0.20938158500000001,6760.2149373951097,null,null,0.46748772085344659,null,212.15664270713216,null,null,null,null,null,null,null,null,null,null,null,null,null,null,null,null,null,null,null,null,86,"hydclass5",0,500000,null,null,0.506945906904953,null,14042.155753761253]
[null,null,null,null,null,null,null,null,null,null,null,null,null,null,null,null,null,null,null,null,null,null,null,null,null,null,null,null,null,null,null,null,null,null,null,null,null,null,null,null,null,null,null,null,null,null,null,null,null,null,75,"hydclass5",0.40717756699999902,10162.3722260757,null,null,0.69562127361131099,null,213.06223092803518,null,null,null,null,null,null,null,null,null,null,null,null,null,null,null,null,null,null,null,null,82,"hydclass4",0,500000,null,null,0.50067095047179899,null,14218.113707516295]
[null,null,null,null,null,null,null,null,null,null,null,null,null,null,null,null,null,null,null,null,null,null,null,null,null,null,null,null,null,null,null,null,null,null,null,null,null,null,null,null,null,null,null,null,null,null,null,null,null,null,90,"hydclass5",7.45976831499999,8584.4356301347198,null,null,0.58741100605384744,null,213.58779100882933,null,null,null,null,null,null,null,null,null,null,null,null,null,null,null,null,null,null,null,null,82,"hydclass5",0,500000,null,null,0.50067095047179899,null,14218.113707516295]
[null,null,null,null,null,null,null,null,null,null,null,null,null,null,null,null,null,null,null,null,null,null,null,null,null,null,null,null,null,null,null,null,null,null,null,null,null,null,null,null,null,null,null,null,null,null,null,null,null,null,73,"hydclass4",0.379186777999999,8360.4518591791293,null,null,0.57108961519447932,null,214.03363706070863,null,null,null,null,null,null,null,null,null,null,null,null,null,null,null,null,null,null,null,null,11,"hydclass1",0,0,null,null,0,null,{"$error":"#DIV/0!"}]
[null,null,null,null,null,null,null,null,null,null,null,null,null,null,null,null,null,null,null,null,null,null,null,null,null,null,null,null,null,null,null,null,null,null,null,null,null,null,null,null,null,null,null,null,null,null,null,null,null,null,42,"hydclass5",0.85419555899999899,8555.5753932501702,null,null,0.58178177965366151,null,214.92244874711938,null,null,null,null,null,null,null,null,null,null,null,null,null,null,null,null,null,null,null,null,22,"hydclass1",0,0,null,null,0,null,{"$error":"#DIV/0!"}]
[null,null,null,null,null,null,null,null,null,null,null,null,null,null,null,null,null,null,null,null,null,null,null,null,null,null,null,null,null,null,null,null,null,null,null,null,null,null,null,null,null,null,null,null,null,null,null,null,null,null,118,"hydclass5",1.263710468,8921.8205489789507,null,null,0.6053311017282782,null,215.2761852605552,null,null,null,null,null,null,null,null,null,null,null,null,null,null,null,null,null,null,null,null,23,"hydclass1",0,0,null,null,0,null,{"$error":"#DIV/0!"}]
[null,null,null,null,null,null,null,null,null,null,null,null,null,null,null,null,null,null,null,null,null,null,null,null,null,null,null,null,null,null,null,null,null,null,null,null,null,null,null,null,null,null,null,null,null,null,null,null,null,null,97,"hydclass5",7.2602484260000004,9647.0766920175902,null,null,0.65386568541473322,null,215.28136078719641,null,null,null,null,null,null,null,null,null,null,null,null,null,null,null,null,null,null,null,null,29,"hydclass1",0,0,null,null,0,null,{"$error":"#DIV/0!"}]
[null,null,null,null,null,null,null,null,null,null,null,null,null,null,null,null,null,null,null,null,null,null,null,null,null,null,null,null,null,null,null,null,null,null,null,null,null,null,null,null,null,null,null,null,null,null,null,null,null,null,22,"hydclass2",9.2360592000000005E-2,9029.0389801220208,null,null,0.61199378950623384,null,215.45500554725896,null,null,null,null,null,null,null,null,null,null,null,null,null,null,null,null,null,null,null,null,30,"hydclass1",0,0,null,null,0,null,{"$error":"#DIV/0!"}]
[null,null,null,null,null,null,null,null,null,null,null,null,null,null,null,null,null,null,null,null,null,null,null,null,null,null,null,null,null,null,null,null,null,null,null,null,null,null,null,null,null,null,null,null,null,null,null,null,null,null,21,"hydclass5",0.93063745399999898,9482.0092853214392,null,null,0.64004321775602768,null,216.20231811487605,null,null,null,null,null,null,null,null,null,null,null,null,null,null,null,null,null,null,null,null,37,"hydclass1",0,0,null,null,0,null,{"$error":"#DIV/0!"}]
[null,null,null,null,null,null,null,null,null,null,null,null,null,null,null,null,null,null,null,null,null,null,null,null,null,null,null,null,null,null,null,null,null,null,null,null,null,null,null,null,null,null,null,null,null,null,null,null,null,null,35,"hydclass4",0.54873336800000005,9682.1158593710006,null,null,0.65337267954649481,null,216.20495832464383,null,null,null,null,null,null,null,null,null,null,null,null,null,null,null,null,null,null,null,null,49,"hydclass1",0,0,null,null,0,null,{"$error":"#DIV/0!"}]
[null,null,null,null,null,null,null,null,null,null,null,null,null,null,null,null,null,null,null,null,null,null,null,null,null,null,null,null,null,null,null,null,null,null,null,null,null,null,null,null,null,null,null,null,null,null,null,null,null,null,41,"hydclass2",0.18245943100000001,9291.2942026924593,null,null,0.6264659166760187,null,216.49737424562647,null,null,null,null,null,null,null,null,null,null,null,null,null,null,null,null,null,null,null,null,60,"hydclass1",0,0,null,null,0,null,{"$error":"#DIV/0!"}]
[null,null,null,null,null,null,null,null,null,null,null,null,null,null,null,null,null,null,null,null,null,null,null,null,null,null,null,null,null,null,null,null,null,null,null,null,null,null,null,null,null,null,null,null,null,null,null,null,null,null,66,"hydclass5",2.5455874610000002,8017.9264595854002,null,null,0.53997884840731492,null,217.18294921903239,null,null,null,null,null,null,null,null,null,null,null,null,null,null,null,null,null,null,null,null,62,"hydclass1",0,0,null,null,0,null,{"$error":"#DIV/0!"}]
[null,null,null,null,null,null,null,null,null,null,null,null,null,null,null,null,null,null,null,null,null,null,null,null,null,null,null,null,null,null,null,null,null,null,null,null,null,null,null,null,null,null,null,null,null,null,null,null,null,null,23,"hydclass2",6.8651520999999993E-2,9274.3062068324707,null,null,0.61993653709298169,null,218.35929428129239,null,null,null,null,null,null,null,null,null,null,null,null,null,null,null,null,null,null,null,null,78,"hydclass1",0,0,null,null,0,null,{"$error":"#DIV/0!"}]
[null,null,null,null,null,null,null,null,null,null,null,null,null,null,null,null,null,null,null,null,null,null,null,null,null,null,null,null,null,null,null,null,null,null,null,null,null,null,null,null,null,null,null,null,null,null,null,null,null,null,82,"hydclass5",0.32682728,9394.0807423741408,null,null,0.62328378415549635,null,219.93581626570906,null,null,null,null,null,null,null,null,null,null,null,null,null,null,null,null,null,null,null,null,79,"hydclass1",0,0,null,null,0,null,{"$error":"#DIV/0!"}]
[null,null,null,null,null,null,null,null,null,null,null,null,null,null,null,null,null,null,null,null,null,null,null,null,null,null,null,null,null,null,null,null,null,null,null,null,null,null,null,null,null,null,null,null,null,null,null,null,null,null,14,"hydclass5",4.96282789999999E-2,10304.9229451262,null,null,0.6800460001721782,null,220.86354632314854,null,null,null,null,null,null,null,null,null,null,null,null,null,null,null,null,null,null,null,null,102,"hydclass1",0,0,null,null,0,null,{"$error":"#DIV/0!"}]
[null,null,null,null,null,null,null,null,null,null,null,null,null,null,null,null,null,null,null,null,null,null,null,null,null,null,null,null,null,null,null,null,null,null,null,null,null,null,null,null,null,null,null,null,null,null,null,null,null,null,92,"hydclass5",5.8479622850000101,9266.3526211632707,null,null,0.60998143621806589,null,221.69352951881584,null,null,null,null,null,null,null,null,null,null,null,null,null,null,null,null,null,null,null,null,120,"hydclass1",0,0,null,null,0,null,{"$error":"#DIV/0!"}]
[null,null,null,null,null,null,null,null,null,null,null,null,null,null,null,null,null,null,null,null,null,null,null,null,null,null,null,null,null,null,null,null,null,null,null,null,null,null,null,null,null,null,null,null,null,null,null,null,null,null,64,"hydclass5",3.7748762550000001,8618.9342852189602,null,null,0.56160779118456361,null,224.1517355536044,null,null,null,null,null,null,null,null,null,null,null,null,null,null,null,null,null,null,null,null,124,"hydclass1",0,0,null,null,0,null,{"$error":"#DIV/0!"}]
[null,null,null,null,null,null,null,null,null,null,null,null,null,null,null,null,null,null,null,null,null,null,null,null,null,null,null,null,null,null,null,null,null,null,null,null,null,null,null,null,null,null,null,null,null,null,null,null,null,null,120,"hydclass5",7.9189309999999902E-2,9668.9958175326901,null,null,0.62797468371372311,null,224.54309680591396,null,null,null,null,null,null,null,null,null,null,null,null,null,null,null,null,null,null,null,null,125,"hydclass1",0,0,null,null,0,null,{"$error":"#DIV/0!"}]
[null,null,null,null,null,null,null,null,null,null,null,null,null,null,null,null,null,null,null,null,null,null,null,null,null,null,null,null,null,null,null,null,null,null,null,null,null,null,null,null,null,null,null,null,null,null,null,null,null,null,96,"hydclass5",4.1239593369999898,10630.5822827581,null,null,0.6866722779395289,null,225.50739206910197,null,null,null,null,null,null,null,null,null,null,null,null,null,null,null,null,null,null,null,null,128,"hydclass1",0,0,null,null,0,null,{"$error":"#DIV/0!"}]
[null,null,null,null,null,null,null,null,null,null,null,null,null,null,null,null,null,null,null,null,null,null,null,null,null,null,null,null,null,null,null,null,null,null,null,null,null,null,null,null,null,null,null,null,null,null,null,null,null,null,54,"hydclass4",1.475364184,7661.3758177596101,null,null,0.49563569816297942,null,226.13548901316756,null,null,null,null,null,null,null,null,null,null,null,null,null,null,null,null,null,null,null,null,133,"hydclass1",0,0,null,null,0,null,{"$error":"#DIV/0!"}]
[null,null,null,null,null,null,null,null,null,null,null,null,null,null,null,null,null,null,null,null,null,null,null,null,null,null,null,null,null,null,null,null,null,null,null,null,null,null,null,null,null,null,null,null,null,null,null,null,null,null,13,"hydclass5",5.8419142E-2,13197.208485904801,null,null,0.8429558508952627,null,227.52780853266154,null,null,null,null,null,null,null,null,null,null,null,null,null,null,null,null,null,null,null,null,11,"hydclass2",0,0,null,null,0,null,{"$error":"#DIV/0!"}]
[null,null,null,null,null,null,null,null,null,null,null,null,null,null,null,null,null,null,null,null,null,null,null,null,null,null,null,null,null,null,null,null,null,null,null,null,null,null,null,null,null,null,null,null,null,null,null,null,null,null,15,"hydclass5",0.745875854,10041.0517507603,null,null,0.64302037030127879,null,227.58626537963403,null,null,null,null,null,null,null,null,null,null,null,null,null,null,null,null,null,null,null,null,22,"hydclass2",0,0,null,null,0,null,{"$error":"#DIV/0!"}]
[null,null,null,null,null,null,null,null,null,null,null,null,null,null,null,null,null,null,null,null,null,null,null,null,null,null,null,null,null,null,null,null,null,null,null,null,null,null,null,null,null,null,null,null,null,null,null,null,null,null,99,"hydclass5",6.3745102159999902,9531.0755115093907,null,null,0.60996195317267932,null,227.87679234720321,null,null,null,null,null,null,null,null,null,null,null,null,null,null,null,null,null,null,null,null,23,"hydclass2",0,0,null,null,0,null,{"$error":"#DIV/0!"}]
[null,null,null,null,null,null,null,null,null,null,null,null,null,null,null,null,null,null,null,null,null,null,null,null,null,null,null,null,null,null,null,null,null,null,null,null,null,null,null,null,null,null,null,null,null,null,null,null,null,null,57,"hydclass5",2.3813391419999901,7313.0944314346698,null,null,0.46623788246216769,null,229.59379839159584,null,null,null,null,null,null,null,null,null,null,null,null,null,null,null,null,null,null,null,null,29,"hydclass2",0,0,null,null,0,null,{"$error":"#DIV/0!"}]
[null,null,null,null,null,null,null,null,null,null,null,null,null,null,null,null,null,null,null,null,null,null,null,null,null,null,null,null,null,null,null,null,null,null,null,null,null,null,null,null,null,null,null,null,null,null,null,null,null,null,49,"hydclass1",7.3528661999999897E-2,6315.9180105312398,null,null,0.40219898757810923,null,230.43862324812179,null,null,null,null,null,null,null,null,null,null,null,null,null,null,null,null,null,null,null,null,30,"hydclass2",0,0,null,null,0,null,{"$error":"#DIV/0!"}]
[null,null,null,null,null,null,null,null,null,null,null,null,null,null,null,null,null,null,null,null,null,null,null,null,null,null,null,null,null,null,null,null,null,null,null,null,null,null,null,null,null,null,null,null,null,null,null,null,null,null,68,"hydclass5",0.54983959500000001,9066.2841540237005,null,null,0.56901439497979678,null,232.45729868524194,null,null,null,null,null,null,null,null,null,null,null,null,null,null,null,null,null,null,null,null,37,"hydclass2",0,0,null,null,0,null,{"$error":"#DIV/0!"}]
[null,null,null,null,null,null,null,null,null,null,null,null,null,null,null,null,null,null,null,null,null,null,null,null,null,null,null,null,null,null,null,null,null,null,null,null,null,null,null,null,null,null,null,null,null,null,null,null,null,null,53,"hydclass5",17.094980838000001,8327.4063735450709,null,null,0.52116091979609336,null,233.37860192199167,null,null,null,null,null,null,null,null,null,null,null,null,null,null,null,null,null,null,null,null,49,"hydclass2",0,0,null,null,0,null,{"$error":"#DIV/0!"}]
[null,null,null,null,null,null,null,null,null,null,null,null,null,null,null,null,null,null,null,null,null,null,null,null,null,null,null,null,null,null,null,null,null,null,null,null,null,null,null,null,null,null,null,null,null,null,null,null,null,null,91,"hydclass5",0.338854299999999,11041.9566741949,null,null,0.68491686149163133,null,234.62591824483599,null,null,null,null,null,null,null,null,null,null,null,null,null,null,null,null,null,null,null,null,60,"hydclass2",0,0,null,null,0,null,{"$error":"#DIV/0!"}]
[null,null,null,null,null,null,null,null,null,null,null,null,null,null,null,null,null,null,null,null,null,null,null,null,null,null,null,null,null,null,null,null,null,null,null,null,null,null,null,null,null,null,null,null,null,null,null,null,null,null,39,"hydclass3",0.14548798299999999,8132.4058287888602,null,null,0.50532935489118758,null,235.11429462386272,null,null,null,null,null,null,null,null,null,null,null,null,null,null,null,null,null,null,null,null,62,"hydclass2",0,0,null,null,0,null,{"$error":"#DIV/0!"}]
[null,null,null,null,null,null,null,null,null,null,null,null,null,null,null,null,null,null,null,null,null,null,null,null,null,null,null,null,null,null,null,null,null,null,null,null,null,null,null,null,null,null,null,null,null,null,null,null,null,null,22,"hydclass3",8.9939378999999903E-2,9971.5284127266495,null,null,0.61199378950623384,null,237.3712848109885,null,null,null,null,null,null,null,null,null,null,null,null,null,null,null,null,null,null,null,null,78,"hydclass2",0,0,null,null,0,null,{"$error":"#DIV/0!"}]
[null,null,null,null,null,null,null,null,null,null,null,null,null,null,null,null,null,null,null,null,null,null,null,null,null,null,null,null,null,null,null,null,null,null,null,null,null,null,null,null,null,null,null,null,null,null,null,null,null,null,55,"hydclass5",1.178021397,8662.8929262597994,null,null,0.52637246977096341,null,240.16483297308611,null,null,null,null,null,null,null,null,null,null,null,null,null,null,null,null,null,null,null,null,79,"hydclass2",0,0,null,null,0,null,{"$error":"#DIV/0!"}]
[null,null,null,null,null,null,null,null,null,null,null,null,null,null,null,null,null,null,null,null,null,null,null,null,null,null,null,null,null,null,null,null,null,null,null,null,null,null,null,null,null,null,null,null,null,null,null,null,null,null,52,"hydclass3",0.16492186,7726.78740362592,null,null,0.46748772085344659,null,241.58063260352102,null,null,null,null,null,null,null,null,null,null,null,null,null,null,null,null,null,null,null,null,102,"hydclass2",0,0,null,null,0,null,{"$error":"#DIV/0!"}]
[null,null,null,null,null,null,null,null,null,null,null,null,null,null,null,null,null,null,null,null,null,null,null,null,null,null,null,null,null,null,null,null,null,null,null,null,null,null,null,null,null,null,null,null,null,null,null,null,null,null,84,"hydclass5",0.711279992999999,10587.3404141016,null,null,0.62537762891732096,null,246.36220917274358,null,null,null,null,null,null,null,null,null,null,null,null,null,null,null,null,null,null,null,null,120,"hydclass2",0,0,null,null,0,null,{"$error":"#DIV/0!"}]
[null,null,null,null,null,null,null,null,null,null,null,null,null,null,null,null,null,null,null,null,null,null,null,null,null,null,null,null,null,null,null,null,null,null,null,null,null,null,null,null,null,null,null,null,null,null,null,null,null,null,20,"hydclass4",0.26815841299999998,11102.0476456252,null,null,0.65131521633423239,null,247.90456831611314,null,null,null,null,null,null,null,null,null,null,null,null,null,null,null,null,null,null,null,null,124,"hydclass2",0,0,null,null,0,null,{"$error":"#DIV/0!"}]
[null,null,null,null,null,null,null,null,null,null,null,null,null,null,null,null,null,null,null,null,null,null,null,null,null,null,null,null,null,null,null,null,null,null,null,null,null,null,null,null,null,null,null,null,null,null,null,null,null,null,100,"hydclass5",0.13951407499999999,10728.6491843275,null,null,0.62956994284550449,null,247.93379573317654,null,null,null,null,null,null,null,null,null,null,null,null,null,null,null,null,null,null,null,null,125,"hydclass2",0,0,null,null,0,null,{"$error":"#DIV/0!"}]
[null,null,null,null,null,null,null,null,null,null,null,null,null,null,null,null,null,null,null,null,null,null,null,null,null,null,null,null,null,null,null,null,null,null,null,null,null,null,null,null,null,null,null,null,null,null,null,null,null,null,41,"hydclass3",0.18080592199999901,10693.637909152299,null,null,0.6264659166760187,null,248.35360386439928,null,null,null,null,null,null,null,null,null,null,null,null,null,null,null,null,null,null,null,null,128,"hydclass2",0,0,null,null,0,null,{"$error":"#DIV/0!"}]
[null,null,null,null,null,null,null,null,null,null,null,null,null,null,null,null,null,null,null,null,null,null,null,null,null,null,null,null,null,null,null,null,null,null,null,null,null,null,null,null,null,null,null,null,null,null,null,null,null,null,29,"hydclass4",3.9612451999999902E-2,10420.3826219004,null,null,0.60387443184294354,null,251.10449410976693,null,null,null,null,null,null,null,null,null,null,null,null,null,null,null,null,null,null,null,null,133,"hydclass2",0,0,null,null,0,null,{"$error":"#DIV/0!"}]
[null,null,null,null,null,null,null,null,null,null,null,null,null,null,null,null,null,null,null,null,null,null,null,null,null,null,null,null,null,null,null,null,null,null,null,null,null,null,null,null,null,null,null,null,null,null,null,null,null,null,48,"hydclass5",0.93615305799999904,9192.16559840835,null,null,0.52739082263983272,null,253.98812951733501,null,null,null,null,null,null,null,null,null,null,null,null,null,null,null,null,null,null,null,null,11,"hydclass3",0,0,null,null,0,null,{"$error":"#DIV/0!"}]
[null,null,null,null,null,null,null,null,null,null,null,null,null,null,null,null,null,null,null,null,null,null,null,null,null,null,null,null,null,null,null,null,null,null,null,null,null,null,null,null,null,null,null,null,null,null,null,null,null,null,24,"hydclass5",0.88525844399999998,11287.716587299201,null,null,0.64417669676880984,null,254.72371511562196,null,null,null,null,null,null,null,null,null,null,null,null,null,null,null,null,null,null,null,null,22,"hydclass3",0,0,null,null,0,null,{"$error":"#DIV/0!"}]
[null,null,null,null,null,null,null,null,null,null,null,null,null,null,null,null,null,null,null,null,null,null,null,null,null,null,null,null,null,null,null,null,null,null,null,null,null,null,null,null,null,null,null,null,null,null,null,null,null,null,56,"hydclass5",1.1856728620000001,9450.4271653278993,null,null,0.53505799746229099,null,257.25616780469534,null,null,null,null,null,null,null,null,null,null,null,null,null,null,null,null,null,null,null,null,23,"hydclass3",0,0,null,null,0,null,{"$error":"#DIV/0!"}]
[null,null,null,null,null,null,null,null,null,null,null,null,null,null,null,null,null,null,null,null,null,null,null,null,null,null,null,null,null,null,null,null,null,null,null,null,null,null,null,null,null,null,null,null,null,null,null,null,null,null,32,"hydclass5",0.203077058,12073.552569003599,null,null,0.68095648671600273,null,257.53378382694251,null,null,null,null,null,null,null,null,null,null,null,null,null,null,null,null,null,null,null,null,29,"hydclass3",0,0,null,null,0,null,{"$error":"#DIV/0!"}]
[null,null,null,null,null,null,null,null,null,null,null,null,null,null,null,null,null,null,null,null,null,null,null,null,null,null,null,null,null,null,null,null,null,null,null,null,null,null,null,null,null,null,null,null,null,null,null,null,null,null,23,"hydclass3",6.4556158999999905E-2,11066.3977176387,null,null,0.61993653709298169,null,259.49796936885593,null,null,null,null,null,null,null,null,null,null,null,null,null,null,null,null,null,null,null,null,30,"hydclass3",0,0,null,null,0,null,{"$error":"#DIV/0!"}]
[null,null,null,null,null,null,null,null,null,null,null,null,null,null,null,null,null,null,null,null,null,null,null,null,null,null,null,null,null,null,null,null,null,null,null,null,null,null,null,null,null,null,null,null,null,null,null,null,null,null,11,"hydclass5",0.19569224599999999,8845.1599531853699,null,null,0.49362838373560602,null,261.17203253048439,null,null,null,null,null,null,null,null,null,null,null,null,null,null,null,null,null,null,null,null,37,"hydclass3",0,0,null,null,0,null,{"$error":"#DIV/0!"}]
[null,null,null,null,null,null,null,null,null,null,null,null,null,null,null,null,null,null,null,null,null,null,null,null,null,null,null,null,null,null,null,null,null,null,null,null,null,null,null,null,null,null,null,null,null,null,null,null,null,null,124,"hydclass2",8.9585059999999894E-3,11360.5916325913,null,null,0.62169489055420013,null,265.50595352385795,null,null,null,null,null,null,null,null,null,null,null,null,null,null,null,null,null,null,null,null,49,"hydclass3",0,0,null,null,0,null,{"$error":"#DIV/0!"}]
[null,null,null,null,null,null,null,null,null,null,null,null,null,null,null,null,null,null,null,null,null,null,null,null,null,null,null,null,null,null,null,null,null,null,null,null,null,null,null,null,null,null,null,null,null,null,null,null,null,null,71,"hydclass5",0.65111382399999995,12561.0483164489,null,null,0.68364214902193954,null,266.68061381300265,null,null,null,null,null,null,null,null,null,null,null,null,null,null,null,null,null,null,null,null,60,"hydclass3",0,0,null,null,0,null,{"$error":"#DIV/0!"}]
[null,null,null,null,null,null,null,null,null,null,null,null,null,null,null,null,null,null,null,null,null,null,null,null,null,null,null,null,null,null,null,null,null,null,null,null,null,null,null,null,null,null,null,null,null,null,null,null,null,null,124,"hydclass3",7.3864229999999901E-3,11835.4017943075,null,null,0.62169489055420013,null,276.37471500376415,null,null,null,null,null,null,null,null,null,null,null,null,null,null,null,null,null,null,null,null,62,"hydclass3",0,0,null,null,0,null,{"$error":"#DIV/0!"}]
[null,null,null,null,null,null,null,null,null,null,null,null,null,null,null,null,null,null,null,null,null,null,null,null,null,null,null,null,null,null,null,null,null,null,null,null,null,null,null,null,null,null,null,null,null,null,null,null,null,null,22,"hydclass4",9.2083229000000003E-2,11864.668840976499,null,null,0.61199378950623384,null,281.39362912133089,null,null,null,null,null,null,null,null,null,null,null,null,null,null,null,null,null,null,null,null,78,"hydclass3",0,0,null,null,0,null,{"$error":"#DIV/0!"}]
[null,null,null,null,null,null,null,null,null,null,null,null,null,null,null,null,null,null,null,null,null,null,null,null,null,null,null,null,null,null,null,null,null,null,null,null,null,null,null,null,null,null,null,null,null,null,null,null,null,null,40,"hydclass5",0.89394120399999899,14264.011677889301,null,null,0.72323344088956132,null,285.73843002512496,null,null,null,null,null,null,null,null,null,null,null,null,null,null,null,null,null,null,null,null,79,"hydclass3",0,0,null,null,0,null,{"$error":"#DIV/0!"}]
[null,null,null,null,null,null,null,null,null,null,null,null,null,null,null,null,null,null,null,null,null,null,null,null,null,null,null,null,null,null,null,null,null,null,null,null,null,null,null,null,null,null,null,null,null,null,null,null,null,null,41,"hydclass4",0.17970327799999899,12452.538431889099,null,null,0.6264659166760187,null,288.30952812945219,null,null,null,null,null,null,null,null,null,null,null,null,null,null,null,null,null,null,null,null,102,"hydclass3",0,0,null,null,0,null,{"$error":"#DIV/0!"}]
[null,null,null,null,null,null,null,null,null,null,null,null,null,null,null,null,null,null,null,null,null,null,null,null,null,null,null,null,null,null,null,null,null,null,null,null,null,null,null,null,null,null,null,null,null,null,null,null,null,null,27,"hydclass2",5.6325760000000002E-3,10821.584792625301,null,null,0.5438238833555038,null,289.03397965192403,null,null,null,null,null,null,null,null,null,null,null,null,null,null,null,null,null,null,null,null,120,"hydclass3",0,0,null,null,0,null,{"$error":"#DIV/0!"}]
[null,null,null,null,null,null,null,null,null,null,null,null,null,null,null,null,null,null,null,null,null,null,null,null,null,null,null,null,null,null,null,null,null,null,null,null,null,null,null,null,null,null,null,null,null,null,null,null,null,null,52,"hydclass4",0.167943868999999,9290.9593984755193,null,null,0.46748772085344659,null,289.19649440449103,null,null,null,null,null,null,null,null,null,null,null,null,null,null,null,null,null,null,null,null,124,"hydclass3",0,0,null,null,0,null,{"$error":"#DIV/0!"}]
[null,null,null,null,null,null,null,null,null,null,null,null,null,null,null,null,null,null,null,null,null,null,null,null,null,null,null,null,null,null,null,null,null,null,null,null,null,null,null,null,null,null,null,null,null,null,null,null,null,null,30,"hydclass2",1.938681E-3,13581.515263503699,null,null,0.67873041208554186,null,289.98733753069973,null,null,null,null,null,null,null,null,null,null,null,null,null,null,null,null,null,null,null,null,125,"hydclass3",0,0,null,null,0,null,{"$error":"#DIV/0!"}]
[null,null,null,null,null,null,null,null,null,null,null,null,null,null,null,null,null,null,null,null,null,null,null,null,null,null,null,null,null,null,null,null,null,null,null,null,null,null,null,null,null,null,null,null,null,null,null,null,null,null,124,"hydclass4",7.6681459999999998E-3,12792.060520662601,null,null,0.62169489055420013,null,298.27335229670246,null,null,null,null,null,null,null,null,null,null,null,null,null,null,null,null,null,null,null,null,128,"hydclass3",0,0,null,null,0,null,{"$error":"#DIV/0!"}]
[null,null,null,null,null,null,null,null,null,null,null,null,null,null,null,null,null,null,null,null,null,null,null,null,null,null,null,null,null,null,null,null,null,null,null,null,null,null,null,null,null,null,null,null,null,null,null,null,null,null,39,"hydclass4",0.12691719299999901,10406.074208121199,null,null,0.50532935489118758,null,299.1452446824992,null,null,null,null,null,null,null,null,null,null,null,null,null,null,null,null,null,null,null,null,133,"hydclass3",0,0,null,null,0,null,{"$error":"#DIV/0!"}]
[null,null,null,null,null,null,null,null,null,null,null,null,null,null,null,null,null,null,null,null,null,null,null,null,null,null,null,null,null,null,null,null,null,null,null,null,null,null,null,null,null,null,null,null,null,null,null,null,null,null,23,"hydclass4",6.37833339999999E-2,13042.282835498399,null,null,0.61993653709298169,null,304.85575125880735,null,null,null,null,null,null,null,null,null,null,null,null,null,null,null,null,null,null,null,null,11,"hydclass4",0,0,null,null,0,null,{"$error":"#DIV/0!"}]
[null,null,null,null,null,null,null,null,null,null,null,null,null,null,null,null,null,null,null,null,null,null,null,null,null,null,null,null,null,null,null,null,null,null,null,null,null,null,null,null,null,null,null,null,null,null,null,null,null,null,73,"hydclass5",0.36473244900000001,12171.301311052899,null,null,0.57108961519447932,null,308.99673642117284,null,null,null,null,null,null,null,null,null,null,null,null,null,null,null,null,null,null,null,null,22,"hydclass4",0,0,null,null,0,null,{"$error":"#DIV/0!"}]
[null,null,null,null,null,null,null,null,null,null,null,null,null,null,null,null,null,null,null,null,null,null,null,null,null,null,null,null,null,null,null,null,null,null,null,null,null,null,null,null,null,null,null,null,null,null,null,null,null,null,59,"hydclass5",1.83124119999999E-2,14168.083897876801,null,null,0.66259517267225299,null,309.58166486587584,null,null,null,null,null,null,null,null,null,null,null,null,null,null,null,null,null,null,null,null,23,"hydclass4",0,0,null,null,0,null,{"$error":"#DIV/0!"}]
[null,null,null,null,null,null,null,null,null,null,null,null,null,null,null,null,null,null,null,null,null,null,null,null,null,null,null,null,null,null,null,null,null,null,null,null,null,null,null,null,null,null,null,null,null,null,null,null,null,null,35,"hydclass5",0.54758296969999898,14026.7784833484,null,null,0.65337267954649481,null,310.83574235169249,null,null,null,null,null,null,null,null,null,null,null,null,null,null,null,null,null,null,null,null,29,"hydclass4",0,0,null,null,0,null,{"$error":"#DIV/0!"}]
[null,null,null,null,null,null,null,null,null,null,null,null,null,null,null,null,null,null,null,null,null,null,null,null,null,null,null,null,null,null,null,null,null,null,null,null,null,null,null,null,null,null,null,null,null,null,null,null,null,null,19,"hydclass5",0.23882604399999999,14158.7203013535,null,null,0.64694845938597445,null,{"$f":" (($S$48 * $S$46 * $S$44 * (BB646 * 1 + $L$104) +$L$69) * 1000 / (BE646 * 8760)) + $L$80 + 0","v":316.79799236043971},null,null,null,null,null,null,null,null,null,null,null,null,null,null,null,null,null,null,null,null,30,"hydclass4",0,0,null,null,0,null,{"$f":" (($S$48 * $S$46 * $S$44 * (CE646 * 1 + $L$104) +$L$69) * 1000 / (CH646 * 8760)) + $L$80 + 0","v":{"$error":"#DIV/0!"}}]
[null,null,null,null,null,null,null,null,null,null,null,null,null,null,null,null,null,null,null,null,null,null,null,null,null,null,null,null,null,null,null,null,null,null,null,null,null,null,null,null,null,null,null,null,null,null,null,null,null,null,29,"hydclass5",2.9613370999999999E-2,13639.058192877301,null,null,0.60387443184294354,null,326.95664723575766,null,null,null,null,null,null,null,null,null,null,null,null,null,null,null,null,null,null,null,null,37,"hydclass4",0,0,null,null,0,null,{"$error":"#DIV/0!"}]
[null,null,null,null,null,null,null,null,null,null,null,null,null,null,null,null,null,null,null,null,null,null,null,null,null,null,null,null,null,null,null,null,null,null,null,null,null,null,null,null,null,null,null,null,null,null,null,null,null,null,61,"hydclass5",0.58365330699999995,11108.898808993899,null,null,0.490220804904759,null,328.68489322349797,null,null,null,null,null,null,null,null,null,null,null,null,null,null,null,null,null,null,null,null,49,"hydclass4",0,0,null,null,0,null,{"$error":"#DIV/0!"}]
[null,null,null,null,null,null,null,null,null,null,null,null,null,null,null,null,null,null,null,null,null,null,null,null,null,null,null,null,null,null,null,null,null,null,null,null,null,null,null,null,null,null,null,null,null,null,null,null,null,null,60,"hydclass5",0.28946108799999998,12083.510606997301,null,null,0.53103936449580591,null,329.74530470492925,null,null,null,null,null,null,null,null,null,null,null,null,null,null,null,null,null,null,null,null,60,"hydclass4",0,0,null,null,0,null,{"$error":"#DIV/0!"}]
[null,null,null,null,null,null,null,null,null,null,null,null,null,null,null,null,null,null,null,null,null,null,null,null,null,null,null,null,null,null,null,null,null,null,null,null,null,null,null,null,null,null,null,null,null,null,null,null,null,null,30,"hydclass3",1.0200109999999899E-3,15589.7850611678,null,null,0.67873041208554186,null,332.09509365188518,null,null,null,null,null,null,null,null,null,null,null,null,null,null,null,null,null,null,null,null,62,"hydclass4",0,0,null,null,0,null,{"$error":"#DIV/0!"}]
[null,null,null,null,null,null,null,null,null,null,null,null,null,null,null,null,null,null,null,null,null,null,null,null,null,null,null,null,null,null,null,null,null,null,null,null,null,null,null,null,null,null,null,null,null,null,null,null,null,null,38,"hydclass5",1.8146210759999899,12439.329784348,null,null,0.52663516893288254,null,342.09560174281671,null,null,null,null,null,null,null,null,null,null,null,null,null,null,null,null,null,null,null,null,78,"hydclass4",0,0,null,null,0,null,{"$error":"#DIV/0!"}]
[null,null,null,null,null,null,null,null,null,null,null,null,null,null,null,null,null,null,null,null,null,null,null,null,null,null,null,null,null,null,null,null,null,null,null,null,null,null,null,null,null,null,null,null,null,null,null,null,null,null,49,"hydclass2",1.0206242000000001E-2,9543.8583255482608,null,null,0.40219898757810923,null,344.6532892490518,null,null,null,null,null,null,null,null,null,null,null,null,null,null,null,null,null,null,null,null,79,"hydclass4",0,0,null,null,0,null,{"$error":"#DIV/0!"}]
[null,null,null,null,null,null,null,null,null,null,null,null,null,null,null,null,null,null,null,null,null,null,null,null,null,null,null,null,null,null,null,null,null,null,null,null,null,null,null,null,null,null,null,null,null,null,null,null,null,null,20,"hydclass5",0.26425265100000001,15595.8919537698,null,null,0.65131521633423239,null,346.09386486223519,null,null,null,null,null,null,null,null,null,null,null,null,null,null,null,null,null,null,null,null,102,"hydclass4",0,0,null,null,0,null,{"$error":"#DIV/0!"}]
[null,null,null,null,null,null,null,null,null,null,null,null,null,null,null,null,null,null,null,null,null,null,null,null,null,null,null,null,null,null,null,null,null,null,null,null,null,null,null,null,null,null,null,null,null,null,null,null,null,null,36,"hydclass5",0.35292493699999899,13968.0083012206,null,null,0.57552966584260667,null,351.06065591423589,null,null,null,null,null,null,null,null,null,null,null,null,null,null,null,null,null,null,null,null,120,"hydclass4",0,0,null,null,0,null,{"$error":"#DIV/0!"}]
[null,null,null,null,null,null,null,null,null,null,null,null,null,null,null,null,null,null,null,null,null,null,null,null,null,null,null,null,null,null,null,null,null,null,null,null,null,null,null,null,null,null,null,null,null,null,null,null,null,null,54,"hydclass5",1.4696540709999899,12324.1636491598,null,null,0.49563569816297942,null,360.01694498047578,null,null,null,null,null,null,null,null,null,null,null,null,null,null,null,null,null,null,null,null,124,"hydclass4",0,0,null,null,0,null,{"$error":"#DIV/0!"}]
[null,null,null,null,null,null,null,null,null,null,null,null,null,null,null,null,null,null,null,null,null,null,null,null,null,null,null,null,null,null,null,null,null,null,null,null,null,null,null,null,null,null,null,null,null,null,null,null,null,null,41,"hydclass5",0.17652041999999901,15807.8609213038,null,null,0.6264659166760187,null,364.53044542344514,null,null,null,null,null,null,null,null,null,null,null,null,null,null,null,null,null,null,null,null,125,"hydclass4",0,0,null,null,0,null,{"$error":"#DIV/0!"}]
[null,null,null,null,null,null,null,null,null,null,null,null,null,null,null,null,null,null,null,null,null,null,null,null,null,null,null,null,null,null,null,null,null,null,null,null,null,null,null,null,null,null,null,null,null,null,null,null,null,null,124,"hydclass5",6.0437909999999902E-3,15963.475423972901,null,null,0.62169489055420013,null,370.86942314175366,null,null,null,null,null,null,null,null,null,null,null,null,null,null,null,null,null,null,null,null,128,"hydclass4",0,0,null,null,0,null,{"$error":"#DIV/0!"}]
[null,null,null,null,null,null,null,null,null,null,null,null,null,null,null,null,null,null,null,null,null,null,null,null,null,null,null,null,null,null,null,null,null,null,null,null,null,null,null,null,null,null,null,null,null,null,null,null,null,null,45,"hydclass5",0.77794089600000005,14037.265868286901,null,null,0.53726844626051562,null,377.70412452695001,null,null,null,null,null,null,null,null,null,null,null,null,null,null,null,null,null,null,null,null,133,"hydclass4",0,0,null,null,0,null,{"$error":"#DIV/0!"}]
[null,null,null,null,null,null,null,null,null,null,null,null,null,null,null,null,null,null,null,null,null,null,null,null,null,null,null,null,null,null,null,null,null,null,null,null,null,null,null,null,null,null,null,null,null,null,null,null,null,null,22,"hydclass5",8.9214053999999904E-2,16521.988066823898,null,null,0.61199378950623384,null,389.69310203099349,null,null,null,null,null,null,null,null,null,null,null,null,null,null,null,null,null,null,null,null,11,"hydclass5",0,0,null,null,0,null,{"$error":"#DIV/0!"}]
[null,null,null,null,null,null,null,null,null,null,null,null,null,null,null,null,null,null,null,null,null,null,null,null,null,null,null,null,null,null,null,null,null,null,null,null,null,null,null,null,null,null,null,null,null,null,null,null,null,null,27,"hydclass3",1.02248399999999E-3,15581.654722622799,null,null,0.5438238833555038,null,413.59793993071844,null,null,null,null,null,null,null,null,null,null,null,null,null,null,null,null,null,null,null,null,22,"hydclass5",0,0,null,null,0,null,{"$error":"#DIV/0!"}]
[null,null,null,null,null,null,null,null,null,null,null,null,null,null,null,null,null,null,null,null,null,null,null,null,null,null,null,null,null,null,null,null,null,null,null,null,null,null,null,null,null,null,null,null,null,null,null,null,null,null,23,"hydclass5",6.1470682999999998E-2,18040.667206928199,null,null,0.61993653709298169,null,419.59705178898975,null,null,null,null,null,null,null,null,null,null,null,null,null,null,null,null,null,null,null,null,23,"hydclass5",0,0,null,null,0,null,{"$error":"#DIV/0!"}]
[null,null,null,null,null,null,null,null,null,null,null,null,null,null,null,null,null,null,null,null,null,null,null,null,null,null,null,null,null,null,null,null,null,null,null,null,null,null,null,null,null,null,null,null,null,null,null,null,null,null,39,"hydclass5",0.12621944199999899,14862.377683058499,null,null,0.50532935489118758,null,424.64346942080891,null,null,null,null,null,null,null,null,null,null,null,null,null,null,null,null,null,null,null,null,29,"hydclass5",0,0,null,null,0,null,{"$error":"#DIV/0!"}]
[null,null,null,null,null,null,null,null,null,null,null,null,null,null,null,null,null,null,null,null,null,null,null,null,null,null,null,null,null,null,null,null,null,null,null,null,null,null,null,null,null,null,null,null,null,null,null,null,null,null,27,"hydclass4",8.9790799999999902E-4,16024.201695296601,null,null,0.5438238833555038,null,425.17873692242756,null,null,null,null,null,null,null,null,null,null,null,null,null,null,null,null,null,null,null,null,30,"hydclass5",0,0,null,null,0,null,{"$error":"#DIV/0!"}]
[null,null,null,null,null,null,null,null,null,null,null,null,null,null,null,null,null,null,null,null,null,null,null,null,null,null,null,null,null,null,null,null,null,null,null,null,null,null,null,null,null,null,null,null,null,null,null,null,null,null,30,"hydclass4",6.1481000000000003E-4,20145.964802963001,null,null,0.67873041208554186,null,427.6253384601012,null,null,null,null,null,null,null,null,null,null,null,null,null,null,null,null,null,null,null,null,37,"hydclass5",0,0,null,null,0,null,{"$error":"#DIV/0!"}]
[null,null,null,null,null,null,null,null,null,null,null,null,null,null,null,null,null,null,null,null,null,null,null,null,null,null,null,null,null,null,null,null,null,null,null,null,null,null,null,null,null,null,null,null,null,null,null,null,null,null,52,"hydclass5",0.16047465299999999,16453.1231230751,null,null,0.46748772085344659,null,507.22405098355227,null,null,null,null,null,null,null,null,null,null,null,null,null,null,null,null,null,null,null,null,49,"hydclass5",0,0,null,null,0,null,{"$error":"#DIV/0!"}]
[null,null,null,null,null,null,null,null,null,null,null,null,null,null,null,null,null,null,null,null,null,null,null,null,null,null,null,null,null,null,null,null,null,null,null,null,null,null,null,null,null,null,null,null,null,null,null,null,null,null,49,"hydclass3",3.03700199999999E-3,14309.534916924,null,null,0.40219898757810923,null,513.2778941155641,null,null,null,null,null,null,null,null,null,null,null,null,null,null,null,null,null,null,null,null,60,"hydclass5",0,0,null,null,0,null,{"$error":"#DIV/0!"}]
[null,null,null,null,null,null,null,null,null,null,null,null,null,null,null,null,null,null,null,null,null,null,null,null,null,null,null,null,null,null,null,null,null,null,null,null,null,null,null,null,null,null,null,null,null,null,null,null,null,null,27,"hydclass5",5.3891799999999902E-4,20760.564564008801,null,null,0.5438238833555038,null,549.12231861777752,null,null,null,null,null,null,null,null,null,null,null,null,null,null,null,null,null,null,null,null,62,"hydclass5",0,0,null,null,0,null,{"$error":"#DIV/0!"}]
[null,null,null,null,null,null,null,null,null,null,null,null,null,null,null,null,null,null,null,null,null,null,null,null,null,null,null,null,null,null,null,null,null,null,null,null,null,null,null,null,null,null,null,null,null,null,null,null,null,null,30,"hydclass5",2.9926600000000002E-4,26623.899779762902,null,null,0.67873041208554186,null,563.44937290470534,null,null,null,null,null,null,null,null,null,null,null,null,null,null,null,null,null,null,null,null,78,"hydclass5",0,0,null,null,0,null,{"$error":"#DIV/0!"}]
[null,null,null,null,null,null,null,null,null,null,null,null,null,null,null,null,null,null,null,null,null,null,null,null,null,null,null,null,null,null,null,null,null,null,null,null,null,null,null,null,null,null,null,null,null,null,null,null,null,null,62,"hydclass1",2.8305784E-2,7704.4691193793196,null,null,0.19636136828994893,null,569.81186018282517,null,null,null,null,null,null,null,null,null,null,null,null,null,null,null,null,null,null,null,null,79,"hydclass5",0,0,null,null,0,null,{"$error":"#DIV/0!"}]
[null,null,null,null,null,null,null,null,null,null,null,null,null,null,null,null,null,null,null,null,null,null,null,null,null,null,null,null,null,null,null,null,null,null,null,null,null,null,null,null,null,null,null,null,null,null,null,null,null,null,49,"hydclass4",1.52441399999999E-3,18063.237839459001,null,null,0.40219898757810923,null,646.09569237828987,null,null,null,null,null,null,null,null,null,null,null,null,null,null,null,null,null,null,null,null,102,"hydclass5",0,0,null,null,0,null,{"$error":"#DIV/0!"}]
[null,null,null,null,null,null,null,null,null,null,null,null,null,null,null,null,null,null,null,null,null,null,null,null,null,null,null,null,null,null,null,null,null,null,null,null,null,null,null,null,null,null,null,null,null,null,null,null,null,null,49,"hydclass5",1.38099199999999E-3,24139.2869924882,null,null,0.40219898757810923,null,861.08539382659683,null,null,null,null,null,null,null,null,null,null,null,null,null,null,null,null,null,null,null,null,120,"hydclass5",0,0,null,null,0,null,{"$error":"#DIV/0!"}]
[null,null,null,null,null,null,null,null,null,null,null,null,null,null,null,null,null,null,null,null,null,null,null,null,null,null,null,null,null,null,null,null,null,null,null,null,null,null,null,null,null,null,null,null,null,null,null,null,null,null,62,"hydclass2",1.55036699999999E-3,14247.9000643944,null,null,0.19636136828994893,null,1044.0394587774936,null,null,null,null,null,null,null,null,null,null,null,null,null,null,null,null,null,null,null,null,124,"hydclass5",0,0,null,null,0,null,{"$error":"#DIV/0!"}]
[null,null,null,null,null,null,null,null,null,null,null,null,null,null,null,null,null,null,null,null,null,null,null,null,null,null,null,null,null,null,null,null,null,null,null,null,null,null,null,null,null,null,null,null,null,null,null,null,null,null,62,"hydclass3",1.54622299999999E-3,14256.0836777478,null,null,0.19636136828994893,null,1044.6325567013537,null,null,null,null,null,null,null,null,null,null,null,null,null,null,null,null,null,null,null,null,125,"hydclass5",0,0,null,null,0,null,{"$error":"#DIV/0!"}]
[null,null,null,null,null,null,null,null,null,null,null,null,null,null,null,null,null,null,null,null,null,null,null,null,null,null,null,null,null,null,null,null,null,null,null,null,null,null,null,null,null,null,null,null,null,null,null,null,null,null,62,"hydclass4",1.39978699999999E-3,14563.8124565097,{"$f":"SUM(BA584:BA675)","v":85.734180539699892},"MW in bin",0.19636136828994893,null,1066.9348444456602,null,null,null,null,null,null,null,null,null,null,null,null,null,null,null,null,null,null,null,null,128,"hydclass5",0,0,null,null,0,null,{"$error":"#DIV/0!"}]
[null,null,null,null,null,null,null,null,null,null,null,null,null,null,null,null,null,null,null,null,null,null,null,null,null,null,null,null,null,null,null,null,null,null,null,null,null,null,null,null,null,null,null,null,null,null,null,null,null,null,62,"hydclass5",4.5200000000000002E-7,88518.730802266,{"$f":"SUMPRODUCT((BA584:BA675*1000),BB584:BB675)/(SUM(BA584:BA675)*1000)","v":9453.4911580511452},{"$f":"BC675-(BC675-BC675/$S$44)-L108","v":9099.4999171174513},0.19636136828994893,{"$f":"SUMPRODUCT((BA584:BA675*1000),BE584:BE675)/(SUM(BA584:BA675)*1000)","v":0.58226122468734443},6426.7321168675462,null,null,null,null,null,null,null,null,null,null,null,null,null,null,null,null,null,null,null,null,133,"hydclass5",0,0,null,null,0,null,{"$error":"#DIV/0!"}]
[]
[]
[]
[]
[]
[]
[]
[]
[]
[]
[]
[]
[null,null,"X",null,null,null,"Data Sources for Default Inputs"]
[]
[null,null,null,null,null,null,null,"Current Costs:"]
[null,null,null,null,null,null,null,"Available Capacity (GW)",null,null,null,"NPD:  Hadjerioua et al. (2012); NSD:  Kao et al. (2014)"]
[null,null,null,null,null,null,null,"Net Capacity Factor (%)",null,null,null,"NPD:  Hadjerioua et al. (2012); NSD:  Kao et al. (2014)"]
[null,null,null,null,null,null,null,"Overnight Capital Cost ($/kW)",null,null,null,"NPD and NSD:  Hall et al. (2003). Estimation of Economic Parameters of U.S. Hydropower Resources. Idaho National Laboratory. http://www1.eere.energy.gov/water/pdfs/doewater-00662.pdf."]
[null,null,null,null,null,null,null,"Fixed Operating Expenses ($/kW)",null,null,null,"Electricity Market Module in Assumptions to AEO 2014: Table 8.2 (converted to 2013$)."]
[null,null,null,null,null,null,null,"Variable Operating Expenses ($/MWh)",null,null,null,"Electricity Market Module in Assumptions to AEO 2014: Table 8.2 (converted to 2013$)."]
[null,null,null,null,null,null,null,"Grid Feature Cost ($/kW)",null,null,null,"N/A"]
[null,null,null,null,null,null,null,"Spur Line Cost ($/kW)",null,null,null,"N/A"]
[]
[null,null,null,null,null,null,null,"Future Projections Costs:"]
[null,null,null,null,null,null,null,"Net Capacity Factor (%)",null,null,null,"N/A"]
[null,null,null,null,null,null,null,"Overnight Capital Cost ($/kW)",null,null,null,"N/A"]
[null,null,null,null,null,null,null,"Fixed Operating Expenses ($/kW)",null,null,null,"N/A"]
[null,null,null,null,null,null,null,"Variable Operating Expenses ($/MWh)",null,null,null,"N/A"]
[null,null,null,null,null,null,null,"Grid Connection Cost ($/kW)",null,null,null,"N/A"]

{"sheet":"Conventional - Coal","index":8,"n_rows":468,"n_cols":48,"rows_kept":468,"cut":false,"hidden":false,"merged":[[463,12,463,28],[464,12,464,28],[465,12,465,28],[466,12,466,28],[467,12,467,28],[456,12,456,28],[457,12,457,28],[458,12,458,28],[461,12,461,28],[462,12,462,28],[467,7,467,11],[452,7,452,11],[462,7,462,11],[466,7,466,11],[456,7,456,11],[460,7,460,11],[461,7,461,11],[463,7,463,11],[464,7,464,11],[465,7,465,11],[457,7,457,11],[458,7,458,11],[459,7,459,11],[450,7,450,11],[451,7,451,11],[453,7,453,11],[454,7,454,11],[455,7,455,11],[391,0,408,4],[240,0,257,4],[212,9,220,9],[212,7,220,7],[346,0,363,4],[448,6,448,19],[451,12,451,28],[452,12,452,28],[453,12,453,28],[454,12,454,28],[455,12,455,28],[126,9,134,9],[188,9,196,9],[188,7,196,7],[200,7,208,7],[200,9,208,9],[293,0,310,4],[146,9,154,9],[156,9,164,9],[166,9,174,9],[136,9,144,9],[86,7,183,7],[176,9,184,9],[106,9,114,9],[225,6,225,19],[116,9,124,9],[96,9,104,9],[86,9,94,9],[59,18,59,19],[19,14,19,17],[20,14,20,17],[21,14,21,17],[22,14,22,17],[23,14,23,17],[14,15,14,19],[15,15,15,19],[16,15,16,19],[54,14,54,17],[34,14,34,17],[35,14,35,17],[37,14,37,15],[18,14,18,18],[31,14,31,17],[32,14,32,17],[57,14,57,27],[58,25,58,26],[28,14,28,17],[33,14,33,17],[40,18,40,24],[41,18,41,31],[53,14,53,17],[0,0,0,3],[27,9,29,9],[35,9,37,9],[31,9,33,9],[43,9,45,9],[19,9,21,9],[13,14,13,19],[9,6,9,19],[39,9,41,9],[83,6,83,19],[70,9,72,9],[74,9,76,9],[11,7,49,7],[59,20,59,23],[57,9,59,9],[57,7,67,7],[70,7,76,7],[61,9,63,9],[65,9,67,9],[47,9,49,9],[52,9,54,9],[11,9,13,9],[11,16,11,19],[52,7,54,7],[24,14,24,17],[25,14,25,17],[26,14,26,17],[27,14,27,17],[11,14,11,15],[15,9,17,9],[23,9,25,9],[29,14,29,17],[30,14,30,17]]}
["Coal Inputs"]
[]
[null,null,null,null,null,null,null,null,null,null,null,null,null,null,null,null,null,null,null,"Inputs"]
[null,null,null,null,null,null,null,null,null,"Take me to: ",null,null,null,null,null,null,null,null,null,"Calculated"]
[]
[]
[]
[]
[]
[null,"X",null,null,null,null,"Current Costs"]
[]
[null,null,null,null,null,null,null,"Techno-Economic Cost and Performance Parameters",null,"Net Capacity Factor (%)","Coal-new",0.59699999999999998,"*",null,"Basis Year:",null,2013]
[null,null,null,null,null,null,null,null,null,null,"Coal-IGCC",0.59699999999999998,"*"]
[null,null,null,null,null,null,null,null,null,null,"Coal-CCS",0.59699999999999998,"*",null,"Coal Technologies"]
[null,null,null,null,null,null,null,null,null,null,null,null,null,null,"Coal-new","Advanced super critical with SO2 and Nox controls"]
[null,null,null,null,null,null,null,null,null,"Annual Energy Production (kWh/kW)","Coal-new",{"$f":"L12*8760","v":5229.7199999999993},null,null,"Coal-IGCC","Integrated gasification combined cycle (IGCC)"]
[null,null,null,null,null,null,null,null,null,null,"Coal-IGCC",{"$f":"L13*8760","v":5229.7199999999993},null,null,"Coal-CCS","IGCC with carbon capture & sequestration (CCS) options"]
[null,null,null,null,null,null,null,null,null,null,"Coal-CCS",{"$f":"L14*8760","v":5229.7199999999993}]
[null,null,null,null,null,null,null,null,null,null,null,null,null,null,"Financial Assumptions:"]
[null,null,null,null,null,null,null,null,null,"Heat Rate  (MMBtu/MWh)","Coal-new",8.8000000000000007,null,null,"Inflation Rate",null,null,null,2.5000000000000001E-2]
[null,null,null,null,null,null,null,null,null,null,"Coal-IGCC",8.6999999999999993,null,null,"Economic Lifetime (Years)",null,null,null,20]
[null,null,null,null,null,null,null,null,null,null,"Coal-CCS",10.7,null,null,"Interest Rate - Nominal",null,null,null,0.08]
[null,null,null,null,null,null,null,null,null,null,null,null,null,null,"Calculated Interest Rate - Real",null,null,null,{"$f":"(1+S22)/(1+S20)-1","v":5.3658536585366123E-2}]
[null,null,null,null,null,null,null,null,null,"CAPEX ($/kW)","Coal-new",{"$f":" $S$32 * (L32 + L58)","v":3446.4969955206161},null,null,"Interest During Construction  - Nominal",null,null,null,0.08]
[null,null,null,null,null,null,null,null,null,null,"Coal-IGCC",{"$f":" $S$32 * (L33 + L59)","v":4443.3282938835},null,null,"Rate of Return on Equity - Nominal",null,null,null,0.13]
[null,null,null,null,null,null,null,null,null,null,"Coal-CCS",{"$f":" $S$32 * (L34 + L60)","v":7737.8203863452281},null,null,"Calculated Rate of Return on Equity - Real",null,null,null,{"$f":"(1+S25)/(1+S20) - 1","v":0.10243902439024399}]
[null,null,null,null,null,null,null,null,null,null,null,null,null,null,"Debt Fraction",null,null,null,0.5]
[null,null,null,null,null,null,null,null,null,"Construction Financing Cost ($/kW)","Coal-new",{"$f":"(L32+L58)*($S$32-1)","v":477.616995520616},null,null,"Tax Rate (Federal and State)",null,null,null,0.4]
[null,null,null,null,null,null,null,null,null,null,"Coal-IGCC",{"$f":"(L33+L59)*($S$32-1)","v":615.75829388349962},null,null,"WACC - Nominal",null,null,null,{"$f":"IF(S28>0,S27*S22*(1-S28)+(1-S27)*S25,S27*S22+(1-S27)*S25)","v":8.8999999999999996E-2}]
[null,null,null,null,null,null,null,null,null,null,"Coal-CCS",{"$f":"(L34+L60)*($S$32-1)","v":1072.3103863452282},null,null,"WACC - Real",null,null,null,{"$f":" ((1+((1-S27)*((1+S26)*(1+S20)-1)) + (S27*((1+S23)*(1+S20)-1)*(1-S28))) / (1+S20)) - 1","v":6.2439024390243958E-2}]
[null,null,null,null,null,null,null,null,null,null,null,null,null,null,"Depreciation Period",null,null,null,20]
[null,null,null,null,null,null,null,null,null,"Overnight Capital Cost ($/kW)","Coal-new",2968.88,"**",null,"Construction Finance Factor",null,null,null,{"$f":"SUMPRODUCT(P41:P46,Q41:Q46)","v":1.1608744696722724}]
[null,null,null,null,null,null,null,null,null,null,"Coal-IGCC",3827.57,"**",null,"Present Value of Depreciation",null,null,null,{"$f":"SUMPRODUCT(O49:AI49,O51:AI51)","v":0.47574673593146277}]
[null,null,null,null,null,null,null,null,null,null,"Coal-CCS",6665.51,"**",null,"Project Finance Factor",null,null,null,{"$f":" (1 - S28 * S33) / (1 - S28)","v":1.3495021760456916}]
[null,null,null,null,null,null,null,null,null,null,null,null,null,null,"Capital Recovery Factor (CRF) - Nominal",null,null,null,{"$f":" S29 / (1 - (1 / (1 + S29)^S21))","v":0.10876693284230318}]
[null,null,null,null,null,null,null,null,null,"Fixed Operation and Maintenance Expenses ($/kW)","Coal-new",31.65,null,null,"Capital Recovery Factor (CRF) - Real",null,null,null,{"$f":" S30 / (1 - (1 / (1 + S30)^S21))","v":8.8918713624039622E-2}]
[null,null,null,null,null,null,null,null,null,null,"Coal-IGCC",52.16]
[null,null,null,null,null,null,null,null,null,null,"Coal-CCS",73.930000000000007,null,null,"Construction Duration yrs",null,6]
[null,null,null,null,null,null,null,null,null,null,null,null,null,null,"Year","Capital","Accumulated"]
[null,null,null,null,null,null,null,null,null,"Variable Operation and Maintenance Expenses ($/MWh)","Coal-new",4.54,null,null,"Index","Fraction*","Interest"]
[null,null,null,null,null,null,null,null,null,null,"Coal-IGCC",7.33,null,null,0,0.1,{"$f":"1+(1-$S$28)*((1+$S$24)^(O41+0.5)-1)","v":1.0235382907247959}]
[null,null,null,null,null,null,null,null,null,null,"Coal-CCS",8.58,null,null,1,0.2,1.0734213539827795]
[null,null,null,null,null,null,null,null,null,null,null,null,null,null,2,0.2,1.127295062301402,null,null,null,null,null,null,null,null,null,null,null,null,null," "]
[null,null,null,null,null,null,null,null,null,"Fuel Costs ($/MMBtu)","Coal-new",2.4094577499999996,null,null,3,0.2,1.1854786672855142]
[null,null,null,null,null,null,null,null,null,null,"Coal-IGCC",2.4094577499999996,null,null,4,0.2,1.2483169606683553]
[null,null,null,null,null,null,null,null,null,null,"Coal-CCS",2.4094577499999996,null,null,5,0.1,1.3161823175218239]
[]
[null,null,null,null,null,null,null,null,null,"Fuel Costs ($/MWh)","Coal-new",{"$f":"L44*L20","v":21.203228199999998},null,"MACRS yr",1,2,3,4,5,6,7,8,9,10,11,12,13,14,15,16,17,18,19,20,21]
[null,null,null,null,null,null,null,null,null,null,"Coal-IGCC",{"$f":"L45*L21","v":20.962282424999994},null,"Depreciation",3.7499999999999999E-2,7.2190000000000004E-2,6.6769999999999996E-2,6.1769999999999999E-2,5.713E-2,5.2850000000000001E-2,4.888E-2,4.5220000000000003E-2,4.462E-2,4.4609999999999997E-2,4.462E-2,4.4609999999999997E-2,4.462E-2,4.4609999999999997E-2,4.462E-2,4.4609999999999997E-2,4.462E-2,4.4609999999999997E-2,4.462E-2,4.4609999999999997E-2,2.231E-2]
[null,null,null,null,null,null,null,null,null,null,"Coal-CCS",25.781197924999994,null,"Fraction"]
[null,null,null,null,null,null,null,null,null,null,null,null,null,"Depreciation",{"$f":"1/((1+$S$30)*(1+$S$20))^O48","v":0.91827364554637281},{"$f":"1/((1+$S$30)*(1+$S$20))^P48","v":0.84322648810502554},0.77431266125346698,0.71103091024193477,{"$f":"1/((1+$S$30)*(1+$S$20))^S48","v":0.65292094604401729},0.59956009737742622,0.55056023634290752,0.50556495531947432,0.46424697458170283,0.42630576178301444,0.39146534598991228,0.35947231036722888,0.33009394891389243,0.30311657384195817,0.27834396128738126,0.25559592404718207,{"$f":"1/((1+$S$30)*(1+$S$20))^AE48","v":0.23470700096159966},{"$f":"1/((1+$S$30)*(1+$S$20))^AF48","v":0.21552525340826414},0.19791116015451257,0.18173660252939627,0.1668839325338809]
[null,null,null,null,null,null,null,null,null,null,null,null,null,"Factor"]
[null,null,null,null,null,null,null,"Finance",null,"Weighted Average Cost of Capital (WACC) (Nominal) %","Coal-new",{"$f":"$S$29","v":8.8999999999999996E-2}]
[null,null,null,null,null,null,null,null,null,null,"Coal-IGCC",{"$f":"$S$29","v":8.8999999999999996E-2},null,null,"Investment Tax Credit (ITC)***",null,null,null,0]
[null,null,null,null,null,null,null,null,null,null,"Coal-CCS",{"$f":"$S$29","v":8.8999999999999996E-2},null,null,"Production Tax Credit (PTC)***",null,null,null,0]
[null,null,null,null,null,null,null,null,null,null,null,null,null,null,"*** not currently included in LCOE calculation"]
[]
[null,null,null,null,null,null,null,"Grid Connection Costs",null,"Grid Connection Costs (GCC) ($/kW)","Coal-new",{"$f":"L62+L66","v":0},null,null,"Technology-Specific Variables"]
[null,null,null,null,null,null,null,null,null,null,"Coal-IGCC",{"$f":"L63+L67","v":0},null,null,null,null,null,"Minimum",null,null,null,null,null,null,"Spinning","Quick Start"]
[null,null,null,null,null,null,null,null,null,null,"Coal-CCS",{"$f":"L64+L68","v":0},null,null,null,"New","Heat Rate ","Plant","Outage Rates (%)",null,"Emissions (lbs/MMBtu)",null,null,null,"Reserve","Capacity","Cost"]
[null,null,null,null,null,null,null,null,null,null,null,null,null,null,null,"Install (Y/N)","(Btu/kWh)","Load (%)","Forced","Planned","NOx","SO2","hg","CO2","Capability","(%)","($/MW)","CCS (Y/N)"]
[null,null,null,null,null,null,null,null,null,"Grid Feature Costs ($/kW)","Coal-new",0,null,null,"Coal-new","Y",8780.0000000000018,0.4,0.06,0.1,6.2E-2,0.11,4.4000000000000002E-6,205,0,0,0,"N"]
[null,null,null,null,null,null,null,null,null,null,"Coal-IGCC",0,null,null,"Coal-IGCC","Y",8283.3333333333339,0.5,0.08,0.12,6.2E-2,8.5000000000000006E-2,4.4000000000000002E-6,205,0,0,0,"N"]
[null,null,null,null,null,null,null,null,null,null,"Coal-CCS",0,null,null,"Coal-CCS","Y",11105.333333333334,0.5,0.08,0.12,6.2E-2,8.5000000000000006E-2,4.4000000000000002E-6,20.5,0,0,0,"Y"]
[]
[null,null,null,null,null,null,null,null,null,"Onshore Spur Line Costs ($/kW)","Coal-new",0]
[null,null,null,null,null,null,null,null,null,null,"Coal-IGCC",0]
[null,null,null,null,null,null,null,null,null,null,"Coal-CCS",0]
[]
[]
[null,null,null,null,null,null,null,"LCOE",null,"Levelized Cost of Energy ($/MWh)","Coal-new",{"$f":" (($S$36 * $S$34 * $S$32 * (L32 * 1 + L58) +L36) * 1000 / (L12 * 8760)) + L40 + L48","v":110.8750985392729}]
[null,null,null,null,null,null,null,null,null,null,"Coal-IGCC",{"$f":" (($S$36 * $S$34 * $S$32 * (L33 * 1 + L59) +L37) * 1000 / (L13 * 8760)) + L41 + L49","v":140.21827673515745}]
[null,null,null,null,null,null,null,null,null,null,"Coal-CCS",{"$f":" (($S$36 * $S$34 * $S$32 * (L34 * 1 + L60) +L38) * 1000 / (L14 * 8760)) + L42 + L50","v":226.0421054961318}]
[]
[null,null,null,null,null,null,null,null,null,"Overnight Levelized Cost of Energy ($/MWh)","Coal-new",{"$f":"(((L32*$S$36*(1-$S$28*$S$33))/(8760*L12*(1-$S$28))+L36/(8760*L12))*1000)+L40","v":78.712941789893307},"This is similar to the LCOE used in the TCDB (Transparent Cost Database)"]
[null,null,null,null,null,null,null,null,null,null,"Coal-IGCC",{"$f":"(((L33*$S$36*(1-$S$28*$S$33))/(8760*L13*(1-$S$28))+L37/(8760*L13))*1000)+L41","v":105.12741176463562}]
[null,null,null,null,null,null,null,null,null,null,"Coal-CCS",{"$f":"(((L34*$S$36*(1-$S$28*$S$33))/(8760*L14*(1-$S$28))+L38/(8760*L14))*1000)+L42","v":175.65673096743777}]
[]
[null,null,null,null,null,null,null,null,null,null,null,null,"*2013 annual Capacity Factor taken from EIA Electric Power Annual/Monthly (http://www.eia.gov/electricity/monthly/epm_table_grapher.cfm?t=epmt_6_07_a)"]
[null,null,null,null,null,null,null,null,null,null,null,null,"The same CF is assumed for all coal technologies"]
[null,null,null,null,null,null,null,null,null,null,null,null,"**Overnight Capital Cost used here is the Capital Cost taken from AEO (which is an Overnight Capital Cost plus a defined transmission cost)."]
[" ",null,null,null,null,null,null,"***Note: For future projections, low, mid, and high refer to low, mid, and high LCOE projections."]
[]
[null,null,null,"X",null,null,"Future Projections"]
[]
[null,null,null,null,null,null,null,null,null,null,null,{"$f":"Q12+1","v":2014},{"$f":"L86+1","v":2015},{"$f":"M86+1","v":2016},{"$f":"N86+1","v":2017},2018,2019,2020,2021,2022,{"$f":"T86+1","v":2023},2024,2025,2026,2027,2028,2029,2030,{"$f":"AB86+1","v":2031},2032,2033,2034,2035,2036,2037,2038,2039,2040,2041,2042,2043,2044,2045,2046,2047,2048,2049,2050]
[null,null,null,null,null,null,null,"Techno-Economic Cost and Performance Parameters",null,"Net Capacity Factor (%)","Coal-new - Low",{"$f":"$L$12","v":0.59699999999999998},{"$f":"$L$12","v":0.59699999999999998},0.59699999999999998,0.59699999999999998,0.59699999999999998,0.59699999999999998,0.59699999999999998,0.59699999999999998,0.59699999999999998,0.59699999999999998,0.59699999999999998,0.59699999999999998,0.59699999999999998,0.59699999999999998,0.59699999999999998,0.59699999999999998,0.59699999999999998,0.59699999999999998,0.59699999999999998,0.59699999999999998,0.59699999999999998,0.59699999999999998,0.59699999999999998,0.59699999999999998,0.59699999999999998,0.59699999999999998,0.59699999999999998,0.59699999999999998,0.59699999999999998,0.59699999999999998,0.59699999999999998,0.59699999999999998,0.59699999999999998,0.59699999999999998,0.59699999999999998,0.59699999999999998,0.59699999999999998]
[null,null,null,null,null,null,null,null,null,null,"Coal-new - Mid",{"$f":"$L$12","v":0.59699999999999998},0.59699999999999998,0.59699999999999998,0.59699999999999998,0.59699999999999998,0.59699999999999998,0.59699999999999998,0.59699999999999998,0.59699999999999998,0.59699999999999998,0.59699999999999998,0.59699999999999998,0.59699999999999998,0.59699999999999998,0.59699999999999998,0.59699999999999998,0.59699999999999998,0.59699999999999998,0.59699999999999998,0.59699999999999998,0.59699999999999998,0.59699999999999998,0.59699999999999998,0.59699999999999998,0.59699999999999998,0.59699999999999998,0.59699999999999998,0.59699999999999998,0.59699999999999998,0.59699999999999998,0.59699999999999998,0.59699999999999998,0.59699999999999998,0.59699999999999998,0.59699999999999998,0.59699999999999998,0.59699999999999998]
[null,null,null,null,null,null,null,null,null,null,"Coal-new - High",0.59699999999999998,0.59699999999999998,0.59699999999999998,0.59699999999999998,0.59699999999999998,0.59699999999999998,0.59699999999999998,0.59699999999999998,0.59699999999999998,0.59699999999999998,0.59699999999999998,0.59699999999999998,0.59699999999999998,0.59699999999999998,0.59699999999999998,0.59699999999999998,0.59699999999999998,0.59699999999999998,0.59699999999999998,0.59699999999999998,0.59699999999999998,0.59699999999999998,0.59699999999999998,0.59699999999999998,0.59699999999999998,0.59699999999999998,0.59699999999999998,0.59699999999999998,0.59699999999999998,0.59699999999999998,0.59699999999999998,0.59699999999999998,0.59699999999999998,0.59699999999999998,0.59699999999999998,0.59699999999999998,0.59699999999999998]
[null,null,null,null,null,null,null,null,null,null,"Coal-IGCC - Low",{"$f":"$L$13","v":0.59699999999999998},{"$f":"$L$13","v":0.59699999999999998},0.59699999999999998,0.59699999999999998,0.59699999999999998,0.59699999999999998,0.59699999999999998,0.59699999999999998,0.59699999999999998,0.59699999999999998,0.59699999999999998,0.59699999999999998,0.59699999999999998,0.59699999999999998,0.59699999999999998,0.59699999999999998,0.59699999999999998,0.59699999999999998,0.59699999999999998,0.59699999999999998,0.59699999999999998,0.59699999999999998,0.59699999999999998,0.59699999999999998,0.59699999999999998,0.59699999999999998,0.59699999999999998,0.59699999999999998,0.59699999999999998,0.59699999999999998,0.59699999999999998,0.59699999999999998,0.59699999999999998,0.59699999999999998,0.59699999999999998,0.59699999999999998,0.59699999999999998]
[null,null,null,null,null,null,null,null,null,null,"Coal-IGCC - Mid",{"$f":"$L$13","v":0.59699999999999998},0.59699999999999998,0.59699999999999998,0.59699999999999998,0.59699999999999998,0.59699999999999998,0.59699999999999998,0.59699999999999998,0.59699999999999998,0.59699999999999998,0.59699999999999998,0.59699999999999998,0.59699999999999998,0.59699999999999998,0.59699999999999998,0.59699999999999998,0.59699999999999998,0.59699999999999998,0.59699999999999998,0.59699999999999998,0.59699999999999998,0.59699999999999998,0.59699999999999998,0.59699999999999998,0.59699999999999998,0.59699999999999998,0.59699999999999998,0.59699999999999998,0.59699999999999998,0.59699999999999998,0.59699999999999998,0.59699999999999998,0.59699999999999998,0.59699999999999998,0.59699999999999998,0.59699999999999998,0.59699999999999998]
[null,null,null,null,null,null,null,null,null,null,"Coal-IGCC - High",0.59699999999999998,0.59699999999999998,0.59699999999999998,0.59699999999999998,0.59699999999999998,0.59699999999999998,0.59699999999999998,0.59699999999999998,0.59699999999999998,0.59699999999999998,0.59699999999999998,0.59699999999999998,0.59699999999999998,0.59699999999999998,0.59699999999999998,0.59699999999999998,0.59699999999999998,0.59699999999999998,0.59699999999999998,0.59699999999999998,0.59699999999999998,0.59699999999999998,0.59699999999999998,0.59699999999999998,0.59699999999999998,0.59699999999999998,0.59699999999999998,0.59699999999999998,0.59699999999999998,0.59699999999999998,0.59699999999999998,0.59699999999999998,0.59699999999999998,0.59699999999999998,0.59699999999999998,0.59699999999999998,0.59699999999999998]
[null,null,null,null,null,null,null,null,null,null,"Coal-CCS - Low",{"$f":"$L$14","v":0.59699999999999998},{"$f":"$L$14","v":0.59699999999999998},0.59699999999999998,0.59699999999999998,0.59699999999999998,0.59699999999999998,0.59699999999999998,0.59699999999999998,0.59699999999999998,0.59699999999999998,0.59699999999999998,0.59699999999999998,0.59699999999999998,0.59699999999999998,0.59699999999999998,0.59699999999999998,0.59699999999999998,0.59699999999999998,0.59699999999999998,0.59699999999999998,0.59699999999999998,0.59699999999999998,0.59699999999999998,0.59699999999999998,0.59699999999999998,0.59699999999999998,0.59699999999999998,0.59699999999999998,0.59699999999999998,0.59699999999999998,0.59699999999999998,0.59699999999999998,0.59699999999999998,0.59699999999999998,0.59699999999999998,0.59699999999999998,0.59699999999999998]
[null,null,null,null,null,null,null,null,null,null,"Coal-CCS - Mid",{"$f":"$L$14","v":0.59699999999999998},0.59699999999999998,0.59699999999999998,0.59699999999999998,0.59699999999999998,0.59699999999999998,0.59699999999999998,0.59699999999999998,0.59699999999999998,0.59699999999999998,0.59699999999999998,0.59699999999999998,0.59699999999999998,0.59699999999999998,0.59699999999999998,0.59699999999999998,0.59699999999999998,0.59699999999999998,0.59699999999999998,0.59699999999999998,0.59699999999999998,0.59699999999999998,0.59699999999999998,0.59699999999999998,0.59699999999999998,0.59699999999999998,0.59699999999999998,0.59699999999999998,0.59699999999999998,0.59699999999999998,0.59699999999999998,0.59699999999999998,0.59699999999999998,0.59699999999999998,0.59699999999999998,0.59699999999999998,0.59699999999999998]
[null,null,null,null,null,null,null,null,null,null,"Coal-CCS - High",0.59699999999999998,0.59699999999999998,0.59699999999999998,0.59699999999999998,0.59699999999999998,0.59699999999999998,0.59699999999999998,0.59699999999999998,0.59699999999999998,0.59699999999999998,0.59699999999999998,0.59699999999999998,0.59699999999999998,0.59699999999999998,0.59699999999999998,0.59699999999999998,0.59699999999999998,0.59699999999999998,0.59699999999999998,0.59699999999999998,0.59699999999999998,0.59699999999999998,0.59699999999999998,0.59699999999999998,0.59699999999999998,0.59699999999999998,0.59699999999999998,0.59699999999999998,0.59699999999999998,0.59699999999999998,0.59699999999999998,0.59699999999999998,0.59699999999999998,0.59699999999999998,0.59699999999999998,0.59699999999999998,0.59699999999999998]
[]
[null,null,null,null,null,null,null,null,null,"Annual Energy Production (kWh/kW)","Coal-new - Low",{"$f":"L87*8760","v":5229.7199999999993},{"$f":"M87*8760","v":5229.7199999999993},5229.7199999999993,5229.7199999999993,5229.7199999999993,5229.7199999999993,5229.7199999999993,5229.7199999999993,5229.7199999999993,5229.7199999999993,5229.7199999999993,5229.7199999999993,5229.7199999999993,5229.7199999999993,5229.7199999999993,5229.7199999999993,5229.7199999999993,5229.7199999999993,5229.7199999999993,5229.7199999999993,5229.7199999999993,5229.7199999999993,5229.7199999999993,5229.7199999999993,5229.7199999999993,5229.7199999999993,5229.7199999999993,5229.7199999999993,5229.7199999999993,5229.7199999999993,5229.7199999999993,5229.7199999999993,5229.7199999999993,5229.7199999999993,5229.7199999999993,5229.7199999999993,5229.7199999999993]
[null,null,null,null,null,null,null,null,null,null,"Coal-new - Mid",{"$f":"L88*8760","v":5229.7199999999993},{"$f":"M88*8760","v":5229.7199999999993},5229.7199999999993,5229.7199999999993,5229.7199999999993,5229.7199999999993,5229.7199999999993,5229.7199999999993,5229.7199999999993,5229.7199999999993,5229.7199999999993,5229.7199999999993,5229.7199999999993,5229.7199999999993,5229.7199999999993,5229.7199999999993,5229.7199999999993,5229.7199999999993,5229.7199999999993,5229.7199999999993,5229.7199999999993,5229.7199999999993,5229.7199999999993,5229.7199999999993,5229.7199999999993,5229.7199999999993,5229.7199999999993,5229.7199999999993,5229.7199999999993,5229.7199999999993,5229.7199999999993,5229.7199999999993,5229.7199999999993,5229.7199999999993,5229.7199999999993,5229.7199999999993,5229.7199999999993]
[null,null,null,null,null,null,null,null,null,null,"Coal-new - High",{"$f":"L89*8760","v":5229.7199999999993},5229.7199999999993,5229.7199999999993,5229.7199999999993,5229.7199999999993,5229.7199999999993,5229.7199999999993,5229.7199999999993,5229.7199999999993,5229.7199999999993,5229.7199999999993,5229.7199999999993,5229.7199999999993,5229.7199999999993,5229.7199999999993,5229.7199999999993,5229.7199999999993,5229.7199999999993,5229.7199999999993,5229.7199999999993,5229.7199999999993,5229.7199999999993,5229.7199999999993,5229.7199999999993,5229.7199999999993,5229.7199999999993,5229.7199999999993,5229.7199999999993,5229.7199999999993,5229.7199999999993,5229.7199999999993,5229.7199999999993,5229.7199999999993,5229.7199999999993,5229.7199999999993,5229.7199999999993,5229.7199999999993]
[null,null,null,null,null,null,null,null,null,null,"Coal-IGCC - Low",5229.7199999999993,5229.7199999999993,5229.7199999999993,5229.7199999999993,5229.7199999999993,5229.7199999999993,5229.7199999999993,5229.7199999999993,5229.7199999999993,5229.7199999999993,5229.7199999999993,5229.7199999999993,5229.7199999999993,5229.7199999999993,5229.7199999999993,5229.7199999999993,5229.7199999999993,5229.7199999999993,5229.7199999999993,5229.7199999999993,5229.7199999999993,5229.7199999999993,5229.7199999999993,5229.7199999999993,5229.7199999999993,5229.7199999999993,5229.7199999999993,5229.7199999999993,5229.7199999999993,5229.7199999999993,5229.7199999999993,5229.7199999999993,5229.7199999999993,5229.7199999999993,5229.7199999999993,5229.7199999999993,5229.7199999999993]
[null,null,null,null,null,null,null,null,null,null,"Coal-IGCC - Mid",5229.7199999999993,5229.7199999999993,5229.7199999999993,5229.7199999999993,5229.7199999999993,5229.7199999999993,5229.7199999999993,5229.7199999999993,5229.7199999999993,5229.7199999999993,5229.7199999999993,5229.7199999999993,5229.7199999999993,5229.7199999999993,5229.7199999999993,5229.7199999999993,5229.7199999999993,5229.7199999999993,5229.7199999999993,5229.7199999999993,5229.7199999999993,5229.7199999999993,5229.7199999999993,5229.7199999999993,5229.7199999999993,5229.7199999999993,5229.7199999999993,5229.7199999999993,5229.7199999999993,5229.7199999999993,5229.7199999999993,5229.7199999999993,5229.7199999999993,5229.7199999999993,5229.7199999999993,5229.7199999999993,5229.7199999999993]
[null,null,null,null,null,null,null,null,null,null,"Coal-IGCC - High",5229.7199999999993,5229.7199999999993,5229.7199999999993,5229.7199999999993,5229.7199999999993,5229.7199999999993,5229.7199999999993,5229.7199999999993,5229.7199999999993,5229.7199999999993,5229.7199999999993,5229.7199999999993,5229.7199999999993,5229.7199999999993,5229.7199999999993,5229.7199999999993,5229.7199999999993,5229.7199999999993,5229.7199999999993,5229.7199999999993,5229.7199999999993,5229.7199999999993,5229.7199999999993,5229.7199999999993,5229.7199999999993,5229.7199999999993,5229.7199999999993,5229.7199999999993,5229.7199999999993,5229.7199999999993,5229.7199999999993,5229.7199999999993,5229.7199999999993,5229.7199999999993,5229.7199999999993,5229.7199999999993,5229.7199999999993]
[null,null,null,null,null,null,null,null,null,null,"Coal-CCS - Low",5229.7199999999993,5229.7199999999993,5229.7199999999993,5229.7199999999993,5229.7199999999993,5229.7199999999993,5229.7199999999993,5229.7199999999993,5229.7199999999993,5229.7199999999993,5229.7199999999993,5229.7199999999993,5229.7199999999993,5229.7199999999993,5229.7199999999993,5229.7199999999993,5229.7199999999993,5229.7199999999993,5229.7199999999993,5229.7199999999993,5229.7199999999993,5229.7199999999993,5229.7199999999993,5229.7199999999993,5229.7199999999993,5229.7199999999993,5229.7199999999993,5229.7199999999993,5229.7199999999993,5229.7199999999993,5229.7199999999993,5229.7199999999993,5229.7199999999993,5229.7199999999993,5229.7199999999993,5229.7199999999993,5229.7199999999993]
[null,null,null,null,null,null,null,null,null,null,"Coal-CCS - Mid",5229.7199999999993,5229.7199999999993,5229.7199999999993,5229.7199999999993,5229.7199999999993,5229.7199999999993,5229.7199999999993,5229.7199999999993,5229.7199999999993,5229.7199999999993,5229.7199999999993,5229.7199999999993,5229.7199999999993,5229.7199999999993,5229.7199999999993,5229.7199999999993,5229.7199999999993,5229.7199999999993,5229.7199999999993,5229.7199999999993,5229.7199999999993,5229.7199999999993,5229.7199999999993,5229.7199999999993,5229.7199999999993,5229.7199999999993,5229.7199999999993,5229.7199999999993,5229.7199999999993,5229.7199999999993,5229.7199999999993,5229.7199999999993,5229.7199999999993,5229.7199999999993,5229.7199999999993,5229.7199999999993,5229.7199999999993]
[null,null,null,null,null,null,null,null,null,null,"Coal-CCS - High",{"$f":"L95*8760","v":5229.7199999999993},{"$f":"M95*8760","v":5229.7199999999993},5229.7199999999993,5229.7199999999993,5229.7199999999993,5229.7199999999993,5229.7199999999993,5229.7199999999993,5229.7199999999993,5229.7199999999993,5229.7199999999993,5229.7199999999993,5229.7199999999993,5229.7199999999993,5229.7199999999993,5229.7199999999993,5229.7199999999993,5229.7199999999993,5229.7199999999993,5229.7199999999993,5229.7199999999993,5229.7199999999993,5229.7199999999993,5229.7199999999993,5229.7199999999993,5229.7199999999993,5229.7199999999993,5229.7199999999993,5229.7199999999993,5229.7199999999993,5229.7199999999993,5229.7199999999993,5229.7199999999993,5229.7199999999993,5229.7199999999993,5229.7199999999993,5229.7199999999993]
[]
[null,null,null,null,null,null,null,null,null,"Heat Rate  (MMBtu/MWh)","Coal-new - Low",8.7799999999999994,8.7799999999999994,8.7799999999999994,8.77,8.77,8.76,8.76,8.76,8.75,8.75,8.74,8.74,8.74,8.74,8.74,8.74,8.74,8.74,8.74,8.74,8.74,8.74,8.74,8.74,8.74,8.74,8.74,8.74,8.74,8.74,8.74,8.74,8.74,8.74,8.74,8.74,8.74]
[null,null,null,null,null,null,null,null,null,null,"Coal-new - Mid",8.7799999999999994,8.7799999999999994,8.7799999999999994,8.77,8.77,8.76,8.76,8.76,8.75,8.75,8.74,8.74,8.74,8.74,8.74,8.74,8.74,8.74,8.74,8.74,8.74,8.74,8.74,8.74,8.74,8.74,8.74,8.74,8.74,8.74,8.74,8.74,8.74,8.74,8.74,8.74,8.74]
[null,null,null,null,null,null,null,null,null,null,"Coal-new - High",8.7799999999999994,8.7799999999999994,8.7799999999999994,8.77,8.77,8.76,8.76,8.76,8.75,8.75,8.74,8.74,8.74,8.74,8.74,8.74,8.74,8.74,8.74,8.74,8.74,8.74,8.74,8.74,8.74,8.74,8.74,8.74,8.74,8.74,8.74,8.74,8.74,8.74,8.74,8.74,8.74]
[null,null,null,null,null,null,null,null,null,null,"Coal-IGCC - Low",8.3699999999999992,8.2799999999999994,8.1999999999999993,8.1199999999999992,8.0299999999999994,7.95,7.87,7.78,7.7,7.62,7.53,7.45,7.45,7.45,7.45,7.45,7.45,7.45,7.45,7.45,7.45,7.45,7.45,7.45,7.45,7.45,7.45,7.45,7.45,7.45,7.45,7.45,7.45,7.45,7.45,7.45,7.45]
[null,null,null,null,null,null,null,null,null,null,"Coal-IGCC - Mid",8.3699999999999992,8.2799999999999994,8.1999999999999993,8.1199999999999992,8.0299999999999994,7.95,7.87,7.78,7.7,7.62,7.53,7.45,7.45,7.45,7.45,7.45,7.45,7.45,7.45,7.45,7.45,7.45,7.45,7.45,7.45,7.45,7.45,7.45,7.45,7.45,7.45,7.45,7.45,7.45,7.45,7.45,7.45]
[null,null,null,null,null,null,null,null,null,null,"Coal-IGCC - High",8.3699999999999992,8.2799999999999994,8.1999999999999993,8.1199999999999992,8.0299999999999994,7.95,7.87,7.78,7.7,7.62,7.53,7.45,7.45,7.45,7.45,7.45,7.45,7.45,7.45,7.45,7.45,7.45,7.45,7.45,7.45,7.45,7.45,7.45,7.45,7.45,7.45,7.45,7.45,7.45,7.45,7.45,7.45]
[null,null,null,null,null,null,null,null,null,null,"Coal-CCS - Low",10.06,9.9,9.74,9.58,9.42,9.26,9.1,8.9499999999999993,8.7899999999999991,8.6300000000000008,8.4700000000000006,8.31,8.31,8.31,8.31,8.31,8.31,8.31,8.31,8.31,8.31,8.31,8.31,8.31,8.31,8.31,8.31,8.31,8.31,8.31,8.31,8.31,8.31,8.31,8.31,8.31,8.31]
[null,null,null,null,null,null,null,null,null,null,"Coal-CCS - Mid",10.06,9.9,9.74,9.58,9.42,9.26,9.1,8.9499999999999993,8.7899999999999991,8.6300000000000008,8.4700000000000006,8.31,8.31,8.31,8.31,8.31,8.31,8.31,8.31,8.31,8.31,8.31,8.31,8.31,8.31,8.31,8.31,8.31,8.31,8.31,8.31,8.31,8.31,8.31,8.31,8.31,8.31]
[null,null,null,null,null,null,null,null,null,null,"Coal-CCS - High",10.06,9.9,9.74,9.58,9.42,9.26,9.1,8.9499999999999993,8.7899999999999991,8.6300000000000008,8.4700000000000006,8.31,8.31,8.31,8.31,8.31,8.31,8.31,8.31,8.31,8.31,8.31,8.31,8.31,8.31,8.31,8.31,8.31,8.31,8.31,8.31,8.31,8.31,8.31,8.31,8.31,8.31]
[]
[null,null,null,null,null,null,null,null,null,"CAPEX ($/kW) ","Coal-new - Low",null,null,{"$f":"$S$32*(N137+N201)","v":4027.7236249961293},3871.4234863994548,3844.7698085757793,3830.6767925139579,3812.7412819575211,3798.3232210441915,3784.5552498338784,3768.6048346205812,3750.4023229361201,3735.252911106897,3715.7037850376164,3704.2343452772539,3692.5675568570473,3678.1959309225044,3664.3118722652248,3651.310078204895,3637.7278469097296,3627.2335417038921,3614.080833962505,3604.3410971619546,3591.8965228470684,3582.8997457071082,3572.8465727997459,3565.4750199173272,3552.7634444744158,3552.7634444744158,3552.7634444744158,3552.7634444744158,3552.7634444744158,3552.7634444744158,3552.7634444744158,3552.7634444744158,3552.7634444744158,3552.7634444744158,3552.7634444744158]
[null,null,null,null,null,null,null,null,null,null,"Coal-new - Mid",null,null,{"$f":"$S$32*(N138+N202)","v":4027.7236249961293},3871.4234863994548,3844.7698085757793,3830.6767925139579,3812.7412819575211,3798.3232210441915,3784.5552498338784,3768.6048346205812,3750.4023229361201,3735.252911106897,3715.7037850376164,3704.2343452772539,3692.5675568570473,3678.1959309225044,3664.3118722652248,3651.310078204895,3637.7278469097296,3627.2335417038921,3614.080833962505,3604.3410971619546,3591.8965228470684,3582.8997457071082,3572.8465727997459,3565.4750199173272,3552.7634444744158,3552.7634444744158,3552.7634444744158,3552.7634444744158,3552.7634444744158,3552.7634444744158,3552.7634444744158,3552.7634444744158,3552.7634444744158,3552.7634444744158,3552.7634444744158]
[null,null,null,null,null,null,null,null,null,null,"Coal-new - High",null,null,4027.7236249961293,3871.4234863994548,3844.7698085757793,3830.6767925139579,3812.7412819575211,3798.3232210441915,3784.5552498338784,3768.6048346205812,3750.4023229361201,3735.252911106897,3715.7037850376164,3704.2343452772539,3692.5675568570473,3678.1959309225044,3664.3118722652248,3651.310078204895,3637.7278469097296,3627.2335417038921,3614.080833962505,3604.3410971619546,3591.8965228470684,3582.8997457071082,3572.8465727997459,3565.4750199173272,3552.7634444744158,3552.7634444744158,3552.7634444744158,3552.7634444744158,3552.7634444744158,3552.7634444744158,3552.7634444744158,3552.7634444744158,3552.7634444744158,3552.7634444744158,3552.7634444744158]
[null,null,null,null,null,null,null,null,null,null,"Coal-IGCC - Low",4472.9654190942329,4472.9654190942329,4472.9654190942329,4472.9654190942329,4472.9654190942329,4472.9654190942329,4472.9654190942329,4472.9654190942329,4472.9654190942329,4472.9654190942329,4472.9654190942329,4472.9654190942329,4472.9654190942329,4472.9654190942329,4472.9654190942329,4472.9654190942329,4472.9654190942329,4472.9654190942329,4472.9654190942329,4472.9654190942329,4472.9654190942329,4472.9654190942329,4472.9654190942329,4472.9654190942329,4472.9654190942329,4472.9654190942329,4472.9654190942329,4472.9654190942329,4472.9654190942329,4472.9654190942329,4472.9654190942329,4472.9654190942329,4472.9654190942329,4472.9654190942329,4472.9654190942329,4472.9654190942329,4472.9654190942329]
[null,null,null,null,null,null,null,null,null,null,"Coal-IGCC - Mid",4472.9654190942329,4472.9654190942329,4472.9654190942329,4472.9654190942329,4472.9654190942329,4472.9654190942329,4472.9654190942329,4472.9654190942329,4472.9654190942329,4472.9654190942329,4472.9654190942329,4472.9654190942329,4472.9654190942329,4472.9654190942329,4472.9654190942329,4472.9654190942329,4472.9654190942329,4472.9654190942329,4472.9654190942329,4472.9654190942329,4472.9654190942329,4472.9654190942329,4472.9654190942329,4472.9654190942329,4472.9654190942329,4472.9654190942329,4472.9654190942329,4472.9654190942329,4472.9654190942329,4472.9654190942329,4472.9654190942329,4472.9654190942329,4472.9654190942329,4472.9654190942329,4472.9654190942329,4472.9654190942329,4472.9654190942329]
[null,null,null,null,null,null,null,null,null,null,"Coal-IGCC - High",4472.9654190942329,4472.9654190942329,4472.9654190942329,4472.9654190942329,4472.9654190942329,4472.9654190942329,4472.9654190942329,4472.9654190942329,4472.9654190942329,4472.9654190942329,4472.9654190942329,4472.9654190942329,4472.9654190942329,4472.9654190942329,4472.9654190942329,4472.9654190942329,4472.9654190942329,4472.9654190942329,4472.9654190942329,4472.9654190942329,4472.9654190942329,4472.9654190942329,4472.9654190942329,4472.9654190942329,4472.9654190942329,4472.9654190942329,4472.9654190942329,4472.9654190942329,4472.9654190942329,4472.9654190942329,4472.9654190942329,4472.9654190942329,4472.9654190942329,4472.9654190942329,4472.9654190942329,4472.9654190942329,4472.9654190942329]
[null,null,null,null,null,null,null,null,null,null,"Coal-CCS - Low",null,null,null,7520.6672080483331,7446.2783720317339,7356.1132519722878,7218.1317125070418,7171.8592561459045,7126.5967605733831,7077.3756830592793,7023.4066289642151,6974.4757700675282,6917.6509647770708,6878.0651453612463,6834.8573976000453,6785.1371440639814,6737.1117672536384,6694.5541091954537,6651.0561428168339,6613.3509400418779,6570.9790218988401,6535.8741779359507,6492.9566487921666,6456.1569281035563,6420.5064731399207,6384.0317973028177,6343.668191992313,6343.668191992313,6343.668191992313,6343.668191992313,6343.668191992313,6343.668191992313,6343.668191992313,6343.668191992313,6343.668191992313,6343.668191992313,6343.668191992313]
[null,null,null,null,null,null,null,null,null,null,"Coal-CCS - Mid",null,null,null,7520.6672080483331,7446.2783720317339,7356.1132519722878,7218.1317125070418,7171.8592561459045,7126.5967605733831,7077.3756830592793,7023.4066289642151,6974.4757700675282,6917.6509647770708,6878.0651453612463,6834.8573976000453,6785.1371440639814,6737.1117672536384,6694.5541091954537,6651.0561428168339,{"$f":"$S$32*(AE144+AE208)","v":6613.3509400418779},6570.9790218988401,6535.8741779359507,6492.9566487921666,6456.1569281035563,6420.5064731399207,6384.0317973028177,6343.668191992313,6343.668191992313,6343.668191992313,6343.668191992313,6343.668191992313,6343.668191992313,6343.668191992313,6343.668191992313,6343.668191992313,6343.668191992313,6343.668191992313]
[null,null,null,null,null,null,null,null,null,null,"Coal-CCS - High",null,null,null,7520.6672080483331,7446.2783720317339,7356.1132519722878,7218.1317125070418,7171.8592561459045,7126.5967605733831,7077.3756830592793,7023.4066289642151,6974.4757700675282,6917.6509647770708,6878.0651453612463,6834.8573976000453,6785.1371440639814,6737.1117672536384,6694.5541091954537,6651.0561428168339,6613.3509400418779,6570.9790218988401,6535.8741779359507,6492.9566487921666,6456.1569281035563,6420.5064731399207,6384.0317973028177,6343.668191992313,6343.668191992313,6343.668191992313,6343.668191992313,6343.668191992313,6343.668191992313,6343.668191992313,6343.668191992313,6343.668191992313,6343.668191992313,6343.668191992313]
[]
[null,null,null,null,null,null,null,null,null,"Construction Financing Cost ($/kW)","Coal-new - Low",{"$f":"(L137+L201)*($S$32-1)","v":0},0,558.16362499612933,{"$f":"(O137+O201)*($S$32-1)","v":536.50348639945457},532.80980857577924,530.85679251395788,528.37128195752121,526.3732210441915,524.46524983387849,522.25483462058139,519.73232293612023,517.63291110689704,514.92378503761597,513.33434527725387,511.71755685704755,509.7259309225048,507.80187226522452,506.00007820489498,504.11784690972945,502.66354170389212,500.8408339625052,499.49109716195483,497.76652284706813,496.51974570710803,495.1265727997461,494.10501991732718,492.34344447441583,492.34344447441583,492.34344447441583,492.34344447441583,492.34344447441583,492.34344447441583,492.34344447441583,492.34344447441583,492.34344447441583,492.34344447441583,492.34344447441583]
[null,null,null,null,null,null,null,null,null,null,"Coal-new - Mid",{"$f":"(L138+L202)*($S$32-1)","v":0},0,558.16362499612933,{"$f":"(O138+O202)*($S$32-1)","v":536.50348639945457},532.80980857577924,530.85679251395788,528.37128195752121,526.3732210441915,524.46524983387849,522.25483462058139,519.73232293612023,517.63291110689704,514.92378503761597,513.33434527725387,511.71755685704755,509.7259309225048,507.80187226522452,506.00007820489498,504.11784690972945,502.66354170389212,500.8408339625052,499.49109716195483,497.76652284706813,496.51974570710803,495.1265727997461,494.10501991732718,492.34344447441583,492.34344447441583,492.34344447441583,492.34344447441583,492.34344447441583,492.34344447441583,492.34344447441583,492.34344447441583,492.34344447441583,492.34344447441583,492.34344447441583]
[null,null,null,null,null,null,null,null,null,null,"Coal-new - High",0,0,558.16362499612933,536.50348639945457,532.80980857577924,530.85679251395788,528.37128195752121,526.3732210441915,524.46524983387849,522.25483462058139,519.73232293612023,517.63291110689704,514.92378503761597,513.33434527725387,511.71755685704755,509.7259309225048,507.80187226522452,506.00007820489498,504.11784690972945,502.66354170389212,500.8408339625052,499.49109716195483,497.76652284706813,496.51974570710803,495.1265727997461,494.10501991732718,492.34344447441583,492.34344447441583,492.34344447441583,492.34344447441583,492.34344447441583,492.34344447441583,492.34344447441583,492.34344447441583,492.34344447441583,492.34344447441583,492.34344447441583]
[null,null,null,null,null,null,null,null,null,null,"Coal-IGCC - Low",619.86541909423261,619.86541909423261,619.86541909423261,619.86541909423261,619.86541909423261,619.86541909423261,619.86541909423261,619.86541909423261,619.86541909423261,619.86541909423261,619.86541909423261,619.86541909423261,619.86541909423261,619.86541909423261,619.86541909423261,619.86541909423261,619.86541909423261,619.86541909423261,619.86541909423261,619.86541909423261,619.86541909423261,619.86541909423261,619.86541909423261,619.86541909423261,619.86541909423261,619.86541909423261,619.86541909423261,619.86541909423261,619.86541909423261,619.86541909423261,619.86541909423261,619.86541909423261,619.86541909423261,619.86541909423261,619.86541909423261,619.86541909423261,619.86541909423261]
[null,null,null,null,null,null,null,null,null,null,"Coal-IGCC - Mid",619.86541909423261,619.86541909423261,619.86541909423261,619.86541909423261,619.86541909423261,619.86541909423261,619.86541909423261,619.86541909423261,619.86541909423261,619.86541909423261,619.86541909423261,619.86541909423261,619.86541909423261,619.86541909423261,619.86541909423261,619.86541909423261,619.86541909423261,619.86541909423261,619.86541909423261,619.86541909423261,619.86541909423261,619.86541909423261,619.86541909423261,619.86541909423261,619.86541909423261,619.86541909423261,619.86541909423261,619.86541909423261,619.86541909423261,619.86541909423261,619.86541909423261,619.86541909423261,619.86541909423261,619.86541909423261,619.86541909423261,619.86541909423261,619.86541909423261]
[null,null,null,null,null,null,null,null,null,null,"Coal-IGCC - High",619.86541909423261,619.86541909423261,619.86541909423261,619.86541909423261,619.86541909423261,619.86541909423261,619.86541909423261,619.86541909423261,619.86541909423261,619.86541909423261,619.86541909423261,619.86541909423261,619.86541909423261,619.86541909423261,619.86541909423261,619.86541909423261,619.86541909423261,619.86541909423261,619.86541909423261,619.86541909423261,619.86541909423261,619.86541909423261,619.86541909423261,619.86541909423261,619.86541909423261,619.86541909423261,619.86541909423261,619.86541909423261,619.86541909423261,619.86541909423261,619.86541909423261,619.86541909423261,619.86541909423261,619.86541909423261,619.86541909423261,619.86541909423261,619.86541909423261]
[null,null,null,null,null,null,null,null,null,null,"Coal-CCS - Low",0,0,0,1042.2172080483329,1031.9083720317337,1019.4132519722883,1000.291712507042,993.87925614590517,987.60676057338333,980.78568305927899,973.30662896421507,966.5257700675287,958.65096477707107,953.16514536124646,947.17739760004463,940.28714406398126,933.63176725363917,927.7341091954537,921.70614281683379,916.48094004187828,910.6090218988403,905.7441779359508,899.79664879216693,894.69692810355593,889.75647313992044,884.70179730281757,879.10819199231275,879.10819199231275,879.10819199231275,879.10819199231275,879.10819199231275,879.10819199231275,879.10819199231275,879.10819199231275,879.10819199231275,879.10819199231275,879.10819199231275]
[null,null,null,null,null,null,null,null,null,null,"Coal-CCS - Mid",0,0,0,1042.2172080483329,1031.9083720317337,1019.4132519722883,1000.291712507042,993.87925614590517,987.60676057338333,980.78568305927899,973.30662896421507,966.5257700675287,958.65096477707107,953.16514536124646,947.17739760004463,940.28714406398126,933.63176725363917,927.7341091954537,921.70614281683379,{"$f":"(AE144+AE208)*($S$32-1)","v":916.48094004187828},910.6090218988403,905.7441779359508,899.79664879216693,894.69692810355593,889.75647313992044,884.70179730281757,879.10819199231275,879.10819199231275,879.10819199231275,879.10819199231275,879.10819199231275,879.10819199231275,879.10819199231275,879.10819199231275,879.10819199231275,879.10819199231275,879.10819199231275]
[null,null,null,null,null,null,null,null,null,null,"Coal-CCS - High",{"$f":"(L145+L209)*($S$32-1)","v":0},0,0,1042.2172080483329,1031.9083720317337,1019.4132519722883,1000.291712507042,993.87925614590517,987.60676057338333,980.78568305927899,973.30662896421507,966.5257700675287,958.65096477707107,953.16514536124646,947.17739760004463,940.28714406398126,933.63176725363917,927.7341091954537,921.70614281683379,916.48094004187828,910.6090218988403,905.7441779359508,899.79664879216693,894.69692810355593,889.75647313992044,884.70179730281757,879.10819199231275,879.10819199231275,879.10819199231275,879.10819199231275,879.10819199231275,879.10819199231275,879.10819199231275,879.10819199231275,879.10819199231275,879.10819199231275,879.10819199231275]
[]
[null,null,null,null,null,null,null,null,null,"Overnight Capital Cost ($/kW) *","Coal-new - Low",null,null,3469.56,3334.92,3311.96,3299.82,3284.37,3271.95,3260.09,3246.35,3230.67,3217.62,3200.78,3190.9,3180.85,3168.47,3156.51,3145.31,3133.61,3124.57,3113.24,3104.85,3094.13,3086.38,3077.72,3071.37,3060.42,3060.42,3060.42,3060.42,3060.42,3060.42,3060.42,3060.42,3060.42,3060.42,3060.42]
[null,null,null,null,null,null,null,null,null,null,"Coal-new - Mid",null,null,3469.56,3334.92,3311.96,3299.82,3284.37,3271.95,3260.09,3246.35,3230.67,3217.62,3200.78,3190.9,3180.85,3168.47,3156.51,3145.31,3133.61,3124.57,3113.24,3104.85,3094.13,3086.38,3077.72,3071.37,3060.42,3060.42,3060.42,3060.42,3060.42,3060.42,3060.42,3060.42,3060.42,3060.42,3060.42]
[null,null,null,null,null,null,null,null,null,null,"Coal-new - High",null,null,3469.56,3334.92,3311.96,3299.82,3284.37,3271.95,3260.09,3246.35,3230.67,3217.62,3200.78,3190.9,3180.85,3168.47,3156.51,3145.31,3133.61,3124.57,3113.24,3104.85,3094.13,3086.38,3077.72,3071.37,3060.42,3060.42,3060.42,3060.42,3060.42,3060.42,3060.42,3060.42,3060.42,3060.42,3060.42]
[null,null,null,null,null,null,null,null,null,null,"Coal-IGCC - Low",3853.1,3853.1,3853.1,3853.1,3853.1,3853.1,3853.1,3853.1,3853.1,3853.1,3853.1,3853.1,3853.1,3853.1,3853.1,3853.1,3853.1,3853.1,3853.1,3853.1,3853.1,3853.1,3853.1,3853.1,3853.1,3853.1,3853.1,3853.1,3853.1,3853.1,3853.1,3853.1,3853.1,3853.1,3853.1,3853.1,3853.1]
[null,null,null,null,null,null,null,null,null,null,"Coal-IGCC - Mid",3853.1,3853.1,3853.1,3853.1,3853.1,3853.1,3853.1,3853.1,3853.1,3853.1,3853.1,3853.1,3853.1,3853.1,3853.1,3853.1,3853.1,3853.1,3853.1,3853.1,3853.1,3853.1,3853.1,3853.1,3853.1,3853.1,3853.1,3853.1,3853.1,3853.1,3853.1,3853.1,3853.1,3853.1,3853.1,3853.1,3853.1]
[null,null,null,null,null,null,null,null,null,null,"Coal-IGCC - High",3853.1,3853.1,3853.1,3853.1,3853.1,3853.1,3853.1,3853.1,3853.1,3853.1,3853.1,3853.1,3853.1,3853.1,3853.1,3853.1,3853.1,3853.1,3853.1,3853.1,3853.1,3853.1,3853.1,3853.1,3853.1,3853.1,3853.1,3853.1,3853.1,3853.1,3853.1,3853.1,3853.1,3853.1,3853.1,3853.1,3853.1]
[null,null,null,null,null,null,null,null,null,null,"Coal-CCS - Low",null,null,null,6478.45,6414.37,6336.7,6217.84,6177.98,6138.99,6096.59,6050.1,6007.95,5959,5924.9,5887.68,5844.85,5803.48,5766.82,5729.35,5696.87,5660.37,5630.13,5593.16,5561.46,5530.75,5499.33,5464.56,5464.56,5464.56,5464.56,5464.56,5464.56,5464.56,5464.56,5464.56,5464.56,5464.56]
[null,null,null,null,null,null,null,null,null,null,"Coal-CCS - Mid",null,null,null,6478.45,6414.37,6336.7,6217.84,6177.98,6138.99,6096.59,6050.1,6007.95,5959,5924.9,5887.68,5844.85,5803.48,5766.82,5729.35,5696.87,5660.37,5630.13,5593.16,5561.46,5530.75,5499.33,5464.56,5464.56,5464.56,5464.56,5464.56,5464.56,5464.56,5464.56,5464.56,5464.56,5464.56]
[null,null,null,null,null,null,null,null,null,null,"Coal-CCS - High",null,null,null,6478.45,6414.37,6336.7,6217.84,6177.98,6138.99,6096.59,6050.1,6007.95,5959,5924.9,5887.68,5844.85,5803.48,5766.82,5729.35,5696.87,5660.37,5630.13,5593.16,5561.46,5530.75,5499.33,5464.56,5464.56,5464.56,5464.56,5464.56,5464.56,5464.56,5464.56,5464.56,5464.56,5464.56]
[]
[null,null,null,null,null,null,null,null,null,"Fixed Operation and Maintenance Expenses ($/kW)","Coal-new - Low",31.65,31.65,31.65,31.65,31.65,31.65,31.65,31.65,31.65,31.65,31.65,31.65,31.65,31.65,31.65,31.65,31.65,31.65,31.65,31.65,31.65,31.65,31.65,31.65,31.65,31.65,31.65,31.65,31.65,31.65,31.65,31.65,31.65,31.65,31.65,31.65,31.65]
[null,null,null,null,null,null,null,null,null,null,"Coal-new - Mid",31.65,31.65,31.65,31.65,31.65,31.65,31.65,31.65,31.65,31.65,31.65,31.65,31.65,31.65,31.65,31.65,31.65,31.65,31.65,31.65,31.65,31.65,31.65,31.65,31.65,31.65,31.65,31.65,31.65,31.65,31.65,31.65,31.65,31.65,31.65,31.65,31.65]
[null,null,null,null,null,null,null,null,null,null,"Coal-new - High",31.65,31.65,31.65,31.65,31.65,31.65,31.65,31.65,31.65,31.65,31.65,31.65,31.65,31.65,31.65,31.65,31.65,31.65,31.65,31.65,31.65,31.65,31.65,31.65,31.65,31.65,31.65,31.65,31.65,31.65,31.65,31.65,31.65,31.65,31.65,31.65,31.65]
[null,null,null,null,null,null,null,null,null,null,"Coal-IGCC - Low",52.16,52.16,52.16,52.16,52.16,52.16,52.16,52.16,52.16,52.16,52.16,52.16,52.16,52.16,52.16,52.16,52.16,52.16,52.16,52.16,52.16,52.16,52.16,52.16,52.16,52.16,52.16,52.16,52.16,52.16,52.16,52.16,52.16,52.16,52.16,52.16,52.16]
[null,null,null,null,null,null,null,null,null,null,"Coal-IGCC - Mid",52.16,52.16,52.16,52.16,52.16,52.16,52.16,52.16,52.16,52.16,52.16,52.16,52.16,52.16,52.16,52.16,52.16,52.16,52.16,52.16,52.16,52.16,52.16,52.16,52.16,52.16,52.16,52.16,52.16,52.16,52.16,52.16,52.16,52.16,52.16,52.16,52.16]
[null,null,null,null,null,null,null,null,null,null,"Coal-IGCC - High",52.16,52.16,52.16,52.16,52.16,52.16,52.16,52.16,52.16,52.16,52.16,52.16,52.16,52.16,52.16,52.16,52.16,52.16,52.16,52.16,52.16,52.16,52.16,52.16,52.16,52.16,52.16,52.16,52.16,52.16,52.16,52.16,52.16,52.16,52.16,52.16,52.16]
[null,null,null,null,null,null,null,null,null,null,"Coal-CCS - Low",73.930000000000007,73.930000000000007,73.930000000000007,73.930000000000007,73.930000000000007,73.930000000000007,73.930000000000007,73.930000000000007,73.930000000000007,73.930000000000007,73.930000000000007,73.930000000000007,73.930000000000007,73.930000000000007,73.930000000000007,73.930000000000007,73.930000000000007,73.930000000000007,73.930000000000007,73.930000000000007,73.930000000000007,73.930000000000007,73.930000000000007,73.930000000000007,73.930000000000007,73.930000000000007,73.930000000000007,73.930000000000007,73.930000000000007,73.930000000000007,73.930000000000007,73.930000000000007,73.930000000000007,73.930000000000007,73.930000000000007,73.930000000000007,73.930000000000007]
[null,null,null,null,null,null,null,null,null,null,"Coal-CCS - Mid",73.930000000000007,73.930000000000007,73.930000000000007,73.930000000000007,73.930000000000007,73.930000000000007,73.930000000000007,73.930000000000007,73.930000000000007,73.930000000000007,73.930000000000007,73.930000000000007,73.930000000000007,73.930000000000007,73.930000000000007,73.930000000000007,73.930000000000007,73.930000000000007,73.930000000000007,73.930000000000007,73.930000000000007,73.930000000000007,73.930000000000007,73.930000000000007,73.930000000000007,73.930000000000007,73.930000000000007,73.930000000000007,73.930000000000007,73.930000000000007,73.930000000000007,73.930000000000007,73.930000000000007,73.930000000000007,73.930000000000007,73.930000000000007,73.930000000000007]
[null,null,null,null,null,null,null,null,null,null,"Coal-CCS - High",73.930000000000007,73.930000000000007,73.930000000000007,73.930000000000007,73.930000000000007,73.930000000000007,73.930000000000007,73.930000000000007,73.930000000000007,73.930000000000007,73.930000000000007,73.930000000000007,73.930000000000007,73.930000000000007,73.930000000000007,73.930000000000007,73.930000000000007,73.930000000000007,73.930000000000007,73.930000000000007,73.930000000000007,73.930000000000007,73.930000000000007,73.930000000000007,73.930000000000007,73.930000000000007,73.930000000000007,73.930000000000007,73.930000000000007,73.930000000000007,73.930000000000007,73.930000000000007,73.930000000000007,73.930000000000007,73.930000000000007,73.930000000000007,73.930000000000007]
[]
[null,null,null,null,null,null,null,null,null,"Variable Operation and Maintenance Expenses ($/MWh)","Coal-new - Low",4.54,4.54,4.54,4.54,4.54,4.54,4.54,4.54,4.54,4.54,4.54,4.54,4.54,4.54,4.54,4.54,4.54,4.54,4.54,4.54,4.54,4.54,4.54,4.54,4.54,4.54,4.54,4.54,4.54,4.54,4.54,4.54,4.54,4.54,4.54,4.54,4.54]
[null,null,null,null,null,null,null,null,null,null,"Coal-new - Mid",4.54,4.54,4.54,4.54,4.54,4.54,4.54,4.54,4.54,4.54,4.54,4.54,4.54,4.54,4.54,4.54,4.54,4.54,4.54,4.54,4.54,4.54,4.54,4.54,4.54,4.54,4.54,4.54,4.54,4.54,4.54,4.54,4.54,4.54,4.54,4.54,4.54]
[null,null,null,null,null,null,null,null,null,null,"Coal-new - High",4.54,4.54,4.54,4.54,4.54,4.54,4.54,4.54,4.54,4.54,4.54,4.54,4.54,4.54,4.54,4.54,4.54,4.54,4.54,4.54,4.54,4.54,4.54,4.54,4.54,4.54,4.54,4.54,4.54,4.54,4.54,4.54,4.54,4.54,4.54,4.54,4.54]
[null,null,null,null,null,null,null,null,null,null,"Coal-IGCC - Low",7.33,7.33,7.33,7.33,7.33,7.33,7.33,7.33,7.33,7.33,7.33,7.33,7.33,7.33,7.33,7.33,7.33,7.33,7.33,7.33,7.33,7.33,7.33,7.33,7.33,7.33,7.33,7.33,7.33,7.33,7.33,7.33,7.33,7.33,7.33,7.33,7.33]
[null,null,null,null,null,null,null,null,null,null,"Coal-IGCC - Mid",7.33,7.33,7.33,7.33,7.33,7.33,7.33,7.33,7.33,7.33,7.33,7.33,7.33,7.33,7.33,7.33,7.33,7.33,7.33,7.33,7.33,7.33,7.33,7.33,7.33,7.33,7.33,7.33,7.33,7.33,7.33,7.33,7.33,7.33,7.33,7.33,7.33]
[null,null,null,null,null,null,null,null,null,null,"Coal-IGCC - High",7.33,7.33,7.33,7.33,7.33,7.33,7.33,7.33,7.33,7.33,7.33,7.33,7.33,7.33,7.33,7.33,7.33,7.33,7.33,7.33,7.33,7.33,7.33,7.33,7.33,7.33,7.33,7.33,7.33,7.33,7.33,7.33,7.33,7.33,7.33,7.33,7.33]
[null,null,null,null,null,null,null,null,null,null,"Coal-CCS - Low",8.58,8.58,8.58,8.58,8.58,8.58,8.58,8.58,8.58,8.58,8.58,8.58,8.58,8.58,8.58,8.58,8.58,8.58,8.58,8.58,8.58,8.58,8.58,8.58,8.58,8.58,8.58,8.58,8.58,8.58,8.58,8.58,8.58,8.58,8.58,8.58,8.58]
[null,null,null,null,null,null,null,null,null,null,"Coal-CCS - Mid",8.58,8.58,8.58,8.58,8.58,8.58,8.58,8.58,8.58,8.58,8.58,8.58,8.58,8.58,8.58,8.58,8.58,8.58,8.58,8.58,8.58,8.58,8.58,8.58,8.58,8.58,8.58,8.58,8.58,8.58,8.58,8.58,8.58,8.58,8.58,8.58,8.58]
[null,null,null,null,null,null,null,null,null,null,"Coal-CCS - High",8.58,8.58,8.58,8.58,8.58,8.58,8.58,8.58,8.58,8.58,8.58,8.58,8.58,8.58,8.58,8.58,8.58,8.58,8.58,8.58,8.58,8.58,8.58,8.58,8.58,8.58,8.58,8.58,8.58,8.58,8.58,8.58,8.58,8.58,8.58,8.58,8.58]
[]
[null,null,null,null,null,null,null,null,null,"Fuel Costs ($/mmBtu)","Coal-new - Low",2.3316610449999997,2.3685420849999996,2.3481842299999998,2.3622074699999995,2.3825947599999995,2.3743509299999999,2.3492043049999998,2.3247803599999997,2.3104495749999994,2.2913472749999997,2.2682367399999999,2.2504234900000002,2.2274946399999997,2.2070992299999994,2.1818521199999998,2.1593120149999998,2.1365486099999997,2.1122931549999997,2.0896089199999999,2.0669571649999998,2.0438202399999996,2.023996275,2.0014165849999999,1.9806415649999998,1.9593052499999999,1.9390123549999998,1.9207311899999999,1.9207311899999999,1.9207311899999999,1.9207311899999999,1.9207311899999999,1.9207311899999999,1.9207311899999999,1.9207311899999999,1.9207311899999999,1.9207311899999999,1.9207311899999999]
[" ",null,null,null,null,null,null,null,null,null,"Coal-new - Mid",2.3647815099999998,2.4399950399999994,2.4585451799999998,2.5236706249999994,2.5885676949999996,2.6279385299999998,2.6505141599999997,2.6826449999999995,2.7158263649999999,2.7430080649999997,2.7801134199999997,2.8154668849999998,2.8493699149999996,2.8793712849999999,2.9079618049999998,2.9347567899999993,2.9694870449999997,2.9936592699999998,3.0190007749999994,3.0456303149999999,3.0698603949999996,3.0958251099999998,3.1222912349999996,3.1455124049999998,3.1676333149999993,3.2011039549999998,3.2375201249999996,3.2375201249999996,3.2375201249999996,3.2375201249999996,3.2375201249999996,3.2375201249999996,3.2375201249999996,3.2375201249999996,3.2375201249999996,3.2375201249999996,3.2375201249999996]
[null,null,null,null,null,null,null,null,null,null,"Coal-new - High",2.3906670549999998,2.5055904299999998,2.5771996949999996,2.7052409299999995,2.8109075049999999,2.9054385149999997,2.9955684849999997,3.0959570599999995,3.1915193099999994,3.2945255699999998,3.397825165,3.5083860699999998,3.6312579099999995,3.7642482849999999,3.8743473649999998,3.9997495999999999,4.1163538149999992,4.2299434799999993,4.3446668999999991,4.4657655349999992,4.5860410049999993,4.7185137299999989,4.8551936299999996,5.0096583599999995,5.1298434950000003,5.2807354249999996,5.4360730549999996,5.4360730549999996,5.4360730549999996,5.4360730549999996,5.4360730549999996,5.4360730549999996,5.4360730549999996,5.4360730549999996,5.4360730549999996,5.4360730549999996,5.4360730549999996]
[null,null,null,null,null,null,null,null,null,null,"Coal-IGCC - Low",2.3316610449999997,2.3685420849999996,2.3481842299999998,2.3622074699999995,2.3825947599999995,2.3743509299999999,2.3492043049999998,2.3247803599999997,2.3104495749999994,2.2913472749999997,2.2682367399999999,2.2504234900000002,2.2274946399999997,2.2070992299999994,2.1818521199999998,2.1593120149999998,2.1365486099999997,2.1122931549999997,2.0896089199999999,2.0669571649999998,2.0438202399999996,2.023996275,2.0014165849999999,1.9806415649999998,1.9593052499999999,1.9390123549999998,1.9207311899999999,1.9207311899999999,1.9207311899999999,1.9207311899999999,1.9207311899999999,1.9207311899999999,1.9207311899999999,1.9207311899999999,1.9207311899999999,1.9207311899999999,1.9207311899999999]
[null,null,null,null,null,null,null,null,null,null,"Coal-IGCC - Mid",2.3647815099999998,2.4399950399999994,2.4585451799999998,2.5236706249999994,2.5885676949999996,2.6279385299999998,2.6505141599999997,2.6826449999999995,2.7158263649999999,2.7430080649999997,2.7801134199999997,2.8154668849999998,2.8493699149999996,2.8793712849999999,2.9079618049999998,2.9347567899999993,2.9694870449999997,2.9936592699999998,3.0190007749999994,3.0456303149999999,3.0698603949999996,3.0958251099999998,3.1222912349999996,3.1455124049999998,3.1676333149999993,3.2011039549999998,3.2375201249999996,3.2375201249999996,3.2375201249999996,3.2375201249999996,3.2375201249999996,3.2375201249999996,3.2375201249999996,3.2375201249999996,3.2375201249999996,3.2375201249999996,3.2375201249999996]
[null,null,null,null,null,null,null,null,null,null,"Coal-IGCC - High",2.3906670549999998,2.5055904299999998,2.5771996949999996,2.7052409299999995,2.8109075049999999,2.9054385149999997,2.9955684849999997,3.0959570599999995,3.1915193099999994,3.2945255699999998,3.397825165,3.5083860699999998,3.6312579099999995,3.7642482849999999,3.8743473649999998,3.9997495999999999,4.1163538149999992,4.2299434799999993,4.3446668999999991,4.4657655349999992,4.5860410049999993,4.7185137299999989,4.8551936299999996,5.0096583599999995,5.1298434950000003,5.2807354249999996,5.4360730549999996,5.4360730549999996,5.4360730549999996,5.4360730549999996,5.4360730549999996,5.4360730549999996,5.4360730549999996,5.4360730549999996,5.4360730549999996,5.4360730549999996,5.4360730549999996]
[null,null,null,null,null,null,null,null,null,null,"Coal-CCS - Low",2.3316610449999997,2.3685420849999996,2.3481842299999998,2.3622074699999995,2.3825947599999995,2.3743509299999999,2.3492043049999998,2.3247803599999997,2.3104495749999994,2.2913472749999997,2.2682367399999999,2.2504234900000002,2.2274946399999997,2.2070992299999994,2.1818521199999998,2.1593120149999998,2.1365486099999997,2.1122931549999997,2.0896089199999999,2.0669571649999998,2.0438202399999996,2.023996275,2.0014165849999999,1.9806415649999998,1.9593052499999999,1.9390123549999998,1.9207311899999999,1.9207311899999999,1.9207311899999999,1.9207311899999999,1.9207311899999999,1.9207311899999999,1.9207311899999999,1.9207311899999999,1.9207311899999999,1.9207311899999999,1.9207311899999999]
[null,null,null,null,null,null,null,null,null,null,"Coal-CCS - Mid",2.3647815099999998,2.4399950399999994,2.4585451799999998,2.5236706249999994,2.5885676949999996,2.6279385299999998,2.6505141599999997,2.6826449999999995,2.7158263649999999,2.7430080649999997,2.7801134199999997,2.8154668849999998,2.8493699149999996,2.8793712849999999,2.9079618049999998,2.9347567899999993,2.9694870449999997,2.9936592699999998,3.0190007749999994,3.0456303149999999,3.0698603949999996,3.0958251099999998,3.1222912349999996,3.1455124049999998,3.1676333149999993,3.2011039549999998,3.2375201249999996,3.2375201249999996,3.2375201249999996,3.2375201249999996,3.2375201249999996,3.2375201249999996,3.2375201249999996,3.2375201249999996,3.2375201249999996,3.2375201249999996,3.2375201249999996]
[null,null,null,null,null,null,null,null,null,null,"Coal-CCS - High",2.3906670549999998,2.5055904299999998,2.5771996949999996,2.7052409299999995,2.8109075049999999,2.9054385149999997,2.9955684849999997,3.0959570599999995,3.1915193099999994,3.2945255699999998,3.397825165,3.5083860699999998,3.6312579099999995,3.7642482849999999,3.8743473649999998,3.9997495999999999,4.1163538149999992,4.2299434799999993,4.3446668999999991,4.4657655349999992,4.5860410049999993,4.7185137299999989,4.8551936299999996,5.0096583599999995,5.1298434950000003,5.2807354249999996,5.4360730549999996,5.4360730549999996,5.4360730549999996,5.4360730549999996,5.4360730549999996,5.4360730549999996,5.4360730549999996,5.4360730549999996,5.4360730549999996,5.4360730549999996,5.4360730549999996]
[]
[null,null,null,null,null,null,null,null,null,"Fuel Costs ($/MWh)","Coal-new - Low",{"$f":"L167*L107","v":20.471983975099995},20.795799506299996,20.617057539399998,{"$f":"O167*O107","v":20.716559511899995},20.895356045199993,20.799314146799997,20.579029711799997,20.365075953599998,20.216433781249993,20.049288656249999,19.824389107599998,19.668701302600002,19.468303153599997,19.290047270199995,19.0693875288,18.872387011099999,18.6734348514,18.461442174699997,18.263181960800001,18.065205622099999,17.862988897599998,17.689727443500001,17.4923809529,17.310807278099997,17.124327885,16.946967982699999,16.787190600599999,16.787190600599999,16.787190600599999,16.787190600599999,16.787190600599999,16.787190600599999,16.787190600599999,16.787190600599999,16.787190600599999,16.787190600599999,16.787190600599999]
[null,null,null,null,null,null,null,null,null,null,"Coal-new - Mid",{"$f":"L168*L108","v":20.762781657799998},21.423156451199993,21.586026680399996,{"$f":"O168*O108","v":22.132591381249995},22.701738685149994,23.020741522799998,23.218504041599996,23.499970199999996,23.763480693749997,24.001320568749996,24.298191290799998,24.607180574899999,24.903493057099997,25.1657050309,25.4155861757,25.649774344599994,25.953316773299999,26.164582019799997,26.386066773499994,26.6188089531,26.830579852299998,27.057511461400001,27.288825393899998,27.491778419700001,27.685115173099994,27.977648566699997,28.295925892499998,28.295925892499998,28.295925892499998,28.295925892499998,28.295925892499998,28.295925892499998,28.295925892499998,28.295925892499998,28.295925892499998,28.295925892499998,28.295925892499998]
[null,null,null,null,null,null,null,null,null,null,"Coal-new - High",{"$f":"L169*L109","v":20.990056742899995},21.999083975399998,22.627813322099996,{"$f":"O169*O109","v":23.724962956099994},24.651658818849999,25.451641391399995,26.241179928599998,27.120583845599995,27.925793962499995,28.827098737499998,29.696991942100002,30.6632942518,31.737194133399996,32.899530010900001,33.861795970099998,34.957811503999999,35.976932343099996,36.969706015199996,37.97238870599999,39.030790775899995,40.081998383699997,41.239810000199988,42.434392326199998,43.784414066399997,44.834832146300002,46.153627614499996,47.511278500699994,47.511278500699994,47.511278500699994,47.511278500699994,47.511278500699994,47.511278500699994,47.511278500699994,47.511278500699994,47.511278500699994,47.511278500699994,47.511278500699994]
[null,null,null,null,null,null,null,null,null,null,"Coal-IGCC - Low",{"$f":"L170*L110","v":19.516002946649994},19.611528463799996,19.255110685999995,19.181124656399994,19.132235922799993,18.876089893499998,18.488237880349999,18.086791200799997,17.790461727499995,17.460066235499998,17.079822652200001,16.765655000500001,16.594835067999998,16.442889263499996,16.254798294,16.08687451175,15.917287144499998,15.736584004749998,15.567586453999999,15.398830879249999,15.226460787999997,15.078772248750001,14.910553558249999,14.755779659249999,14.5968241125,14.445642044749999,14.309447365500001,14.309447365500001,14.309447365500001,14.309447365500001,14.309447365500001,14.309447365500001,14.309447365500001,14.309447365500001,14.309447365500001,14.309447365500001,14.309447365500001]
[null,null,null,null,null,null,null,null,null,null,"Coal-IGCC - Mid",{"$f":"L171*L111","v":19.793221238699996},20.203158931199994,20.160070475999998,20.492205474999992,20.786198590849995,20.892111313499999,20.859546439199999,20.870978099999999,20.911863010499999,20.901721455299999,20.9342540526,20.975228293249998,21.227805866749996,21.451316073249998,21.664315447249997,21.863938085499996,22.122678485249999,22.302761561499999,22.491555773749997,22.68994584675,22.870459942749999,23.063897069499998,23.261069700749999,23.434067417249999,23.598868196749997,23.84822446475,24.119524931249998,24.119524931249998,24.119524931249998,24.119524931249998,24.119524931249998,24.119524931249998,24.119524931249998,24.119524931249998,24.119524931249998,24.119524931249998,24.119524931249998]
[null,null,null,null,null,null,null,null,null,null,"Coal-IGCC - High",{"$f":"L172*L112","v":20.009883250349997},20.746288760399995,21.133037498999993,21.966556351599994,22.571587265149997,23.098236194249999,23.57512397695,24.086545926799996,24.574698686999998,25.104284843399999,25.585623492450001,26.137476221499998,27.052871429499998,28.043649723249999,28.86388786925,29.798134520000001,30.666835921749996,31.513078925999995,32.367768404999993,33.269953235749995,34.166005487249997,35.152927288499995,36.171192543499998,37.321954781999999,38.21733403775,39.341478916249997,40.498744259749998,40.498744259749998,40.498744259749998,40.498744259749998,40.498744259749998,40.498744259749998,40.498744259749998,40.498744259749998,40.498744259749998,40.498744259749998,40.498744259749998]
[null,null,null,null,null,null,null,null,null,null,"Coal-CCS - Low",{"$f":"L173*L113","v":23.456510112699998},23.448566641499998,22.871314400199999,{"$f":"O173*O113","v":22.629947562599995},22.444042639199996,21.9864896118,21.377759175499996,20.806784221999994,20.308851764249994,19.774326983249999,19.211965187800001,18.701019201900003,18.5104804584,18.340994601299997,18.1311911172,17.943882844649998,17.754718949099999,17.553156118049998,17.364650125200001,17.17641404115,16.984146194399997,16.819409045250001,16.63177182135,16.45913140515,16.281826627499999,16.113192670050001,15.961276188899999,15.961276188899999,15.961276188899999,15.961276188899999,15.961276188899999,15.961276188899999,15.961276188899999,15.961276188899999,15.961276188899999,15.961276188899999,15.961276188899999]
[null,null,null,null,null,null,null,null,null,null,"Coal-CCS - Mid",{"$f":"L174*L114","v":23.789701990599998},24.155950895999997,23.946230053199997,24.176764587499996,24.384307686899998,24.334710787799999,24.119678855999997,24.009672749999993,23.872113748349996,23.67215960095,23.547560667399999,23.39652981435,23.678263993649999,23.927575378349999,24.165162599550001,24.387828924899996,24.676437343949999,24.877308533699999,25.087896440249995,25.30918791765,25.510539882449997,25.726306664100001,25.94624016285,26.139208085549999,26.323032847649998,26.601173866050001,26.90379223875,26.90379223875,26.90379223875,26.90379223875,26.90379223875,26.90379223875,26.90379223875,26.90379223875,26.90379223875,26.90379223875,26.90379223875]
[null,null,null,null,null,null,null,null,null,null,"Coal-CCS - High",{"$f":"L175*L115","v":24.0501105733},24.805345256999999,25.101925029299995,25.916208109399996,26.478748697099999,26.904360648899996,27.259673213499998,27.708815686999994,28.053454734899994,28.431755669099999,28.779579147550002,29.154688241700001,30.175753232099996,31.28090324835,32.195826603150003,33.237919175999998,34.206900202649997,35.150830318799997,36.104181938999993,37.110511595849992,38.110000751549997,39.210849096299995,40.346659065300003,41.630260971600002,42.628999443450006,43.882911381749999,45.173767087050003,45.173767087050003,45.173767087050003,45.173767087050003,45.173767087050003,45.173767087050003,45.173767087050003,45.173767087050003,45.173767087050003,45.173767087050003,45.173767087050003]
[]
[]
[null,null,null,null,null,null,null,null,null,null,null,{"$f":"L86","v":2014},2015,2016,2017,2018,2019,2020,2021,2022,2023,2024,2025,2026,2027,2028,2029,2030,2031,2032,2033,2034,2035,2036,2037,2038,2039,2040,2041,2042,2043,2044,2045,2046,2047,2048,2049,2050]
[null,null,null,null,null,null,null,"Finance",null,"Weighted Average Cost of Capital (WACC) (Nominal) (%)","Coal-new - Low",{"$f":"$S$29","v":8.8999999999999996E-2},8.8999999999999996E-2,8.8999999999999996E-2,8.8999999999999996E-2,8.8999999999999996E-2,8.8999999999999996E-2,8.8999999999999996E-2,8.8999999999999996E-2,8.8999999999999996E-2,8.8999999999999996E-2,8.8999999999999996E-2,8.8999999999999996E-2,8.8999999999999996E-2,8.8999999999999996E-2,8.8999999999999996E-2,8.8999999999999996E-2,{"$f":"$S$29","v":8.8999999999999996E-2},8.8999999999999996E-2,8.8999999999999996E-2,8.8999999999999996E-2,8.8999999999999996E-2,8.8999999999999996E-2,8.8999999999999996E-2,8.8999999999999996E-2,8.8999999999999996E-2,8.8999999999999996E-2,8.8999999999999996E-2,8.8999999999999996E-2,8.8999999999999996E-2,8.8999999999999996E-2,8.8999999999999996E-2,8.8999999999999996E-2,8.8999999999999996E-2,8.8999999999999996E-2,8.8999999999999996E-2,8.8999999999999996E-2,8.8999999999999996E-2]
[null,null,null,null,null,null,null,null,null,null,"Coal-new - Mid",8.8999999999999996E-2,8.8999999999999996E-2,8.8999999999999996E-2,8.8999999999999996E-2,8.8999999999999996E-2,8.8999999999999996E-2,8.8999999999999996E-2,8.8999999999999996E-2,8.8999999999999996E-2,8.8999999999999996E-2,8.8999999999999996E-2,8.8999999999999996E-2,8.8999999999999996E-2,8.8999999999999996E-2,8.8999999999999996E-2,8.8999999999999996E-2,8.8999999999999996E-2,8.8999999999999996E-2,8.8999999999999996E-2,8.8999999999999996E-2,8.8999999999999996E-2,8.8999999999999996E-2,8.8999999999999996E-2,8.8999999999999996E-2,8.8999999999999996E-2,8.8999999999999996E-2,8.8999999999999996E-2,8.8999999999999996E-2,8.8999999999999996E-2,8.8999999999999996E-2,8.8999999999999996E-2,8.8999999999999996E-2,8.8999999999999996E-2,8.8999999999999996E-2,8.8999999999999996E-2,8.8999999999999996E-2,8.8999999999999996E-2]
[null,null,null,null,null,null,null,null,null,null,"Coal-new - High",{"$f":"$S$29","v":8.8999999999999996E-2},8.8999999999999996E-2,8.8999999999999996E-2,8.8999999999999996E-2,8.8999999999999996E-2,8.8999999999999996E-2,8.8999999999999996E-2,8.8999999999999996E-2,8.8999999999999996E-2,8.8999999999999996E-2,8.8999999999999996E-2,8.8999999999999996E-2,8.8999999999999996E-2,8.8999999999999996E-2,8.8999999999999996E-2,8.8999999999999996E-2,8.8999999999999996E-2,8.8999999999999996E-2,8.8999999999999996E-2,8.8999999999999996E-2,8.8999999999999996E-2,8.8999999999999996E-2,8.8999999999999996E-2,8.8999999999999996E-2,8.8999999999999996E-2,8.8999999999999996E-2,8.8999999999999996E-2,8.8999999999999996E-2,8.8999999999999996E-2,8.8999999999999996E-2,8.8999999999999996E-2,8.8999999999999996E-2,8.8999999999999996E-2,8.8999999999999996E-2,8.8999999999999996E-2,8.8999999999999996E-2,8.8999999999999996E-2]
[null,null,null,null,null,null,null,null,null,null,"Coal-IGCC - Low",{"$f":"$S$29","v":8.8999999999999996E-2},8.8999999999999996E-2,8.8999999999999996E-2,8.8999999999999996E-2,8.8999999999999996E-2,8.8999999999999996E-2,8.8999999999999996E-2,8.8999999999999996E-2,8.8999999999999996E-2,8.8999999999999996E-2,8.8999999999999996E-2,8.8999999999999996E-2,8.8999999999999996E-2,8.8999999999999996E-2,8.8999999999999996E-2,8.8999999999999996E-2,8.8999999999999996E-2,8.8999999999999996E-2,8.8999999999999996E-2,8.8999999999999996E-2,8.8999999999999996E-2,8.8999999999999996E-2,8.8999999999999996E-2,8.8999999999999996E-2,8.8999999999999996E-2,8.8999999999999996E-2,8.8999999999999996E-2,8.8999999999999996E-2,8.8999999999999996E-2,8.8999999999999996E-2,8.8999999999999996E-2,8.8999999999999996E-2,8.8999999999999996E-2,8.8999999999999996E-2,8.8999999999999996E-2,8.8999999999999996E-2,8.8999999999999996E-2]
[null,null,null,null,null,null,null,null,null,null,"Coal-IGCC - Mid",8.8999999999999996E-2,8.8999999999999996E-2,8.8999999999999996E-2,8.8999999999999996E-2,8.8999999999999996E-2,8.8999999999999996E-2,8.8999999999999996E-2,8.8999999999999996E-2,8.8999999999999996E-2,8.8999999999999996E-2,8.8999999999999996E-2,8.8999999999999996E-2,8.8999999999999996E-2,8.8999999999999996E-2,8.8999999999999996E-2,8.8999999999999996E-2,8.8999999999999996E-2,8.8999999999999996E-2,8.8999999999999996E-2,8.8999999999999996E-2,8.8999999999999996E-2,8.8999999999999996E-2,8.8999999999999996E-2,8.8999999999999996E-2,8.8999999999999996E-2,8.8999999999999996E-2,8.8999999999999996E-2,8.8999999999999996E-2,8.8999999999999996E-2,8.8999999999999996E-2,8.8999999999999996E-2,8.8999999999999996E-2,8.8999999999999996E-2,8.8999999999999996E-2,8.8999999999999996E-2,8.8999999999999996E-2,8.8999999999999996E-2]
[null,null,null,null,null,null,null,null,null,null,"Coal-IGCC - High",8.8999999999999996E-2,8.8999999999999996E-2,8.8999999999999996E-2,8.8999999999999996E-2,8.8999999999999996E-2,8.8999999999999996E-2,8.8999999999999996E-2,8.8999999999999996E-2,8.8999999999999996E-2,8.8999999999999996E-2,8.8999999999999996E-2,8.8999999999999996E-2,8.8999999999999996E-2,8.8999999999999996E-2,8.8999999999999996E-2,8.8999999999999996E-2,8.8999999999999996E-2,8.8999999999999996E-2,8.8999999999999996E-2,8.8999999999999996E-2,8.8999999999999996E-2,8.8999999999999996E-2,8.8999999999999996E-2,8.8999999999999996E-2,8.8999999999999996E-2,8.8999999999999996E-2,8.8999999999999996E-2,8.8999999999999996E-2,8.8999999999999996E-2,8.8999999999999996E-2,8.8999999999999996E-2,8.8999999999999996E-2,8.8999999999999996E-2,8.8999999999999996E-2,8.8999999999999996E-2,8.8999999999999996E-2,8.8999999999999996E-2]
[null,null,null,null,null,null,null,null,null,null,"Coal-CCS - Low",8.8999999999999996E-2,8.8999999999999996E-2,8.8999999999999996E-2,8.8999999999999996E-2,8.8999999999999996E-2,8.8999999999999996E-2,8.8999999999999996E-2,8.8999999999999996E-2,8.8999999999999996E-2,8.8999999999999996E-2,8.8999999999999996E-2,8.8999999999999996E-2,8.8999999999999996E-2,8.8999999999999996E-2,8.8999999999999996E-2,8.8999999999999996E-2,8.8999999999999996E-2,8.8999999999999996E-2,8.8999999999999996E-2,8.8999999999999996E-2,8.8999999999999996E-2,8.8999999999999996E-2,8.8999999999999996E-2,8.8999999999999996E-2,8.8999999999999996E-2,8.8999999999999996E-2,8.8999999999999996E-2,8.8999999999999996E-2,8.8999999999999996E-2,8.8999999999999996E-2,8.8999999999999996E-2,8.8999999999999996E-2,8.8999999999999996E-2,8.8999999999999996E-2,8.8999999999999996E-2,8.8999999999999996E-2,8.8999999999999996E-2]
[null,null,null,null,null,null,null,null,null,null,"Coal-CCS - Mid",8.8999999999999996E-2,8.8999999999999996E-2,8.8999999999999996E-2,8.8999999999999996E-2,8.8999999999999996E-2,8.8999999999999996E-2,8.8999999999999996E-2,8.8999999999999996E-2,8.8999999999999996E-2,8.8999999999999996E-2,8.8999999999999996E-2,8.8999999999999996E-2,8.8999999999999996E-2,8.8999999999999996E-2,8.8999999999999996E-2,8.8999999999999996E-2,8.8999999999999996E-2,8.8999999999999996E-2,8.8999999999999996E-2,8.8999999999999996E-2,8.8999999999999996E-2,8.8999999999999996E-2,8.8999999999999996E-2,8.8999999999999996E-2,8.8999999999999996E-2,8.8999999999999996E-2,8.8999999999999996E-2,8.8999999999999996E-2,8.8999999999999996E-2,8.8999999999999996E-2,8.8999999999999996E-2,8.8999999999999996E-2,8.8999999999999996E-2,8.8999999999999996E-2,8.8999999999999996E-2,8.8999999999999996E-2,8.8999999999999996E-2]
[null,null,null,null,null,null,null,null,null,null,"Coal-CCS - High",8.8999999999999996E-2,8.8999999999999996E-2,8.8999999999999996E-2,8.8999999999999996E-2,8.8999999999999996E-2,8.8999999999999996E-2,8.8999999999999996E-2,8.8999999999999996E-2,8.8999999999999996E-2,8.8999999999999996E-2,8.8999999999999996E-2,8.8999999999999996E-2,8.8999999999999996E-2,8.8999999999999996E-2,8.8999999999999996E-2,8.8999999999999996E-2,8.8999999999999996E-2,8.8999999999999996E-2,8.8999999999999996E-2,8.8999999999999996E-2,8.8999999999999996E-2,8.8999999999999996E-2,8.8999999999999996E-2,8.8999999999999996E-2,8.8999999999999996E-2,8.8999999999999996E-2,8.8999999999999996E-2,8.8999999999999996E-2,8.8999999999999996E-2,8.8999999999999996E-2,8.8999999999999996E-2,8.8999999999999996E-2,8.8999999999999996E-2,8.8999999999999996E-2,8.8999999999999996E-2,8.8999999999999996E-2,8.8999999999999996E-2]
[]
[]
[null,null,null,null,null,null,null,null,null,null,null,{"$f":"L188","v":2014},2015,2016,2017,2018,2019,2020,2021,2022,2023,2024,2025,2026,2027,2028,2029,2030,2031,2032,2033,2034,2035,2036,2037,2038,2039,2040,2041,2042,2043,2044,2045,2046,2047,2048,2049,2050]
[null,null,null,null,null,null,null,"Grid Connection Costs",null,"Grid Connection Costs (GCC) ($/kW)","Coal-new - Low",0,0,0,0,0,0,0,0,0,0,0,0,0,0,0,0,0,0,0,0,0,0,0,0,0,0,0,0,0,0,0,0,0,0,0,0,0]
[null,null,null,null,null,null,null,null,null,null,"Coal-new - Mid",0,0,0,0,0,0,0,0,0,0,0,0,0,0,0,0,0,0,0,0,0,0,0,0,0,0,0,0,0,0,0,0,0,0,0,0,0]
[null,null,null,null,null,null,null,null,null,null,"Coal-new - High",0,0,0,0,0,0,0,0,0,0,0,0,0,0,0,0,0,0,0,0,0,0,0,0,0,0,0,0,0,0,0,0,0,0,0,0,0]
[null,null,null,null,null,null,null,null,null,null,"Coal-IGCC - Low",0,0,0,0,0,0,0,0,0,0,0,0,0,0,0,0,0,0,0,0,0,0,0,0,0,0,0,0,0,0,0,0,0,0,0,0,0]
[null,null,null,null,null,null,null,null,null,null,"Coal-IGCC - Mid",0,0,0,0,0,0,0,0,0,0,0,0,0,0,0,0,0,0,0,0,0,0,0,0,0,0,0,0,0,0,0,0,0,0,0,0,0]
[null,null,null,null,null,null,null,null,null,null,"Coal-IGCC - High",0,0,0,0,0,0,0,0,0,0,0,0,0,0,0,0,0,0,0,0,0,0,0,0,0,0,0,0,0,0,0,0,0,0,0,0,0]
[null,null,null,null,null,null,null,null,null,null,"Coal-CCS - Low",0,0,0,0,0,0,0,0,0,0,0,0,0,0,0,0,0,0,0,0,0,0,0,0,0,0,0,0,0,0,0,0,0,0,0,0,0]
[null,null,null,null,null,null,null,null,null,null,"Coal-CCS - Mid",0,0,0,0,0,0,0,0,0,0,0,0,0,0,0,0,0,0,0,0,0,0,0,0,0,0,0,0,0,0,0,0,0,0,0,0,0]
[null,null,null,null,null,null,null,null,null,null,"Coal-CCS - High",0,0,0,0,0,0,0,0,0,0,0,0,0,0,0,0,0,0,0,0,0,0,0,0,0,0,0,0,0,0,0,0,0,0,0,0,0]
[]
[]
[null,null,null,null,null,null,null,null,null,null,null,{"$f":"L200","v":2014},{"$f":"M200","v":2015},2016,2017,2018,2019,{"$f":"R200","v":2020},2021,2022,2023,2024,{"$f":"W200","v":2025},2026,2027,2028,2029,{"$f":"AB200","v":2030},2031,2032,2033,2034,{"$f":"AG200","v":2035},2036,2037,2038,2039,{"$f":"AL200","v":2040},2041,2042,2043,2044,{"$f":"AQ200","v":2045},2046,2047,2048,2049,2050]
[null,null,null,null,null,null,null,"LCOE",null,"Levelized Cost of Energy ($/MWh)","Coal-new - Low",null,null,{"$f":" (($S$36 * $S$34 * $S$32 * (N137 * 1 + N201) +N147) * 1000 / (N87 * 8760)) + N157 + N177","v":123.62518090810251},120.13837404485432,119.70560157289005,119.28619522658467,118.65438025450572,118.10960388979953,117.64505542814491,117.11192780609218,116.46937137579832,115.96608010744036,115.31712699116466,114.87570465427987,114.38735029167319,113.86059261869569,113.34307054161937,112.83275152088801,112.32284682259812,111.88407850621569,111.38007272119114,110.98333287187479,110.50044545198764,110.11244060163027,109.6952910175203,109.34879073266681,108.89734607671475,108.89734607671475,108.89734607671475,108.89734607671475,108.89734607671475,108.89734607671475,108.89734607671475,108.89734607671475,108.89734607671475,108.89734607671475,108.89734607671475]
[null,null,null,null,null,null,null,null,null,null,"Coal-new - Mid",null,null,{"$f":" (($S$36 * $S$34 * $S$32 * (N138 * 1 + N202) +N148) * 1000 / (N88 * 8760)) + N158 + N178","v":124.59415004910251},121.55440591420431,121.51198421284005,121.50762260258466,121.29385458430572,121.24449813619952,121.19210234064492,121.06395971859217,120.94317355899832,120.90455937974036,120.75231689466466,120.75136241497988,120.73354893857318,120.63797995219568,120.62295246351937,120.53589136598801,120.44573163529812,120.43768183721569,120.34766367589114,120.35111688977479,120.29688989298765,120.29341174323027,120.25607830562029,120.37947131666681,120.40608136861475,120.40608136861475,120.40608136861475,120.40608136861475,120.40608136861475,120.40608136861475,120.40608136861475,120.40608136861475,120.40608136861475,120.40608136861475,120.40608136861475]
[null,null,null,null,null,null,null,null,null,null,"Coal-new - High",null,null,{"$f":" (($S$36 * $S$34 * $S$32 * (N139 * 1 + N203) +N149) * 1000 / (N89 * 8760)) + N159 + N179","v":125.63593669080251},123.1467774890543,123.46190434654005,123.93852247118465,124.31653047130573,124.86511178179953,125.35441560939492,125.88973788734218,126.34197421029832,126.96067305664036,127.58601797096466,128.48518739497987,129.17975873297317,129.94601711159569,130.64656803331937,131.341015361388,132.03205356779813,132.84966366001569,133.59908220729113,134.53341542857478,135.44245682528765,136.58604738993026,137.40579527882031,138.55545036446682,139.62143397681476,139.62143397681476,139.62143397681476,139.62143397681476,139.62143397681476,139.62143397681476,139.62143397681476,139.62143397681476,139.62143397681476,139.62143397681476,139.62143397681476]
[null,null,null,null,null,null,null,null,null,null,"Coal-IGCC - Low",139.4520215035146,139.54754702066458,139.19112924286458,139.1171432132646,139.06825447966457,138.8121084503646,138.42425643721458,138.02280975766459,137.72648028436458,137.3960847923646,137.0158412090646,136.70167355736459,136.53085362486459,136.37890782036459,136.19081685086459,136.02289306861459,135.8533057013646,135.67260256161458,135.50360501086459,135.33484943611461,135.16247934486461,135.01479080561461,134.84657211511458,134.69179821611459,134.53284266936458,134.38166060161458,134.24546592236459,134.24546592236459,134.24546592236459,134.24546592236459,134.24546592236459,134.24546592236459,134.24546592236459,134.24546592236459,134.24546592236459,134.24546592236459,134.24546592236459]
[null,null,null,null,null,null,null,null,null,null,"Coal-IGCC - Mid",{"$f":" (($S$36 * $S$34 * $S$32 * (L141 * 1 + L205) +L151) * 1000 / (L91 * 8760)) + L161 + L181","v":139.72923979556458},140.1391774880646,140.0960890328646,140.4282240318646,140.72221714771459,140.82812987036459,140.7955649960646,140.80699665686458,140.8478815673646,140.8377400121646,140.87027260946459,140.91124685011459,141.16382442361459,141.38733463011459,141.60033400411459,141.79995664236458,142.0586970421146,142.23878011836459,142.42757433061459,142.6259644036146,142.8064784996146,142.99991562636458,143.19708825761461,143.3700859741146,143.53488675361459,143.7842430216146,144.05554348811461,144.05554348811461,144.05554348811461,144.05554348811461,144.05554348811461,144.05554348811461,144.05554348811461,144.05554348811461,144.05554348811461,144.05554348811461,144.05554348811461]
[null,null,null,null,null,null,null,null,null,null,"Coal-IGCC - High",139.9459018072146,140.68230731726459,141.06905605586459,141.9025749084646,142.5076058220146,143.03425475111459,143.51114253381459,144.02256448366458,144.5107172438646,145.04030340026461,145.52164204931461,146.07349477836459,146.9888899863646,147.97966828011459,148.7999064261146,149.7341530768646,150.6028544786146,151.4490974828646,152.3037869618646,153.2059717926146,154.10202404411459,155.08894584536461,156.10721110036459,157.25797333886459,158.1533525946146,159.27749747311458,160.43476281661458,160.43476281661458,160.43476281661458,160.43476281661458,160.43476281661458,160.43476281661458,160.43476281661458,160.43476281661458,160.43476281661458,160.43476281661458,160.43476281661458]
[null,null,null,null,null,null,null,null,null,null,"Coal-CCS - Low",null,null,null,217.90827246279406,216.01551467104338,213.48912172034744,209.71440295801483,208.08170585513184,206.54522481222273,204.88132172881839,203.08063924283115,201.44697402470604,199.95258934010479,198.87480631055223,197.67360045816238,196.34546028249969,195.05435345368389,193.8763045715456,192.68973714022644,191.6363546584856,190.47186256556199,189.5016442875274,188.32926376551677,187.31225325058523,186.31694829211361,185.31140239453282,184.23334243284978,184.23334243284978,184.23334243284978,184.23334243284978,184.23334243284978,184.23334243284978,184.23334243284978,184.23334243284978,184.23334243284978,184.23334243284978,184.23334243284978]
[null,null,null,null,null,null,null,null,null,null,"Coal-CCS - Mid",null,null,null,219.45508948769407,217.95577971874337,215.83734289634742,212.45632263851485,211.28459438313183,210.10848679632272,208.7791543465184,207.41623472243117,206.14248463715603,205.1203728753548,204.46138708760225,203.70757194051239,202.78940636274967,201.97607184853388,201.20045698719559,200.41298345527645,199.76912853498561,198.998256253612,198.40854190637739,197.64373210701677,196.99232993098522,196.35815451226358,195.79938359053281,195.17585848269977,195.17585848269977,195.17585848269977,195.17585848269977,195.17585848269977,195.17585848269977,195.17585848269977,195.17585848269977,195.17585848269977,195.17585848269977,195.17585848269977]
[null,null,null,null,null,null,null,null,null,null,"Coal-CCS - High",null,null,null,221.19453300959407,220.05022072894337,218.40699275744743,215.59631699601485,214.98373732013184,214.28982778287272,213.53875041466839,212.64825320258117,211.90064306450603,211.61786211380479,211.81471495760223,211.7382359441124,211.63949661384967,211.50653470723387,211.4739787722956,211.42926895402644,{"$f":" (($S$36 * $S$34 * $S$32 * (AE145 * 1 + AE209) +AE155) * 1000 / (AE95 * 8760)) + AE165 + AE185","v":211.5704522131856},211.597717122712,211.89308433857738,212.04415100946679,212.48338281703522,212.6641211080636,213.08112110623281,213.44583333099979,213.44583333099979,213.44583333099979,213.44583333099979,213.44583333099979,213.44583333099979,213.44583333099979,213.44583333099979,213.44583333099979,213.44583333099979,213.44583333099979]
[]
[null,null,null,null,null,null,null,null,null,null,null,"*Overnight Capital Cost used here is the Capital Cost taken from AEO (which is an Overnight Capital Cost plus a defined transmission cost)."]
[]
[]
[null,null,null,null,"X",null,"Graphics"]
[]
[]
[]
[]
[]
[]
[]
[]
[]
[]
[]
[]
[]
[]
[]
[]
[]
[]
[]
[]
[]
[]
[]
[]
[]
[]
[]
[]
[]
[]
[]
[]
[]
[]
[]
[]
[]
[]
[]
[]
[]
[]
[]
[]
[]
[]
[]
[]
[]
[]
[]
[]
[]
[]
[]
[]
[]
[]
[]
[]
[]
[]
[]
[]
[]
[]
[]
[]
[]
[]
[]
[]
[]
[]
[]
[]
[]
[]
[]
[]
[]
[]
[]
[]
[]
[]
[]
[]
[]
[]
[]
[]
[]
[]
[]
[]
[]
[]
[]
[]
[]
[]
[]
[]
[]
[]
[]
[]
[]
[]
[]
[]
[]
[]
[]
[]
[]
[]
[]
[]
[]
[]
[]
[]
[]
[]
[]
[]
[]
[]
[]
[]
[]
[]
[]
[]
[]
[]
[]
[]
[]
[]
[]
[]
[]
[]
[]
[]
[]
[]
[]
[]
[]
[]
[]
[]
[]
[]
[]
[]
[]
[]
[]
[]
[]
[]
[]
[]
[]
[]
[]
[]
[]
[]
[]
[]
[]
[]
[]
[]
[]
[]
[]
[]
[]
[]
[]
[]
[]
[]
[]
[]
[null,null,null,null,null,null,null,null,null,null,null,null,null,null,null,null,null,null,null,null,null,null,null,null,null,null,null,null,null," "]
[]
[]
[]
[]
[]
[]
[]
[]
[]
[]
[]
[]
[]
[]
[]
[]
[]
[]
[]
[]
[]
[]
[]
[]
[]
[]
[]
[]
[]
[null,null,"X",null,null,null,"Data Sources for Default Inputs"]
[]
[null,null,null,null,null,null,null,"Current Costs:"]
[null,null,null,null,null,null,null,"Net Capacity Factor (%)",null,null,null,null,"2013 annual Capacity Factor taken from EIA Electric Power Annual/Monthly (http://www.eia.gov/electricity/monthly/epm_table_grapher.cfm?t=epmt_6_07_a)"]
[null,null,null,null,null,null,null,"Heat Rate (MMBtu/MWh)",null,null,null,null,"Electricity Market Module in Assumptions to AEO 2014: Table 8.2 (converted to 2013$)."]
[null,null,null,null,null,null,null,"Overnight Capital Cost ($/kW)",null,null,null,null,"Electricity Market Module in Assumptions to AEO 2014: Table 8.2 (converted to 2013$)."]
[null,null,null,null,null,null,null,"Fixed Operating Expenses ($/kW)",null,null,null,null,"Electricity Market Module in Assumptions to AEO 2014: Table 8.2 (converted to 2013$)."]
[null,null,null,null,null,null,null,"Variable Operating Expenses ($/MWh)",null,null,null,null,"Electricity Market Module in Assumptions to AEO 2014: Table 8.2 (converted to 2013$)."]
[null,null,null,null,null,null,null,"Fuel Costs ($/MMBtu)",null,null,null,null,"AEO 2014 updated Coal Prices. "]
[null,null,null,null,null,null,null,"Grid Feature Cost ($/kW)",null,null,null,null,"N/A"]
[null,null,null,null,null,null,null,"Spur Line Cost ($/kW)",null,null,null,null,"N/A"]
[]
[null,null,null,null,null,null,null,"Future Projections Costs:"]
[null,null,null,null,null,null,null,"Net Capacity Factor (%)",null,null,null,null,"Future annual Capacity Factor uses 2013 value taken from EIA Electric Power Annual/Monthly (http://www.eia.gov/electricity/monthly/epm_table_grapher.cfm?t=epmt_6_07_a)"]
[null,null,null,null,null,null,null,"Heat Rate (MMBtu/MWh)",null,null,null,null,"Capital cost projections for ReEDS for AEO 2014.xlsx as downloaded from https://github.nrel.gov/ReEDS/ReEDS_input_data_sources/tree/master/AEO%202014%20Update on 10/7/14. The material cost index costs from EIA data have been removed."]
[null,null,null,null,null,null,null,"Overnight Capital Cost ($/kW)",null,null,null,null,"Capital cost projections for ReEDS for AEO 2014.xlsx as downloaded from https://github.nrel.gov/ReEDS/ReEDS_input_data_sources/tree/master/AEO%202014%20Update on 10/7/14. The material cost index costs from EIA data have been removed."]
[null,null,null,null,null,null,null,"Fixed Operating Expenses ($/kW)",null,null,null,null,"Capital cost projections for ReEDS for AEO 2014.xlsx as downloaded from https://github.nrel.gov/ReEDS/ReEDS_input_data_sources/tree/master/AEO%202014%20Update on 10/7/14. The material cost index costs from EIA data have been removed."]
[null,null,null,null,null,null,null,"Variable Operating Expenses ($/MWh)",null,null,null,null,"Capital cost projections for ReEDS for AEO 2014.xlsx as downloaded from https://github.nrel.gov/ReEDS/ReEDS_input_data_sources/tree/master/AEO%202014%20Update on 10/7/14. The material cost index costs from EIA data have been removed."]
[null,null,null,null,null,null,null,"Fuel Costs ($/MMBtu)",null,null,null,null,"AEO 2014 updated Coal Prices. "]
[null,null,null,null,null,null,null,"Grid Connection Cost ($/kW)",null,null,null,null,"N/A"]

{"sheet":"Conventional - Gas","index":9,"n_rows":457,"n_cols":48,"rows_kept":457,"cut":false,"hidden":false,"merged":[[450,12,450,28],[451,12,451,28],[452,12,452,28],[453,12,453,28],[454,12,454,28],[455,12,455,28],[456,12,456,28],[446,12,446,28],[447,12,447,28],[441,12,441,28],[442,12,442,28],[443,12,443,28],[444,12,444,28],[445,12,445,28],[9,6,9,19],[83,6,83,19],[437,6,437,19],[455,7,455,11],[445,7,445,11],[452,7,452,11],[453,7,453,11],[454,7,454,11],[446,7,446,11],[447,7,447,11],[56,18,56,19],[441,7,441,11],[442,7,442,11],[443,7,443,11],[444,7,444,11],[440,12,440,28],[20,14,20,17],[21,14,21,17],[65,9,67,9],[456,7,456,11],[448,7,448,11],[449,7,449,11],[450,7,450,11],[451,7,451,11],[439,7,439,11],[440,7,440,11],[23,9,25,9],[27,9,29,9],[31,9,33,9],[35,9,37,9],[39,9,41,9],[106,9,114,9],[86,9,94,9],[96,9,104,9],[116,9,124,9],[146,9,154,9],[166,9,174,9],[11,7,49,7],[70,7,76,7],[19,9,21,9],[43,9,45,9],[52,7,54,7],[52,9,54,9],[70,9,72,9],[74,9,76,9],[61,9,63,9],[40,17,40,29],[55,25,55,26],[31,14,31,17],[11,16,11,19],[288,0,305,4],[341,0,358,4],[11,14,11,15],[22,14,22,17],[14,15,14,19],[35,14,35,17],[37,14,37,15],[28,14,28,17],[34,14,34,17],[19,14,19,17],[386,0,403,4],[241,0,258,4],[156,9,164,9],[176,9,184,9],[188,9,196,9],[188,7,196,7],[212,7,220,7],[212,9,220,9],[200,9,208,9],[200,7,208,7],[226,6,226,19],[86,7,184,7],[136,9,144,9],[126,9,134,9],[0,0,0,4],[33,14,33,17],[54,14,54,27],[70,21,70,27],[13,14,13,19],[23,14,23,17],[24,14,24,17],[25,14,25,17],[15,15,15,19],[16,15,16,19],[26,14,26,17],[27,14,27,17],[29,14,29,17],[57,7,67,7],[57,9,59,9],[51,14,51,17],[11,9,13,9],[18,14,18,18],[47,9,49,9],[15,9,17,9],[56,20,56,23],[32,14,32,17],[50,14,50,17],[30,14,30,17]]}
["Gas Inputs"]
[]
[null,null,null,null,null,null,null,null,null,null,null,null,null,null,null,null,null,null,null,"Inputs"]
[null,null,null,null,null,null,null,null,null,"Take me to: ",null,null,null,null,null,null,null,null,null,"Calculated"]
[]
[]
[]
[]
[]
[null,"X",null,null,null,null,"Current Costs"]
[]
[null,null,null,null,null,null,null,"Techno-Economic Cost and Performance Parameters",null,"Net Capacity Factor (%)","Gas-CT",4.1000000000000002E-2,"*",null,"Basis Year:",null,2013]
[null,null,null,null,null,null,null,null,null,null,"Gas-CC",0.46500000000000002,"*"," "]
[null,null,null,null,null,null,null,null,null,null,"Gas-CC-CCS",0.46500000000000002,"*",null,"Natural Gas Technologies"]
[null,null,null,null,null,null,null,null,null,null,null,null,null,null,"Gas-CT","Conventional Combustion Turbine"]
[null,null,null,null,null,null,null,null,null,"Annual Energy Production (kWh/kW)","Gas-CT",{"$f":"L12*8760","v":359.16},null,null,"Gas-CC","Conventional Combined Cycle"]
[null,null,null,null,null,null,null,null,null,null,"Gas-CC",{"$f":"L13*8760","v":4073.4},null,null,"Gas-CC-CCS","Combined Cycle with carbon capture sequestration"]
[null,null,null,null,null,null,null,null,null,null,"Gas-CC-CCS",{"$f":"L14*8760","v":4073.4}]
[null,null,null,null,null,null,null,null,null,null,null,null,null,null,"Financial Assumptions:"]
[null,null,null,null,null,null,null,null,null,"Heat Rate  (MMBtu/MWh)","Gas-CT",10.28,null,null,"Inflation Rate",null,null,null,2.5000000000000001E-2]
[null,null,null,null,null,null,null,null,null,null,"Gas-CC",6.74,null,null,"Economic Lifetime (Years)",null,null,null,20]
[null,null,null,null,null,null,null,null,null,null,"Gas-CC-CCS",7.53,null,null,"Interest Rate - Nominal",null,null,null,0.08]
[null,null,null,null,null,null,null,null,null,null,null,null,null,null,"Calculated Interest Rate - Real",null,null,null,{"$f":"(1+S22)/(1+S20)-1","v":5.3658536585366123E-2}]
[null,null,null,null,null,null,null,null,null,"CAPEX ($/kW)","Gas-CT",{"$f":" $S$32 * (L32 + L58)","v":866.78733444017325},null,null,"Interest During Construction  - Nominal",null,null,null,0.08]
[null,null,null,null,null,null,null,null,null,null,"Gas-CC",{"$f":" $S$32 * (L33 + L59)","v":1020.7422624550944},null,null,"Rate of Return on Equity - Nominal",null,null,null,0.13]
[null,null,null,null,null,null,null,null,null,null,"Gas-CC-CCS",{"$f":" $S$32 * (L34 + L60)","v":2197.5484245417533},null,null,"Calculated Rate of Return on Equity - Real",null,null,null,{"$f":"(1+S25)/(1+S20) - 1","v":0.10243902439024399}]
[null,null,null,null,null,null,null,null,null,null,null,null,null,null,"Debt Fraction",null,null,null,0.5]
[null,null,null,null,null,null,null,null,null,"Construction Financing Cost ($/kW)","Gas-CT",{"$f":"(L32+L58)*($S$32-1)","v":32.457334440173199},null,null,"Tax Rate (Federal and State)",null,null,null,0.4]
[null,null,null,null,null,null,null,null,null,null,"Gas-CC",{"$f":"(L33+L59)*($S$32-1)","v":38.222262455094466},null,null,"WACC - Nominal",null,null,null,{"$f":"IF(S28>0,S27*S22*(1-S28)+(1-S27)*S25,S27*S22+(1-S27)*S25)","v":8.8999999999999996E-2}]
[null,null,null,null,null,null,null,null,null,null,"Gas-CC-CCS",{"$f":"(L34+L60)*($S$32-1)","v":82.288424541752974},null,null,"WACC - Real",null,null,null,{"$f":" ((1+((1-S27)*((1+S26)*(1+S20)-1)) + (S27*((1+S23)*(1+S20)-1)*(1-S28))) / (1+S20)) - 1","v":6.2439024390243958E-2}]
[null,null,null,null,null,null,null,null,null,null,null,null,null,null,"Depreciation Period*",null,null,null,15]
[null,null,null,null,null,null,null,null,null,"Overnight Capital Cost ($/kW)","Gas-CT",834.33,"**",null,"Construction Finance Factor",null,null,null,{"$f":"SUMPRODUCT(P41:P43,Q41:Q43)","v":1.0389022742082548}]
[null,null,null,null,null,null,null,null,null,null,"Gas-CC",982.52,null,null,"Present Value of Depreciation",null,null,null,{"$f":"SUMPRODUCT(O46:AD46,O48:AD48)","v":0.55020085572025057}]
[null,null,null,null,null,null,null,null,null,null,"Gas-CC-CCS",2115.2600000000002,null,null,"Project Finance Factor",null,null,null,{"$f":" (1 - S28 * S33) / (1 - S28)","v":1.2998660961864996}]
[null,null,null,null,null,null,null,null,null,null,null,null,null,null,"Capital Recovery Factor (CRF) - Nominal",null,null,null,{"$f":" S29 / (1 - (1 / (1 + S29)^S21))","v":0.10876693284230318}]
[null,null,null,null,null,null,null,null,null,"Fixed Operation and Maintenance Expenses ($/kW)","Gas-CT",7.3,null,null,"Capital Recovery Factor (CRF) - Real",null,null,null,{"$f":" S30 / (1 - (1 / (1 + S30)^S21))","v":8.8918713624039622E-2}]
[null,null,null,null,null,null,null,null,null,null,"Gas-CC",14.48,null,null,"*Gas technologies may also have 20-year depciation periods"]
[null,null,null,null,null,null,null,null,null,null,"Gas-CC-CCS",32.270000000000003,null,null,"Construction Duration yrs",null,3]
[null,null,null,null,null,null,null,null,null,null,null,null,null,null,"Year","Capital","Accumulated"]
[null,null,null,null,null,null,null,null,null,"Variable Operation and Maintenance Expenses ($/MWh)","Gas-CT",13.1,null,null,"Index","Fraction*","Interest"]
[null,null,null,null,null,null,null,null,null,null,"Gas-CC",3.49,null,null,0,0.8,{"$f":"1+(1-S28)*((1+S24)^(O41+0.5)-1)","v":1.0235382907247959}]
[null,null,null,null,null,null,null,null,null,null,"Gas-CC-CCS",6.88,null,null,1,0.1,{"$f":"1+(1-S28)*((1+S24)^(O42+0.5)-1)","v":1.0734213539827795}]
[null,null,null,null,null,null,null,null,null,null,null,null,null,null,2,0.1,{"$f":"1+(1-S28)*((1+S24)^(O43+0.5)-1)","v":1.127295062301402}]
[null,null,null,null,null,null,null,null,null,"Fuel Costs ($/Mcf)","Gas-CT",4.4819212899999998]
[null,null,null,null,null,null,null,null,null,null,"Gas-CC",4.4819212899999998,null,"MACRS yr",1,2,3,4,5,6,7,8,9,10,11,12,13,14,15,16]
[null,null,null,null,null,null,null,null,null,null,"Gas-CC-CCS",4.4819212899999998,null,"Depreciation",0.05,9.5000000000000001E-2,8.5500000000000007E-2,7.6999999999999999E-2,6.93E-2,6.2300000000000001E-2,5.8999999999999997E-2,5.8999999999999997E-2,5.91E-2,5.8999999999999997E-2,5.91E-2,5.8999999999999997E-2,5.91E-2,5.8999999999999997E-2,5.91E-2,2.9499999999999998E-2]
[null,null,null,null,null,null,null,null,null,null,null,null,null,"Fraction"]
[null,null,null,null,null,null,null,null,null,"Fuel Costs ($/MWh)","Gas-CT",{"$f":"L44*(L20/1.023)","v":45.03827063655914},null,"Depreciation",{"$f":"1/((1+$S$30)*(1+$S$20))^O45","v":0.91827364554637281},{"$f":"1/((1+$S$30)*(1+$S$20))^P45","v":0.84322648810502554},0.77431266125346698,0.71103091024193477,0.65292094604401729,0.59956009737742622,0.55056023634290752,0.50556495531947432,0.46424697458170283,0.42630576178301444,0.39146534598991228,0.35947231036722888,0.33009394891389243,0.30311657384195817,0.27834396128738126,0.25559592404718207]
[null,null,null,null,null,null,null,null,null,null,"Gas-CC",{"$f":"L45*(L21/1.023)","v":29.528982888172045},null,"Factor"]
[null,null,null,null,null,null,null,null,null,null,"Gas-CC-CCS",32.990095125806455]
[null,null,null,null,null,null,null,null,null,null,null,null,null,null,"Investment Tax Credit (ITC)***",null,null,null,0]
[null,null,null,null,null,null,null,null,null,null,null,null,null,null,"Production Tax Credit (PTC)***",null,null,null,0]
[null,null,null,null,null,null,null,"Finance",null,"Weighted Average Cost of Capital (WACC) (Nominal) (%)","Gas-CT",{"$f":"$S$29","v":8.8999999999999996E-2},null,null,"*** not currently included in LCOE calculation"]
[null,null,null,null,null,null,null,null,null,null,"Gas-CC",{"$f":"$S$29","v":8.8999999999999996E-2}]
[null,null,null,null,null,null,null,null,null,null,"Gas-CC-CCS",{"$f":"$S$29","v":8.8999999999999996E-2},null,null,"Technology-Specific Variables"]
[null,null,null,null,null,null,null,null,null,null,null,null,null,null,null,null,null,"Minimum",null,null,null,null,null,null,"Spinning","Quick Start"]
[null,null,null,null,null,null,null,null,null,null,null,null,null,null,null,"New","Heat Rate ","Plant","Outage Rates (%)",null,"Emissions (lbs/MMBtu)",null,null,null,"Reserve","Capacity","Cost"]
[null,null,null,null,null,null,null,"Grid Connection Costs",null,"Grid Connection Costs (GCC) ($/kW)","Gas-CT",{"$f":"L62+L66","v":0},null,null,null,"Install (Y/N)","(Btu/kWh)","Load (%)","Forced","Planned","NOx","SO2","hg","CO2","Capability","(%)","($/MW)","CCS (Y/N)"]
[null,null,null,null,null,null,null,null,null,null,"Gas-CC",{"$f":"L63+L67","v":0},null,null,"Gas-CT","Y",10033.333333333334,0,0.03,0.05,8.9999999999999993E-3,8.6999999999999994E-2,0,119,0,0,0,"N"]
[null,null,null,null,null,null,null,null,null,null,"Gas-CC-CCS",{"$f":"L64+L68","v":0},null,null,"Gas-CC","Y",6682.1666666666661,0,0.04,0.06,3.0000000000000001E-3,3.5000000000000003E-2,0,119,0,0,0,"N"]
[null,null,null,null,null,null,null,null,null,null,null,null,null,null,"Gas-CC-CCS","Y",7525,0,0.04,0.06,3.0000000000000001E-3,3.5000000000000003E-2,0,11.9,0,0,0,"N"]
[null,null,null,null,null,null,null,null,null,"Grid Feature Costs ($/kW)","Gas-CT",0]
[null,null,null,null,null,null,null,null,null,null,"Gas-CC",0]
[null,null,null,null,null,null,null,null,null,null,"Gas-CC-CCS",0]
[]
[null,null,null,null,null,null,null,null,null,"Onshore Spur Line Costs ($/kW)","Gas-CT",0]
[null,null,null,null,null,null,null,null,null,null,"Gas-CC",0]
[null,null,null,null,null,null,null,null,null,null,"Gas-CC-CCS",0]
[]
[]
[null,null,null,null,null,null,null,"LCOE",null,"Levelized Cost of Energy ($/MWh)","Gas-CT",{"$f":" (($S$36 * $S$34 * $S$32 * (L32 * 1 + L58) +L36) * 1000 / (L12 * 8760)) + L40 + L48","v":357.40706098710598}]
[null,null,null,null,null,null,null,null,null,null,"Gas-CC",{"$f":" (($S$36 * $S$34 * $S$32 * (L33 * 1 + L59) +L37) * 1000 / (L13 * 8760)) + L41 + L49","v":65.537238417024383}]
[null,null,null,null,null,null,null,null,null,null,"Gas-CC-CCS",{"$f":" (($S$36 * $S$34 * $S$32 * (L34 * 1 + L60) +L38) * 1000 / (L14 * 8760)) + L42 + L50","v":110.14749668641448}]
[]
[null,null,null,null,null,null,null,null,null,"Overnight Levelized Cost of Energy ($/MWh)","Gas-CT",{"$f":"(((L32*$S$36*(1-$S$28*$S$33))/(8760*L12*(1-$S$28))+L36/(8760*L12))*1000)+L40","v":301.92359239175846},"This is similar to the LCOE used in the TCDB (Transparent Cost Database)"]
[null,null,null,null,null,null,null,null,null,null,"Gas-CC",{"$f":"(((L33*$S$36*(1-$S$28*$S$33))/(8760*L13*(1-$S$28))+L37/(8760*L13))*1000)+L41","v":34.923701682769121}]
[null,null,null,null,null,null,null,null,null,null,"Gas-CC-CCS",{"$f":"(((L34*$S$36*(1-$S$28*$S$33))/(8760*L14*(1-$S$28))+L38/(8760*L14))*1000)+L42","v":74.822473652304893}]
[]
[null,null,null,null,null,null,null,null,null,null,null,null,"*2013 annual Capacity Factor taken from EIA Electric Power Annual/Monthly (http://www.eia.gov/electricity/monthly/epm_table_grapher.cfm?t=epmt_6_07_a)"]
[null,null,null,null,null,null,null,null,null,null,null,null,"The same CF is assumed for Gas-CC and Gas-CC-CCS technologies"]
[null,null,null,null,null,null,null,null,null,null,null,null,"**Overnight Capital Cost used here is the Capital Cost taken from AEO (which is an Overnight Capital Cost plus a defined transmission cost)."]
[null,null,null,null,null,null,null,"***Note: For future projections, low, mid, and high refer to low, mid, and high LCOE projections."]
[]
[null,null,null,"X",null,null,"Future Projections"]
[]
[null,null,null,null,null,null,null,null,null,null,null,{"$f":"Q12+1","v":2014},{"$f":"L86+1","v":2015},{"$f":"M86+1","v":2016},{"$f":"N86+1","v":2017},{"$f":"O86+1","v":2018},{"$f":"P86+1","v":2019},2020,2021,2022,{"$f":"T86+1","v":2023},2024,2025,{"$f":"W86+1","v":2026},{"$f":"X86+1","v":2027},2028,2029,2030,2031,2032,2033,2034,2035,2036,2037,{"$f":"AI86+1","v":2038},2039,2040,2041,2042,2043,2044,2045,2046,2047,2048,2049,2050]
[null,null,null,null,null,null,null,"Techno-Economic Cost and Performance Parameters",null,"Net Capacity Factor (%)","Gas-CT - Low",{"$f":"$L$12","v":4.1000000000000002E-2},{"$f":"$L$12","v":4.1000000000000002E-2},4.1000000000000002E-2,4.1000000000000002E-2,4.1000000000000002E-2,4.1000000000000002E-2,4.1000000000000002E-2,4.1000000000000002E-2,4.1000000000000002E-2,4.1000000000000002E-2,4.1000000000000002E-2,4.1000000000000002E-2,4.1000000000000002E-2,4.1000000000000002E-2,4.1000000000000002E-2,4.1000000000000002E-2,4.1000000000000002E-2,4.1000000000000002E-2,4.1000000000000002E-2,4.1000000000000002E-2,4.1000000000000002E-2,4.1000000000000002E-2,4.1000000000000002E-2,4.1000000000000002E-2,4.1000000000000002E-2,4.1000000000000002E-2,4.1000000000000002E-2,4.1000000000000002E-2,4.1000000000000002E-2,4.1000000000000002E-2,4.1000000000000002E-2,4.1000000000000002E-2,4.1000000000000002E-2,4.1000000000000002E-2,4.1000000000000002E-2,4.1000000000000002E-2,4.1000000000000002E-2]
[null,null,null,null,null,null,null,null,null,null,"Gas-CT - Mid",{"$f":"$L$12","v":4.1000000000000002E-2},4.1000000000000002E-2,4.1000000000000002E-2,4.1000000000000002E-2,4.1000000000000002E-2,4.1000000000000002E-2,4.1000000000000002E-2,4.1000000000000002E-2,4.1000000000000002E-2,4.1000000000000002E-2,4.1000000000000002E-2,4.1000000000000002E-2,4.1000000000000002E-2,4.1000000000000002E-2,4.1000000000000002E-2,4.1000000000000002E-2,4.1000000000000002E-2,4.1000000000000002E-2,4.1000000000000002E-2,4.1000000000000002E-2,4.1000000000000002E-2,4.1000000000000002E-2,4.1000000000000002E-2,4.1000000000000002E-2,4.1000000000000002E-2,4.1000000000000002E-2,4.1000000000000002E-2,4.1000000000000002E-2,4.1000000000000002E-2,4.1000000000000002E-2,4.1000000000000002E-2,4.1000000000000002E-2,4.1000000000000002E-2,4.1000000000000002E-2,4.1000000000000002E-2,4.1000000000000002E-2,4.1000000000000002E-2]
[null,null,null,null,null,null,null,null,null,null,"Gas-CT - High",4.1000000000000002E-2,4.1000000000000002E-2,4.1000000000000002E-2,4.1000000000000002E-2,4.1000000000000002E-2,4.1000000000000002E-2,4.1000000000000002E-2,4.1000000000000002E-2,4.1000000000000002E-2,4.1000000000000002E-2,4.1000000000000002E-2,4.1000000000000002E-2,4.1000000000000002E-2,4.1000000000000002E-2,4.1000000000000002E-2,4.1000000000000002E-2,4.1000000000000002E-2,4.1000000000000002E-2,4.1000000000000002E-2,4.1000000000000002E-2,4.1000000000000002E-2,4.1000000000000002E-2,4.1000000000000002E-2,4.1000000000000002E-2,4.1000000000000002E-2,4.1000000000000002E-2,4.1000000000000002E-2,4.1000000000000002E-2,4.1000000000000002E-2,4.1000000000000002E-2,4.1000000000000002E-2,4.1000000000000002E-2,4.1000000000000002E-2,4.1000000000000002E-2,4.1000000000000002E-2,4.1000000000000002E-2,4.1000000000000002E-2]
[null,null,null,null,null,null,null,null,null,null,"Gas-CC - Low",{"$f":"$L$13","v":0.46500000000000002},{"$f":"$L$13","v":0.46500000000000002},0.46500000000000002,0.46500000000000002,0.46500000000000002,0.46500000000000002,0.46500000000000002,0.46500000000000002,0.46500000000000002,0.46500000000000002,0.46500000000000002,0.46500000000000002,0.46500000000000002,0.46500000000000002,0.46500000000000002,0.46500000000000002,0.46500000000000002,0.46500000000000002,0.46500000000000002,0.46500000000000002,0.46500000000000002,0.46500000000000002,0.46500000000000002,0.46500000000000002,0.46500000000000002,0.46500000000000002,0.46500000000000002,0.46500000000000002,0.46500000000000002,0.46500000000000002,0.46500000000000002,0.46500000000000002,0.46500000000000002,0.46500000000000002,0.46500000000000002,0.46500000000000002,0.46500000000000002]
[null,null,null,null,null,null,null,null,null,null,"Gas-CC - Mid",{"$f":"$L$13","v":0.46500000000000002},0.46500000000000002,0.46500000000000002,0.46500000000000002,0.46500000000000002,0.46500000000000002,0.46500000000000002,0.46500000000000002,0.46500000000000002,0.46500000000000002,0.46500000000000002,0.46500000000000002,0.46500000000000002,0.46500000000000002,0.46500000000000002,0.46500000000000002,0.46500000000000002,0.46500000000000002,0.46500000000000002,0.46500000000000002,0.46500000000000002,0.46500000000000002,0.46500000000000002,0.46500000000000002,0.46500000000000002,0.46500000000000002,0.46500000000000002,0.46500000000000002,0.46500000000000002,0.46500000000000002,0.46500000000000002,0.46500000000000002,0.46500000000000002,0.46500000000000002,0.46500000000000002,0.46500000000000002,0.46500000000000002]
[null,null,null,null,null,null,null,null,null,null,"Gas-CC - High",0.46500000000000002,0.46500000000000002,0.46500000000000002,0.46500000000000002,0.46500000000000002,0.46500000000000002,0.46500000000000002,0.46500000000000002,0.46500000000000002,0.46500000000000002,0.46500000000000002,0.46500000000000002,0.46500000000000002,0.46500000000000002,0.46500000000000002,0.46500000000000002,0.46500000000000002,0.46500000000000002,0.46500000000000002,0.46500000000000002,0.46500000000000002,0.46500000000000002,0.46500000000000002,0.46500000000000002,0.46500000000000002,0.46500000000000002,0.46500000000000002,0.46500000000000002,0.46500000000000002,0.46500000000000002,0.46500000000000002,0.46500000000000002,0.46500000000000002,0.46500000000000002,0.46500000000000002,0.46500000000000002,0.46500000000000002]
[null,null,null,null,null,null,null,null,null,null,"Gas-CC-CCS - Low",{"$f":"$L$14","v":0.46500000000000002},{"$f":"$L$14","v":0.46500000000000002},0.46500000000000002,0.46500000000000002,0.46500000000000002,0.46500000000000002,0.46500000000000002,0.46500000000000002,0.46500000000000002,0.46500000000000002,0.46500000000000002,0.46500000000000002,0.46500000000000002,0.46500000000000002,0.46500000000000002,0.46500000000000002,0.46500000000000002,0.46500000000000002,0.46500000000000002,0.46500000000000002,0.46500000000000002,0.46500000000000002,0.46500000000000002,0.46500000000000002,0.46500000000000002,0.46500000000000002,0.46500000000000002,0.46500000000000002,0.46500000000000002,0.46500000000000002,0.46500000000000002,0.46500000000000002,0.46500000000000002,0.46500000000000002,0.46500000000000002,0.46500000000000002,0.46500000000000002]
[null,null,null,null,null,null,null,null,null,null,"Gas-CC-CCS - Mid",{"$f":"$L$14","v":0.46500000000000002},0.46500000000000002,0.46500000000000002,0.46500000000000002,0.46500000000000002,0.46500000000000002,0.46500000000000002,0.46500000000000002,0.46500000000000002,0.46500000000000002,0.46500000000000002,0.46500000000000002,0.46500000000000002,0.46500000000000002,0.46500000000000002,0.46500000000000002,0.46500000000000002,0.46500000000000002,0.46500000000000002,0.46500000000000002,0.46500000000000002,0.46500000000000002,0.46500000000000002,0.46500000000000002,0.46500000000000002,0.46500000000000002,0.46500000000000002,0.46500000000000002,0.46500000000000002,0.46500000000000002,0.46500000000000002,0.46500000000000002,0.46500000000000002,0.46500000000000002,0.46500000000000002,0.46500000000000002,0.46500000000000002]
[null,null,null,null,null,null,null,null,null,null,"Gas-CC-CCS - High",0.46500000000000002,0.46500000000000002,0.46500000000000002,0.46500000000000002,0.46500000000000002,0.46500000000000002,0.46500000000000002,0.46500000000000002,0.46500000000000002,0.46500000000000002,0.46500000000000002,0.46500000000000002,0.46500000000000002,0.46500000000000002,0.46500000000000002,0.46500000000000002,0.46500000000000002,0.46500000000000002,0.46500000000000002,0.46500000000000002,0.46500000000000002,0.46500000000000002,0.46500000000000002,0.46500000000000002,0.46500000000000002,0.46500000000000002,0.46500000000000002,0.46500000000000002,0.46500000000000002,0.46500000000000002,0.46500000000000002,0.46500000000000002,0.46500000000000002,0.46500000000000002,0.46500000000000002,0.46500000000000002,0.46500000000000002]
[]
[null,null,null,null,null,null,null,null,null,"Annual Energy Production (kWh/kW)","Gas-CT - Low",{"$f":"L87*8760","v":359.16},{"$f":"M87*8760","v":359.16},359.16,359.16,359.16,359.16,359.16,359.16,359.16,359.16,359.16,359.16,359.16,359.16,359.16,359.16,359.16,359.16,359.16,359.16,359.16,359.16,359.16,359.16,359.16,359.16,359.16,359.16,359.16,359.16,359.16,359.16,359.16,359.16,359.16,359.16,359.16]
[null,null,null,null,null,null,null,null,null,null,"Gas-CT - Mid",{"$f":"L88*8760","v":359.16},359.16,359.16,359.16,359.16,359.16,359.16,359.16,359.16,359.16,359.16,359.16,359.16,359.16,359.16,359.16,359.16,359.16,359.16,359.16,359.16,359.16,359.16,359.16,359.16,359.16,359.16,359.16,359.16,359.16,359.16,359.16,359.16,359.16,359.16,359.16,359.16]
[null,null,null,null,null,null,null,null,null,null,"Gas-CT - High",359.16,359.16,359.16,359.16,359.16,359.16,359.16,359.16,359.16,359.16,359.16,359.16,359.16,359.16,359.16,359.16,359.16,359.16,359.16,359.16,359.16,359.16,359.16,359.16,359.16,359.16,359.16,359.16,359.16,359.16,359.16,359.16,359.16,359.16,359.16,359.16,359.16]
[null,null,null,null,null,null,null,null,null,null,"Gas-CC - Low",4073.4,4073.4,4073.4,4073.4,4073.4,4073.4,4073.4,4073.4,4073.4,4073.4,4073.4,4073.4,4073.4,4073.4,4073.4,4073.4,4073.4,4073.4,4073.4,4073.4,4073.4,4073.4,4073.4,4073.4,4073.4,4073.4,4073.4,4073.4,4073.4,4073.4,4073.4,4073.4,4073.4,4073.4,4073.4,4073.4,4073.4]
[null,null,null,null,null,null,null,null,null,null,"Gas-CC - Mid",4073.4,4073.4,4073.4,4073.4,4073.4,4073.4,4073.4,4073.4,4073.4,4073.4,4073.4,4073.4,4073.4,4073.4,4073.4,4073.4,4073.4,4073.4,4073.4,4073.4,4073.4,4073.4,4073.4,4073.4,4073.4,4073.4,4073.4,4073.4,4073.4,4073.4,4073.4,4073.4,4073.4,4073.4,4073.4,4073.4,4073.4]
[null,null,null,null,null,null,null,null,null,null,"Gas-CC - High",4073.4,4073.4,4073.4,4073.4,4073.4,4073.4,4073.4,4073.4,4073.4,4073.4,4073.4,4073.4,4073.4,4073.4,4073.4,4073.4,4073.4,4073.4,4073.4,4073.4,4073.4,4073.4,4073.4,4073.4,4073.4,4073.4,4073.4,4073.4,4073.4,4073.4,4073.4,4073.4,4073.4,4073.4,4073.4,4073.4,4073.4]
[null,null,null,null,null,null,null,null,null,null,"Gas-CC-CCS - Low",4073.4,4073.4,4073.4,4073.4,4073.4,4073.4,4073.4,4073.4,4073.4,4073.4,4073.4,4073.4,4073.4,4073.4,4073.4,4073.4,4073.4,4073.4,4073.4,4073.4,4073.4,4073.4,4073.4,4073.4,4073.4,4073.4,4073.4,4073.4,4073.4,4073.4,4073.4,4073.4,4073.4,4073.4,4073.4,4073.4,4073.4]
[null,null,null,null,null,null,null,null,null,null,"Gas-CC-CCS - Mid",4073.4,4073.4,4073.4,4073.4,4073.4,4073.4,4073.4,4073.4,4073.4,4073.4,4073.4,4073.4,4073.4,4073.4,4073.4,4073.4,4073.4,4073.4,4073.4,{"$f":"AE94*8760","v":4073.4},4073.4,4073.4,4073.4,4073.4,4073.4,4073.4,4073.4,4073.4,4073.4,4073.4,4073.4,4073.4,4073.4,4073.4,4073.4,4073.4,4073.4]
[null,null,null,null,null,null,null,null,null,null,"Gas-CC-CCS - High",4073.4,4073.4,4073.4,4073.4,4073.4,4073.4,4073.4,4073.4,4073.4,4073.4,4073.4,4073.4,4073.4,4073.4,4073.4,4073.4,4073.4,4073.4,4073.4,4073.4,4073.4,4073.4,4073.4,4073.4,4073.4,4073.4,4073.4,4073.4,4073.4,4073.4,4073.4,4073.4,4073.4,4073.4,4073.4,4073.4,4073.4]
[]
[null,null,null,null,null,null,null,null,null,"Heat Rate  (MMBtu/MWh)","Gas-CT - Low",10.07,10.02,9.9700000000000006,9.92,9.8699999999999992,9.81,9.76,9.7100000000000009,9.66,9.6,9.5500000000000007,9.5,9.5,9.5,9.5,9.5,9.5,9.5,9.5,9.5,9.5,9.5,9.5,9.5,9.5,9.5,9.5,9.5,9.5,9.5,9.5,9.5,9.5,9.5,9.5,9.5,9.5]
[null,null,null,null,null,null,null,null,null,null,"Gas-CT - Mid",10.07,10.02,9.9700000000000006,9.92,9.8699999999999992,9.81,9.76,9.7100000000000009,9.66,9.6,9.5500000000000007,9.5,9.5,9.5,9.5,9.5,9.5,9.5,9.5,9.5,9.5,9.5,9.5,9.5,9.5,9.5,9.5,9.5,9.5,9.5,9.5,9.5,9.5,9.5,9.5,9.5,9.5]
[null,null,null,null,null,null,null,null,null,null,"Gas-CT - High",10.07,10.02,9.9700000000000006,9.92,9.8699999999999992,9.81,9.76,9.7100000000000009,9.66,9.6,9.5500000000000007,9.5,9.5,9.5,9.5,9.5,9.5,9.5,9.5,9.5,9.5,9.5,9.5,9.5,9.5,9.5,9.5,9.5,9.5,9.5,9.5,9.5,9.5,9.5,9.5,9.5,9.5]
[null,null,null,null,null,null,null,null,null,null,"Gas-CC - Low",6.69,6.68,6.67,6.66,6.65,6.64,6.62,6.61,6.6,6.59,6.58,6.57,6.57,6.57,6.57,6.57,6.57,6.57,6.57,6.57,6.57,6.57,6.57,6.57,6.57,6.57,6.57,6.57,6.57,6.57,6.57,6.57,6.57,6.57,6.57,6.57,6.57]
[null,null,null,null,null,null,null,null,null,null,"Gas-CC - Mid",6.69,6.68,6.67,6.66,6.65,6.64,6.62,6.61,6.6,6.59,6.58,6.57,6.57,6.57,6.57,6.57,6.57,6.57,6.57,6.57,6.57,6.57,6.57,6.57,6.57,6.57,6.57,6.57,6.57,6.57,6.57,6.57,6.57,6.57,6.57,6.57,6.57]
[null,null,null,null,null,null,null,null,null,null,"Gas-CC - High",6.69,6.68,6.67,6.66,6.65,6.64,6.62,6.61,6.6,6.59,6.58,6.57,6.57,6.57,6.57,6.57,6.57,6.57,6.57,6.57,6.57,6.57,6.57,6.57,6.57,6.57,6.57,6.57,6.57,6.57,6.57,6.57,6.57,6.57,6.57,6.57,6.57]
[null,null,null,null,null,null,null,null,null,null,"Gas-CC-CCS - Low",7.52,7.51,7.51,7.51,7.51,7.51,7.5,7.5,7.5,7.5,7.5,7.49,7.49,7.49,7.49,7.49,7.49,7.49,7.49,7.49,7.49,7.49,7.49,7.49,7.49,7.49,7.49,7.49,7.49,7.49,7.49,7.49,7.49,7.49,7.49,7.49,7.49]
[null,null,null,null,null,null,null,null,null,null,"Gas-CC-CCS - Mid",7.52,7.51,7.51,7.51,7.51,7.51,7.5,7.5,7.5,7.5,7.5,7.49,7.49,7.49,7.49,7.49,7.49,7.49,7.49,7.49,7.49,7.49,7.49,7.49,7.49,7.49,7.49,7.49,7.49,7.49,7.49,7.49,7.49,7.49,7.49,7.49,7.49]
[null,null,null,null,null,null,null,null,null,null,"Gas-CC-CCS - High",7.52,7.51,7.51,7.51,7.51,7.51,7.5,7.5,7.5,7.5,7.5,7.49,7.49,7.49,7.49,7.49,7.49,7.49,7.49,7.49,7.49,7.49,7.49,7.49,7.49,7.49,7.49,7.49,7.49,7.49,7.49,7.49,7.49,7.49,7.49,7.49,7.49]
[]
[null,null,null,null,null,null,null,null,null,"CAPEX ($/kW)","Gas-CT - Low",{"$f":"$S$32*(L137+L201)","v":0},{"$f":"$S$32*(M137+M201)","v":863.94074220884261},861.67593525106849,857.7177175863352,847.40141800344713,843.28736499758247,838.27985603589866,834.11385791632358,829.92708175126438,825.39746783571638,819.9847869870913,814.76949757056582,808.80619851661049,806.12583064915327,803.14418112217561,799.25868661663662,795.76797497529697,792.63049010718805,789.43067110262655,787.0100288037213,784.13226950416447,782.66741729753085,780.60000177185634,779.29098490635397,777.74302051778363,776.78723042551212,774.65748076338514,774.65748076338514,774.65748076338514,774.65748076338514,774.65748076338514,774.65748076338514,774.65748076338514,774.65748076338514,774.65748076338514,774.65748076338514,774.65748076338514]
[null,null,null,null,null,null,null,null,null,null,"Gas-CT - Mid",{"$f":"$S$32*(L138+L202)","v":0},863.94074220884261,861.67593525106849,857.7177175863352,847.40141800344713,843.28736499758247,838.27985603589866,834.11385791632358,829.92708175126438,825.39746783571638,819.9847869870913,814.76949757056582,808.80619851661049,806.12583064915327,803.14418112217561,799.25868661663662,795.76797497529697,792.63049010718805,789.43067110262655,787.0100288037213,784.13226950416447,782.66741729753085,780.60000177185634,779.29098490635397,777.74302051778363,776.78723042551212,774.65748076338514,774.65748076338514,774.65748076338514,774.65748076338514,774.65748076338514,774.65748076338514,774.65748076338514,774.65748076338514,774.65748076338514,774.65748076338514,774.65748076338514]
[null,null,null,null,null,null,null,null,null,null,"Gas-CT - High",0,863.94074220884261,861.67593525106849,857.7177175863352,847.40141800344713,843.28736499758247,838.27985603589866,834.11385791632358,829.92708175126438,825.39746783571638,819.9847869870913,814.76949757056582,808.80619851661049,806.12583064915327,803.14418112217561,799.25868661663662,795.76797497529697,792.63049010718805,789.43067110262655,787.0100288037213,784.13226950416447,782.66741729753085,780.60000177185634,779.29098490635397,777.74302051778363,776.78723042551212,774.65748076338514,774.65748076338514,774.65748076338514,774.65748076338514,774.65748076338514,774.65748076338514,774.65748076338514,774.65748076338514,774.65748076338514,774.65748076338514,774.65748076338514]
[null,null,null,null,null,null,null,null,null,null,"Gas-CC - Low",0,1049.364020109532,1014.7581853556549,1010.7584115999531,1000.8472839040064,996.6605077389471,991.44521832242174,987.20649704365201,983.00933185585075,978.33427162191356,972.80731152312558,967.73746842498929,961.67027914361302,958.79251984405619,955.67581302143151,951.62409415201932,947.91521303309571,944.54916966466101,941.07923606880547,938.48198038328485,935.29255040146552,933.45369337611692,930.91877182704866,929.26691721105772,927.3449480037724,926.11904332020663,923.51139861194383,923.51139861194383,923.51139861194383,923.51139861194383,923.51139861194383,923.51139861194383,923.51139861194383,923.51139861194383,923.51139861194383,923.51139861194383,923.51139861194383]
[null,null,null,null,null,null,null,null,null,null,"Gas-CC - Mid",0,1049.364020109532,1014.7581853556549,1010.7584115999531,1000.8472839040064,996.6605077389471,991.44521832242174,987.20649704365201,983.00933185585075,978.33427162191356,972.80731152312558,967.73746842498929,961.67027914361302,958.79251984405619,955.67581302143151,951.62409415201932,947.91521303309571,944.54916966466101,941.07923606880547,938.48198038328485,935.29255040146552,933.45369337611692,930.91877182704866,929.26691721105772,927.3449480037724,926.11904332020663,923.51139861194383,923.51139861194383,923.51139861194383,923.51139861194383,923.51139861194383,923.51139861194383,923.51139861194383,923.51139861194383,923.51139861194383,923.51139861194383,923.51139861194383]
[null,null,null,null,null,null,null,null,null,null,"Gas-CC - High",0,1049.364020109532,1014.7581853556549,1010.7584115999531,1000.8472839040064,996.6605077389471,991.44521832242174,987.20649704365201,983.00933185585075,978.33427162191356,972.80731152312558,967.73746842498929,961.67027914361302,958.79251984405619,955.67581302143151,951.62409415201932,947.91521303309571,944.54916966466101,941.07923606880547,938.48198038328485,935.29255040146552,933.45369337611692,930.91877182704866,929.26691721105772,927.3449480037724,926.11904332020663,923.51139861194383,923.51139861194383,923.51139861194383,923.51139861194383,923.51139861194383,923.51139861194383,923.51139861194383,923.51139861194383,923.51139861194383,923.51139861194383,923.51139861194383]
[null,null,null,null,null,null,null,null,null,null,"Gas-CC-CCS - Low",0,0,0,2157.9558588716764,2126.4771199631664,2093.6062520072173,2043.250658776343,2027.1165064578888,2010.8888529347557,1993.8300775922564,1974.6311635648879,1955.8478104472024,1935.287934440621,1922.7899400818958,1908.473866743306,1891.5709267419377,1875.8003902194564,1862.2115484728124,1848.5084274760056,1836.6337744818052,1823.740997258881,1814.2558194953594,1802.3499994329327,1792.1168120319815,1782.4861879500711,1772.1179432534727,1761.1886913288017,1761.1886913288017,1761.1886913288017,1761.1886913288017,1761.1886913288017,1761.1886913288017,1761.1886913288017,1761.1886913288017,1761.1886913288017,1761.1886913288017,1761.1886913288017]
[null,null,null,null,null,null,null,null,null,null,"Gas-CC-CCS - Mid",0,0,0,2157.9558588716764,2126.4771199631664,2093.6062520072173,2043.250658776343,2027.1165064578888,2010.8888529347557,1993.8300775922564,1974.6311635648879,1955.8478104472024,1935.287934440621,1922.7899400818958,1908.473866743306,1891.5709267419377,1875.8003902194564,1862.2115484728124,1848.5084274760056,{"$f":"$S$32*(AE144+AE208)","v":1836.6337744818052},1823.740997258881,1814.2558194953594,1802.3499994329327,1792.1168120319815,1782.4861879500711,1772.1179432534727,1761.1886913288017,1761.1886913288017,1761.1886913288017,1761.1886913288017,1761.1886913288017,1761.1886913288017,1761.1886913288017,1761.1886913288017,1761.1886913288017,1761.1886913288017,1761.1886913288017]
[null,null,null,null,null,null,null,null,null,null,"Gas-CC-CCS - High",0,0,0,2157.9558588716764,2126.4771199631664,2093.6062520072173,2043.250658776343,2027.1165064578888,2010.8888529347557,1993.8300775922564,1974.6311635648879,1955.8478104472024,1935.287934440621,1922.7899400818958,1908.473866743306,1891.5709267419377,1875.8003902194564,1862.2115484728124,1848.5084274760056,1836.6337744818052,1823.740997258881,1814.2558194953594,1802.3499994329327,1792.1168120319815,1782.4861879500711,1772.1179432534727,1761.1886913288017,1761.1886913288017,1761.1886913288017,1761.1886913288017,1761.1886913288017,1761.1886913288017,1761.1886913288017,1761.1886913288017,1761.1886913288017,1761.1886913288017,1761.1886913288017]
[]
[null,null,null,null,null,null,null,null,null,"Construction Financing Cost ($/kW)","Gas-CT - Low",{"$f":"(L137+L201)*($S$32-1)","v":0},{"$f":"(M137+M201)*($S$32-1)","v":32.350742208842576},32.265935251068584,32.117717586335132,31.73141800344716,31.577364997582475,31.389856035898685,31.233857916323583,31.077081751264316,30.907467835716325,30.704786987091317,30.50949757056588,30.286198516610497,30.1858306491532,30.07418112217551,29.928686616636636,29.797974975296899,29.680490107187971,29.560671102626547,29.470028803721309,29.362269504164445,29.307417297530808,29.230001771856379,29.180984906353981,29.123020517783679,29.087230425512086,29.007480763385161,29.007480763385161,29.007480763385161,29.007480763385161,29.007480763385161,29.007480763385161,29.007480763385161,29.007480763385161,29.007480763385161,29.007480763385161,29.007480763385161]
[null,null,null,null,null,null,null,null,null,null,"Gas-CT - Mid",{"$f":"(L138+L202)*($S$32-1)","v":0},32.350742208842576,32.265935251068584,32.117717586335132,31.73141800344716,31.577364997582475,31.389856035898685,31.233857916323583,31.077081751264316,30.907467835716325,30.704786987091317,30.50949757056588,30.286198516610497,30.1858306491532,30.07418112217551,29.928686616636636,29.797974975296899,29.680490107187971,29.560671102626547,29.470028803721309,29.362269504164445,29.307417297530808,29.230001771856379,29.180984906353981,29.123020517783679,29.087230425512086,29.007480763385161,29.007480763385161,29.007480763385161,29.007480763385161,29.007480763385161,29.007480763385161,29.007480763385161,29.007480763385161,29.007480763385161,29.007480763385161,29.007480763385161]
[null,null,null,null,null,null,null,null,null,null,"Gas-CT - High",0,32.350742208842576,32.265935251068584,32.117717586335132,31.73141800344716,31.577364997582475,31.389856035898685,31.233857916323583,31.077081751264316,30.907467835716325,30.704786987091317,30.50949757056588,30.286198516610497,30.1858306491532,30.07418112217551,29.928686616636636,29.797974975296899,29.680490107187971,29.560671102626547,29.470028803721309,29.362269504164445,29.307417297530808,29.230001771856379,29.180984906353981,29.123020517783679,29.087230425512086,29.007480763385161,29.007480763385161,29.007480763385161,29.007480763385161,29.007480763385161,29.007480763385161,29.007480763385161,29.007480763385161,29.007480763385161,29.007480763385161,29.007480763385161]
[null,null,null,null,null,null,null,null,null,null,"Gas-CC - Low",0,39.294020109531886,37.998185355654918,37.848411599953138,37.477283904006391,37.320507738947121,37.125218322421688,36.966497043652005,36.809331855850658,36.634271621913513,36.427311523125596,36.237468424989309,36.010279143613104,35.902519844056236,35.785813021431473,35.63409415201928,35.495213033095808,35.369169664661065,35.239236068805496,35.14198038328486,35.022550401465516,34.953693376116902,34.858771827048763,34.796917211057639,34.724948003772369,34.679043320206624,34.581398611943904,34.581398611943904,34.581398611943904,34.581398611943904,34.581398611943904,34.581398611943904,34.581398611943904,34.581398611943904,34.581398611943904,34.581398611943904,34.581398611943904]
[null,null,null,null,null,null,null,null,null,null,"Gas-CC - Mid",0,39.294020109531886,37.998185355654918,37.848411599953138,37.477283904006391,37.320507738947121,37.125218322421688,36.966497043652005,36.809331855850658,36.634271621913513,36.427311523125596,36.237468424989309,36.010279143613104,35.902519844056236,35.785813021431473,35.63409415201928,35.495213033095808,35.369169664661065,35.239236068805496,35.14198038328486,35.022550401465516,34.953693376116902,34.858771827048763,34.796917211057639,34.724948003772369,34.679043320206624,34.581398611943904,34.581398611943904,34.581398611943904,34.581398611943904,34.581398611943904,34.581398611943904,34.581398611943904,34.581398611943904,34.581398611943904,34.581398611943904,34.581398611943904]
[null,null,null,null,null,null,null,null,null,null,"Gas-CC - High",0,39.294020109531886,37.998185355654918,37.848411599953138,37.477283904006391,37.320507738947121,37.125218322421688,36.966497043652005,36.809331855850658,36.634271621913513,36.427311523125596,36.237468424989309,36.010279143613104,35.902519844056236,35.785813021431473,35.63409415201928,35.495213033095808,35.369169664661065,35.239236068805496,35.14198038328486,35.022550401465516,34.953693376116902,34.858771827048763,34.796917211057639,34.724948003772369,34.679043320206624,34.581398611943904,34.581398611943904,34.581398611943904,34.581398611943904,34.581398611943904,34.581398611943904,34.581398611943904,34.581398611943904,34.581398611943904,34.581398611943904,34.581398611943904]
[null,null,null,null,null,null,null,null,null,null,"Gas-CC-CCS - Low",0,0,0,80.805858871676378,79.627119963166251,78.396252007217072,76.510658776342964,75.906506457888767,75.298852934755828,74.660077592256286,73.941163564887745,73.237810447202492,72.467934440621136,71.999940081895829,71.463866743306085,70.830926741937773,70.240390219456458,69.731548472812491,69.218427476005616,68.773774481805262,68.290997258880822,67.935819495359453,67.489999432932848,67.106812031981548,66.746187950071018,66.357943253472641,65.9486913288018,65.9486913288018,65.9486913288018,65.9486913288018,65.9486913288018,65.9486913288018,65.9486913288018,65.9486913288018,65.9486913288018,65.9486913288018,65.9486913288018]
[null,null,null,null,null,null,null,null,null,null,"Gas-CC-CCS - Mid",0,0,0,80.805858871676378,79.627119963166251,78.396252007217072,76.510658776342964,75.906506457888767,75.298852934755828,74.660077592256286,73.941163564887745,73.237810447202492,72.467934440621136,71.999940081895829,71.463866743306085,70.830926741937773,70.240390219456458,69.731548472812491,69.218427476005616,{"$f":"(AE144+AE208)*($S$32-1)","v":68.773774481805262},68.290997258880822,67.935819495359453,67.489999432932848,67.106812031981548,66.746187950071018,66.357943253472641,65.9486913288018,65.9486913288018,65.9486913288018,65.9486913288018,65.9486913288018,65.9486913288018,65.9486913288018,65.9486913288018,65.9486913288018,65.9486913288018,65.9486913288018]
[null,null,null,null,null,null,null,null,null,null,"Gas-CC-CCS - High",0,0,0,80.805858871676378,79.627119963166251,78.396252007217072,76.510658776342964,75.906506457888767,75.298852934755828,74.660077592256286,73.941163564887745,73.237810447202492,72.467934440621136,71.999940081895829,71.463866743306085,70.830926741937773,70.240390219456458,69.731548472812491,69.218427476005616,68.773774481805262,68.290997258880822,67.935819495359453,67.489999432932848,67.106812031981548,66.746187950071018,66.357943253472641,65.9486913288018,65.9486913288018,65.9486913288018,65.9486913288018,65.9486913288018,65.9486913288018,65.9486913288018,65.9486913288018,65.9486913288018,65.9486913288018,65.9486913288018]
[]
[null,null,null,null,null,null,null,null,null,"Overnight Capital Cost ($/kW) *","Gas-CT - Low",null,831.59,829.41,825.6,815.67,811.71,806.89,802.88,798.85,794.49,789.28,784.26,778.52,775.94,773.07,769.33,765.97,762.95,759.87,757.54,754.77,753.36,751.37,750.11,748.62,747.7,745.65,745.65,745.65,745.65,745.65,745.65,745.65,745.65,745.65,745.65,745.65]
[null,null,null,null,null,null,null,null,null,null,"Gas-CT - Mid",null,831.59,829.41,825.6,815.67,811.71,806.89,802.88,798.85,794.49,789.28,784.26,778.52,775.94,773.07,769.33,765.97,762.95,759.87,757.54,754.77,753.36,751.37,750.11,748.62,747.7,745.65,745.65,745.65,745.65,745.65,745.65,745.65,745.65,745.65,745.65,745.65]
[null,null,null,null,null,null,null,null,null,null,"Gas-CT - High",null,831.59,829.41,825.6,815.67,811.71,806.89,802.88,798.85,794.49,789.28,784.26,778.52,775.94,773.07,769.33,765.97,762.95,759.87,757.54,754.77,753.36,751.37,750.11,748.62,747.7,745.65,745.65,745.65,745.65,745.65,745.65,745.65,745.65,745.65,745.65,745.65]
[null,null,null,null,null,null,null,null,null,null,"Gas-CC - Low",null,1010.07,976.76,972.91,963.37,959.34,954.32,950.24,946.2,941.7,936.38,931.5,925.66,922.89,919.89,915.99,912.42,909.18,905.84,903.34,900.27,898.5,896.06,894.47,892.62,891.44,888.93,888.93,888.93,888.93,888.93,888.93,888.93,888.93,888.93,888.93,888.93]
[null,null,null,null,null,null,null,null,null,null,"Gas-CC - Mid",null,1010.07,976.76,972.91,963.37,959.34,954.32,950.24,946.2,941.7,936.38,931.5,925.66,922.89,919.89,915.99,912.42,909.18,905.84,903.34,900.27,898.5,896.06,894.47,892.62,891.44,888.93,888.93,888.93,888.93,888.93,888.93,888.93,888.93,888.93,888.93,888.93]
[null,null,null,null,null,null,null,null,null,null,"Gas-CC - High",null,1010.07,976.76,972.91,963.37,959.34,954.32,950.24,946.2,941.7,936.38,931.5,925.66,922.89,919.89,915.99,912.42,909.18,905.84,903.34,900.27,898.5,896.06,894.47,892.62,891.44,888.93,888.93,888.93,888.93,888.93,888.93,888.93,888.93,888.93,888.93,888.93]
[null,null,null,null,null,null,null,null,null,null,"Gas-CC-CCS - Low",null,null,null,2077.15,2046.85,2015.21,1966.74,1951.21,1935.59,1919.17,1900.69,1882.61,1862.82,1850.79,1837.01,1820.74,1805.56,1792.48,1779.29,1767.86,1755.45,1746.32,1734.86,1725.01,1715.74,1705.76,1695.24,1695.24,1695.24,1695.24,1695.24,1695.24,1695.24,1695.24,1695.24,1695.24,1695.24]
[null,null,null,null,null,null,null,null,null,null,"Gas-CC-CCS - Mid",null,null,null,2077.15,2046.85,2015.21,1966.74,1951.21,1935.59,1919.17,1900.69,1882.61,1862.82,1850.79,1837.01,1820.74,1805.56,1792.48,1779.29,1767.86,1755.45,1746.32,1734.86,1725.01,1715.74,1705.76,1695.24,1695.24,1695.24,1695.24,1695.24,1695.24,1695.24,1695.24,1695.24,1695.24,1695.24]
[null,null,null,null,null,null,null,null,null,null,"Gas-CC-CCS - High",null,null,null,2077.15,2046.85,2015.21,1966.74,1951.21,1935.59,1919.17,1900.69,1882.61,1862.82,1850.79,1837.01,1820.74,1805.56,1792.48,1779.29,1767.86,1755.45,1746.32,1734.86,1725.01,1715.74,1705.76,1695.24,1695.24,1695.24,1695.24,1695.24,1695.24,1695.24,1695.24,1695.24,1695.24,1695.24]
[]
[null,null,null,null,null,null,null,null,null,"Fixed Operation and Maintenance Expenses ($/kW)","Gas-CT - Low",7.3,7.3,7.3,7.3,7.3,7.3,7.3,7.3,7.3,7.3,7.3,7.3,7.3,7.3,7.3,7.3,7.3,7.3,7.3,7.3,7.3,7.3,7.3,7.3,7.3,7.3,7.3,7.3,7.3,7.3,7.3,7.3,7.3,7.3,7.3,7.3,7.3]
[null,null,null,null,null,null,null,null,null,null,"Gas-CT - Mid",7.3,7.3,7.3,7.3,7.3,7.3,7.3,7.3,7.3,7.3,7.3,7.3,7.3,7.3,7.3,7.3,7.3,7.3,7.3,7.3,7.3,7.3,7.3,7.3,7.3,7.3,7.3,7.3,7.3,7.3,7.3,7.3,7.3,7.3,7.3,7.3,7.3]
[null,null,null,null,null,null,null,null,null,null,"Gas-CT - High",7.3,7.3,7.3,7.3,7.3,7.3,7.3,7.3,7.3,7.3,7.3,7.3,7.3,7.3,7.3,7.3,7.3,7.3,7.3,7.3,7.3,7.3,7.3,7.3,7.3,7.3,7.3,7.3,7.3,7.3,7.3,7.3,7.3,7.3,7.3,7.3,7.3]
[null,null,null,null,null,null,null,null,null,null,"Gas-CC - Low",14.48,14.48,14.48,14.48,14.48,14.48,14.48,14.48,14.48,14.48,14.48,14.48,14.48,14.48,14.48,14.48,14.48,14.48,14.48,14.48,14.48,14.48,14.48,14.48,14.48,14.48,14.48,14.48,14.48,14.48,14.48,14.48,14.48,14.48,14.48,14.48,14.48]
[null,null,null,null,null,null,null,null,null,null,"Gas-CC - Mid",14.48,14.48,14.48,14.48,14.48,14.48,14.48,14.48,14.48,14.48,14.48,14.48,14.48,14.48,14.48,14.48,14.48,14.48,14.48,14.48,14.48,14.48,14.48,14.48,14.48,14.48,14.48,14.48,14.48,14.48,14.48,14.48,14.48,14.48,14.48,14.48,14.48]
[null,null,null,null,null,null,null,null,null,null,"Gas-CC - High",14.48,14.48,14.48,14.48,14.48,14.48,14.48,14.48,14.48,14.48,14.48,14.48,14.48,14.48,14.48,14.48,14.48,14.48,14.48,14.48,14.48,14.48,14.48,14.48,14.48,14.48,14.48,14.48,14.48,14.48,14.48,14.48,14.48,14.48,14.48,14.48,14.48]
[null,null,null,null,null,null,null,null,null,null,"Gas-CC-CCS - Low",32.270000000000003,32.270000000000003,32.270000000000003,32.270000000000003,32.270000000000003,32.270000000000003,32.270000000000003,32.270000000000003,32.270000000000003,32.270000000000003,32.270000000000003,32.270000000000003,32.270000000000003,32.270000000000003,32.270000000000003,32.270000000000003,32.270000000000003,32.270000000000003,32.270000000000003,32.270000000000003,32.270000000000003,32.270000000000003,32.270000000000003,32.270000000000003,32.270000000000003,32.270000000000003,32.270000000000003,32.270000000000003,32.270000000000003,32.270000000000003,32.270000000000003,32.270000000000003,32.270000000000003,32.270000000000003,32.270000000000003,32.270000000000003,32.270000000000003]
[null,null,null,null,null,null,null,null,null,null,"Gas-CC-CCS - Mid",32.270000000000003,32.270000000000003,32.270000000000003,32.270000000000003,32.270000000000003,32.270000000000003,32.270000000000003,32.270000000000003,32.270000000000003,32.270000000000003,32.270000000000003,32.270000000000003,32.270000000000003,32.270000000000003,32.270000000000003,32.270000000000003,32.270000000000003,32.270000000000003,32.270000000000003,32.270000000000003,32.270000000000003,32.270000000000003,32.270000000000003,32.270000000000003,32.270000000000003,32.270000000000003,32.270000000000003,32.270000000000003,32.270000000000003,32.270000000000003,32.270000000000003,32.270000000000003,32.270000000000003,32.270000000000003,32.270000000000003,32.270000000000003,32.270000000000003]
[null,null,null,null,null,null,null,null,null,null,"Gas-CC-CCS - High",32.270000000000003,32.270000000000003,32.270000000000003,32.270000000000003,32.270000000000003,32.270000000000003,32.270000000000003,32.270000000000003,32.270000000000003,32.270000000000003,32.270000000000003,32.270000000000003,32.270000000000003,32.270000000000003,32.270000000000003,32.270000000000003,32.270000000000003,32.270000000000003,32.270000000000003,32.270000000000003,32.270000000000003,32.270000000000003,32.270000000000003,32.270000000000003,32.270000000000003,32.270000000000003,32.270000000000003,32.270000000000003,32.270000000000003,32.270000000000003,32.270000000000003,32.270000000000003,32.270000000000003,32.270000000000003,32.270000000000003,32.270000000000003,32.270000000000003]
[]
[null,null,null,null,null,null,null,null,null,"Variable Operation and Maintenance Expenses ($/MWh)","Gas-CT - Low",13.1,13.1,13.1,13.1,13.1,13.1,13.1,13.1,13.1,13.1,13.1,13.1,13.1,13.1,13.1,13.1,13.1,13.1,13.1,13.1,13.1,13.1,13.1,13.1,13.1,13.1,13.1,13.1,13.1,13.1,13.1,13.1,13.1,13.1,13.1,13.1,13.1]
[null,null,null,null,null,null,null,null,null,null,"Gas-CT - Mid",13.1,13.1,13.1,13.1,13.1,13.1,13.1,13.1,13.1,13.1,13.1,13.1,13.1,13.1,13.1,13.1,13.1,13.1,13.1,13.1,13.1,13.1,13.1,13.1,13.1,13.1,13.1,13.1,13.1,13.1,13.1,13.1,13.1,13.1,13.1,13.1,13.1]
[null,null,null,null,null,null,null,null,null,null,"Gas-CT - High",13.1,13.1,13.1,13.1,13.1,13.1,13.1,13.1,13.1,13.1,13.1,13.1,13.1,13.1,13.1,13.1,13.1,13.1,13.1,13.1,13.1,13.1,13.1,13.1,13.1,13.1,13.1,13.1,13.1,13.1,13.1,13.1,13.1,13.1,13.1,13.1,13.1]
[null,null,null,null,null,null,null,null,null,null,"Gas-CC - Low",3.49,3.49,3.49,3.49,3.49,3.49,3.49,3.49,3.49,3.49,3.49,3.49,3.49,3.49,3.49,3.49,3.49,3.49,3.49,3.49,3.49,3.49,3.49,3.49,3.49,3.49,3.49,3.49,3.49,3.49,3.49,3.49,3.49,3.49,3.49,3.49,3.49]
[null,null,null,null,null,null,null,null,null,null,"Gas-CC - Mid",3.49,3.49,3.49,3.49,3.49,3.49,3.49,3.49,3.49,3.49,3.49,3.49,3.49,3.49,3.49,3.49,3.49,3.49,3.49,3.49,3.49,3.49,3.49,3.49,3.49,3.49,3.49,3.49,3.49,3.49,3.49,3.49,3.49,3.49,3.49,3.49,3.49]
[null,null,null,null,null,null,null,null,null,null,"Gas-CC - High",3.49,3.49,3.49,3.49,3.49,3.49,3.49,3.49,3.49,3.49,3.49,3.49,3.49,3.49,3.49,3.49,3.49,3.49,3.49,3.49,3.49,3.49,3.49,3.49,3.49,3.49,3.49,3.49,3.49,3.49,3.49,3.49,3.49,3.49,3.49,3.49,3.49]
[null,null,null,null,null,null,null,null,null,null,"Gas-CC-CCS - Low",6.88,6.88,6.88,6.88,6.88,6.88,6.88,6.88,6.88,6.88,6.88,6.88,6.88,6.88,6.88,6.88,6.88,6.88,6.88,6.88,6.88,6.88,6.88,6.88,6.88,6.88,6.88,6.88,6.88,6.88,6.88,6.88,6.88,6.88,6.88,6.88,6.88]
[null,null,null,null,null,null,null,null,null,null,"Gas-CC-CCS - Mid",6.88,6.88,6.88,6.88,6.88,6.88,6.88,6.88,6.88,6.88,6.88,6.88,6.88,6.88,6.88,6.88,6.88,6.88,6.88,6.88,6.88,6.88,6.88,6.88,6.88,6.88,6.88,6.88,6.88,6.88,6.88,6.88,6.88,6.88,6.88,6.88,6.88]
[null,null,null,null,null,null,null,null,null,null,"Gas-CC-CCS - High",6.88,6.88,6.88,6.88,6.88,6.88,6.88,6.88,6.88,6.88,6.88,6.88,6.88,6.88,6.88,6.88,6.88,6.88,6.88,6.88,6.88,6.88,6.88,6.88,6.88,6.88,6.88,6.88,6.88,6.88,6.88,6.88,6.88,6.88,6.88,6.88,6.88]
[]
[null,null,null,null,null,null,null,null,null,"Fuel Costs ($/Mcf)","Gas-CT - Low",4.2934347749999997,4.1122938150000001,4.1461603049999995,4.1411116950000002,4.2740492899999998,4.3866899300000002,4.5411658249999993,4.5683871099999989,4.6304523299999998,4.8674152449999992,5.0283323299999996,5.2504782749999999,5.193959014999999,5.0660182650000003,5.0813214199999992,5.1926374849999997,5.2075102799999993,5.2597675549999998,5.2729686449999997,5.3036845749999992,5.3291438199999996,5.3677270149999998,5.349593024999999,5.3763291399999993,5.3790148299999991,5.3636710749999992,5.359577579999999,5.359577579999999,5.359577579999999,5.359577579999999,5.359577579999999,5.359577579999999,5.359577579999999,5.359577579999999,5.359577579999999,5.359577579999999,5.359577579999999]
[null,null,null,null,null,null,null,null,null,null,"Gas-CT - Mid",4.6362560999999989,4.5938138749999995,4.6418457049999997,4.8656653849999989,5.2510720499999994,5.3727675049999997,5.2638387199999999,5.4380330199999998,5.4919792549999995,5.6223915299999998,5.8320945899999987,5.9726528050000001,6.0310376349999997,6.1256417249999995,6.2526811549999994,6.4767809749999996,6.7358272449999994,6.8640856899999996,6.9776682499999998,7.1892774799999994,7.3556207549999995,7.5588328899999988,7.8534173549999995,7.9152826199999984,7.9649242399999993,8.1922619099999991,8.4633338999999985,8.4633338999999985,8.4633338999999985,8.4633338999999985,8.4633338999999985,8.4633338999999985,8.4633338999999985,8.4633338999999985,8.4633338999999985,8.4633338999999985,8.4633338999999985]
[null,null,null,null,null,null,null,null,null,null,"Gas-CT - High",4.7008669399999992,4.7835518849999996,4.917200995,5.2844168299999996,5.6313874749999995,5.8253905149999996,5.9395404599999999,6.1419243549999996,6.4228570699999992,6.7791890599999993,7.1359300949999991,7.5473075649999988,7.9326340449999995,8.2868345350000006,8.5384753649999983,8.7755204949999985,8.9584265399999996,8.9949076699999999,9.1515597250000003,9.2736916300000001,9.4180591399999987,9.7482183399999993,10.076483549999999,10.294181764999999,10.312636495,10.865023854999999,11.226930224999998,11.226930224999998,11.226930224999998,11.226930224999998,11.226930224999998,11.226930224999998,11.226930224999998,11.226930224999998,11.226930224999998,11.226930224999998,11.226930224999998]
[null,null,null,null,null,null,null,null,null,null,"Gas-CC - Low",4.2934347749999997,4.1122938150000001,4.1461603049999995,4.1411116950000002,4.2740492899999998,4.3866899300000002,4.5411658249999993,4.5683871099999989,4.6304523299999998,4.8674152449999992,5.0283323299999996,5.2504782749999999,5.193959014999999,5.0660182650000003,5.0813214199999992,5.1926374849999997,5.2075102799999993,5.2597675549999998,5.2729686449999997,5.3036845749999992,5.3291438199999996,5.3677270149999998,5.349593024999999,5.3763291399999993,5.3790148299999991,5.3636710749999992,5.359577579999999,5.359577579999999,5.359577579999999,5.359577579999999,5.359577579999999,5.359577579999999,5.359577579999999,5.359577579999999,5.359577579999999,5.359577579999999,5.359577579999999]
[null,null,null,null,null,null,null,null,null,null,"Gas-CC - Mid",4.6362560999999989,4.5938138749999995,4.6418457049999997,4.8656653849999989,5.2510720499999994,5.3727675049999997,5.2638387199999999,5.4380330199999998,5.4919792549999995,5.6223915299999998,5.8320945899999987,5.9726528050000001,6.0310376349999997,6.1256417249999995,6.2526811549999994,6.4767809749999996,6.7358272449999994,6.8640856899999996,6.9776682499999998,7.1892774799999994,7.3556207549999995,7.5588328899999988,7.8534173549999995,7.9152826199999984,7.9649242399999993,8.1922619099999991,8.4633338999999985,8.4633338999999985,8.4633338999999985,8.4633338999999985,8.4633338999999985,8.4633338999999985,8.4633338999999985,8.4633338999999985,8.4633338999999985,8.4633338999999985,8.4633338999999985]
[null,null,null,null,null,null,null,null,null,null,"Gas-CC - High",4.7008669399999992,4.7835518849999996,4.917200995,5.2844168299999996,5.6313874749999995,5.8253905149999996,5.9395404599999999,6.1419243549999996,6.4228570699999992,6.7791890599999993,7.1359300949999991,7.5473075649999988,7.9326340449999995,8.2868345350000006,8.5384753649999983,8.7755204949999985,8.9584265399999996,8.9949076699999999,9.1515597250000003,9.2736916300000001,9.4180591399999987,9.7482183399999993,10.076483549999999,10.294181764999999,10.312636495,10.865023854999999,11.226930224999998,11.226930224999998,11.226930224999998,11.226930224999998,11.226930224999998,11.226930224999998,11.226930224999998,11.226930224999998,11.226930224999998,11.226930224999998,11.226930224999998]
[null,null,null,null,null,null,null,null,null,null,"Gas-CC-CCS - Low",4.2934347749999997,4.1122938150000001,4.1461603049999995,4.1411116950000002,4.2740492899999998,4.3866899300000002,4.5411658249999993,4.5683871099999989,4.6304523299999998,4.8674152449999992,5.0283323299999996,5.2504782749999999,5.193959014999999,5.0660182650000003,5.0813214199999992,5.1926374849999997,5.2075102799999993,5.2597675549999998,5.2729686449999997,5.3036845749999992,5.3291438199999996,5.3677270149999998,5.349593024999999,5.3763291399999993,5.3790148299999991,5.3636710749999992,5.359577579999999,5.359577579999999,5.359577579999999,5.359577579999999,5.359577579999999,5.359577579999999,5.359577579999999,5.359577579999999,5.359577579999999,5.359577579999999,5.359577579999999]
[null,null,null,null,null,null,null,null,null,null,"Gas-CC-CCS - Mid",4.6362560999999989,4.5938138749999995,4.6418457049999997,4.8656653849999989,5.2510720499999994,5.3727675049999997,5.2638387199999999,5.4380330199999998,5.4919792549999995,5.6223915299999998,5.8320945899999987,5.9726528050000001,6.0310376349999997,6.1256417249999995,6.2526811549999994,6.4767809749999996,6.7358272449999994,6.8640856899999996,6.9776682499999998,7.1892774799999994,7.3556207549999995,7.5588328899999988,7.8534173549999995,7.9152826199999984,7.9649242399999993,8.1922619099999991,8.4633338999999985,8.4633338999999985,8.4633338999999985,8.4633338999999985,8.4633338999999985,8.4633338999999985,8.4633338999999985,8.4633338999999985,8.4633338999999985,8.4633338999999985,8.4633338999999985]
[null,null,null,null,null,null,null,null,null,null,"Gas-CC-CCS - High",4.7008669399999992,4.7835518849999996,4.917200995,5.2844168299999996,5.6313874749999995,5.8253905149999996,5.9395404599999999,6.1419243549999996,6.4228570699999992,6.7791890599999993,7.1359300949999991,7.5473075649999988,7.9326340449999995,8.2868345350000006,8.5384753649999983,8.7755204949999985,8.9584265399999996,8.9949076699999999,9.1515597250000003,9.2736916300000001,9.4180591399999987,9.7482183399999993,10.076483549999999,10.294181764999999,10.312636495,10.865023854999999,11.226930224999998,11.226930224999998,11.226930224999998,11.226930224999998,11.226930224999998,11.226930224999998,11.226930224999998,11.226930224999998,11.226930224999998,11.226930224999998,11.226930224999998]
[]
[null,null,null,null,null,null,null,null,null,"Fuel Costs ($/MWh)","Gas-CT - Low",{"$f":"L167*(L107/1.023)","v":42.262842799853381},{"$f":"M167*(M107/1.023)","v":40.278772264222873},40.407837967595313,40.15623461818182,41.236428633724337,42.065912231964823,43.325296629521013,43.361719294330399,43.724505872727271,45.676623999999997,46.940932308406659,48.758107148093842,48.23324598484848,47.045135403225814,47.18724681329423,48.220973712121214,48.359088621700877,48.84437123411535,48.966962001466278,49.252202798142712,49.488627849462368,49.846927314271753,49.678527602639292,49.926810195503421,49.951750620723359,49.809262182306938,49.771248299120231,49.771248299120231,49.771248299120231,49.771248299120231,49.771248299120231,49.771248299120231,49.771248299120231,49.771248299120231,49.771248299120231,49.771248299120231,49.771248299120231]
[null,null,null,null,null,null,null,null,null,null,"Gas-CT - Mid",{"$f":"L168*(L108/1.023)","v":45.637437856304985},{"$f":"M168*(M108/1.023)","v":44.99512710410557},45.238711318523954,47.182209793939386,50.662835907624633,51.521846748826988,50.220005774389051,51.616129642424255,51.859745457771261,52.761445442815251,54.44428478445748,55.464517739491697,56.006703355327467,56.885235960410554,58.064976512707723,60.146059885141739,62.551670408113388,63.742731236559138,64.797505742913003,66.76259634408602,68.307328614369496,70.194440327468229,72.930073189149567,73.504579560117293,73.965572121212119,76.076723504398828,78.594009824046907,78.594009824046907,78.594009824046907,78.594009824046907,78.594009824046907,78.594009824046907,78.594009824046907,78.594009824046907,78.594009824046907,78.594009824046907,78.594009824046907]
[null,null,null,null,null,null,null,null,null,null,"Gas-CT - High",{"$f":"L169*(L109/1.023)","v":46.273440944086019},46.853558052492666,47.922281446871956,51.242829866666668,54.332154817448675,55.862249220087982,56.666583469794723,58.297248765444778,60.649852684457471,63.617023436950142,66.615965207478013,70.087411405180831,73.665712050342137,76.954963912512227,79.291804464809374,81.493103326001943,83.191644310850435,83.530423132942332,84.985158736559143,86.119325987292285,87.459982238514172,90.525976764418374,93.574382917888556,95.596018345552295,95.767396581133923,100.89709347262952,104.25790531524926,104.25790531524926,104.25790531524926,104.25790531524926,104.25790531524926,104.25790531524926,104.25790531524926,104.25790531524926,104.25790531524926,104.25790531524926,104.25790531524926]
[null,null,null,null,null,null,null,null,null,null,"Gas-CC - Low",28.07730072800587,26.852514842815253,27.033127306304984,26.959730096480943,27.783409363147609,28.472747932746827,29.386625377810358,29.518121991300092,29.873886000000002,31.35509918333333,32.342548124535682,33.72008041715543,33.357097486363635,32.535425220967745,32.633706480351904,33.348610240909089,33.444127604692078,33.779738842961876,33.864520036803519,34.06178656671554,34.22529315483871,34.473085521554253,34.356623826246327,34.528330840469209,34.545579113489737,34.447037109237534,34.420747507917888,34.420747507917888,34.420747507917888,34.420747507917888,34.420747507917888,34.420747507917888,34.420747507917888,34.420747507917888,34.420747507917888,34.420747507917888,34.420747507917888]
[null,null,null,null,null,null,null,null,null,null,"Gas-CC - Mid",30.319211445747801,29.996751402737047,30.265015495943302,31.676765849560113,34.134534831378303,34.873095047116323,34.063159654349953,35.137241703030305,35.432124225806454,36.218533902932556,37.512397265102635,38.35809279457478,38.733056952052785,39.340631606304989,40.156515335630495,41.595748783724339,43.259418376979475,44.083130970967744,44.812590813782997,46.171606103225805,47.239910420674484,48.544997152785918,50.436903247653959,50.834219758944272,51.153032509090906,52.613060360410557,54.353962583577704,54.353962583577704,54.353962583577704,54.353962583577704,54.353962583577704,54.353962583577704,54.353962583577704,54.353962583577704,54.353962583577704,54.353962583577704,54.353962583577704]
[null,null,null,null,null,null,null,null,null,null,"Gas-CC - High",30.741739812903226,31.235705368328446,32.06034275332356,34.402948277419355,36.606770976295216,37.810941368132944,38.435735919061585,39.685356780596287,41.437787548387092,43.670435880156404,45.898748802639297,48.470978203372432,50.945655596920822,53.220432937390036,54.836542666715538,56.3589146159824,57.533589802346043,57.767882103519064,58.773946620967749,59.558312814369508,60.485482453372427,62.605859720234605,64.714073239002929,66.112193740029326,66.230715319794726,69.778305696334314,72.102572412756601,72.102572412756601,72.102572412756601,72.102572412756601,72.102572412756601,72.102572412756601,72.102572412756601,72.102572412756601,72.102572412756601,72.102572412756601,72.102572412756601]
[null,null,null,null,null,null,null,null,null,null,"Gas-CC-CCS - Low",31.560732656891496,30.18898001041056,30.437599110997066,30.400536490175956,31.37645177702835,32.203364002248293,33.293004582111436,33.4925741202346,33.947597727272729,35.684862499999994,36.864606524926685,38.441918162023462,38.02810657121212,37.091375175806455,37.203418803323558,38.018430853030303,38.127323555425221,38.509930583528842,38.606583725366569,38.831473574535678,39.017876062365595,39.300366903567941,39.167597025659823,39.363348248875852,39.383011805180836,39.270670920576734,39.240699974780057,39.240699974780057,39.240699974780057,39.240699974780057,39.240699974780057,39.240699974780057,39.240699974780057,39.240699974780057,39.240699974780057,39.240699974780057,39.240699974780057]
[null,null,null,null,null,null,null,null,null,null,"Gas-CC-CCS - Mid",34.080787753665682,33.723892669843593,34.076501705327466,35.719596325855321,38.548925802052786,39.442310813831867,38.591192961876835,39.868277272727276,40.263777529325516,41.219879252199412,42.757291715542515,43.729393459872924,44.156864013831871,44.849517615102641,45.779649903176932,47.420419846285434,49.317053827028346,50.256111259139786,51.087717685728251,52.637036486021508,53.854935928592376,55.34277453186705,57.499605072287387,57.95255799002932,58.316014230303033,59.980490426099706,61.965171956011723,61.965171956011723,61.965171956011723,61.965171956011723,61.965171956011723,61.965171956011723,61.965171956011723,61.965171956011723,61.965171956011723,61.965171956011723,61.965171956011723]
[null,null,null,null,null,null,null,null,null,null,"Gas-CC-CCS - High",34.555737427956984,35.116788520381235,36.097927148044967,38.793714949462363,41.340879704056697,42.765085794379274,43.545018035190616,45.028770931085042,47.088394941348973,49.700799560117304,52.316203042521991,55.258390676295207,58.079598237585536,60.672913653128063,62.515327941202337,64.250878306500482,65.590043777712609,65.857144133235593,67.004088309139789,{"$f":"AE175*(AE115/1.023)","v":67.898289646823073},68.955291259628538,71.372585891104592,73.776013479472141,75.369913411388069,75.505031620283489,79.549392643157375,82.199127453812309,82.199127453812309,82.199127453812309,82.199127453812309,82.199127453812309,82.199127453812309,82.199127453812309,82.199127453812309,82.199127453812309,82.199127453812309,82.199127453812309]
[]
[]
[null,null,null,null,null,null,null,null,null,null,null,{"$f":"L86","v":2014},2015,2016,2017,2018,2019,2020,2021,2022,2023,2024,2025,2026,2027,2028,2029,2030,2031,2032,2033,2034,2035,2036,2037,2038,2039,2040,2041,2042,2043,2044,2045,2046,2047,2048,2049,2050]
[null,null,null,null,null,null,null,"Finance",null,"Weighted Average Cost of Capital (WACC) (Nominal) (%)","Gas-CT - Low",8.8999999999999996E-2,8.8999999999999996E-2,8.8999999999999996E-2,8.8999999999999996E-2,8.8999999999999996E-2,8.8999999999999996E-2,8.8999999999999996E-2,8.8999999999999996E-2,8.8999999999999996E-2,8.8999999999999996E-2,8.8999999999999996E-2,8.8999999999999996E-2,8.8999999999999996E-2,8.8999999999999996E-2,8.8999999999999996E-2,8.8999999999999996E-2,8.8999999999999996E-2,8.8999999999999996E-2,8.8999999999999996E-2,8.8999999999999996E-2,8.8999999999999996E-2,8.8999999999999996E-2,8.8999999999999996E-2,8.8999999999999996E-2,8.8999999999999996E-2,8.8999999999999996E-2,8.8999999999999996E-2,8.8999999999999996E-2,8.8999999999999996E-2,8.8999999999999996E-2,8.8999999999999996E-2,8.8999999999999996E-2,8.8999999999999996E-2,8.8999999999999996E-2,8.8999999999999996E-2,8.8999999999999996E-2,8.8999999999999996E-2]
[null,null,null,null,null,null,null,null,null,null,"Gas-CT - Mid",{"$f":"$S$29","v":8.8999999999999996E-2},{"$f":"$S$29","v":8.8999999999999996E-2},8.8999999999999996E-2,8.8999999999999996E-2,8.8999999999999996E-2,8.8999999999999996E-2,8.8999999999999996E-2,8.8999999999999996E-2,8.8999999999999996E-2,8.8999999999999996E-2,8.8999999999999996E-2,8.8999999999999996E-2,8.8999999999999996E-2,8.8999999999999996E-2,8.8999999999999996E-2,8.8999999999999996E-2,8.8999999999999996E-2,8.8999999999999996E-2,8.8999999999999996E-2,8.8999999999999996E-2,8.8999999999999996E-2,8.8999999999999996E-2,8.8999999999999996E-2,8.8999999999999996E-2,8.8999999999999996E-2,8.8999999999999996E-2,8.8999999999999996E-2,8.8999999999999996E-2,8.8999999999999996E-2,8.8999999999999996E-2,8.8999999999999996E-2,8.8999999999999996E-2,8.8999999999999996E-2,8.8999999999999996E-2,8.8999999999999996E-2,8.8999999999999996E-2,8.8999999999999996E-2]
[null,null,null,null,null,null,null,null,null,null,"Gas-CT - High",8.8999999999999996E-2,8.8999999999999996E-2,8.8999999999999996E-2,8.8999999999999996E-2,8.8999999999999996E-2,8.8999999999999996E-2,8.8999999999999996E-2,8.8999999999999996E-2,8.8999999999999996E-2,8.8999999999999996E-2,8.8999999999999996E-2,8.8999999999999996E-2,8.8999999999999996E-2,8.8999999999999996E-2,8.8999999999999996E-2,8.8999999999999996E-2,8.8999999999999996E-2,8.8999999999999996E-2,8.8999999999999996E-2,8.8999999999999996E-2,8.8999999999999996E-2,8.8999999999999996E-2,8.8999999999999996E-2,8.8999999999999996E-2,8.8999999999999996E-2,8.8999999999999996E-2,8.8999999999999996E-2,8.8999999999999996E-2,8.8999999999999996E-2,8.8999999999999996E-2,8.8999999999999996E-2,8.8999999999999996E-2,8.8999999999999996E-2,8.8999999999999996E-2,8.8999999999999996E-2,8.8999999999999996E-2,8.8999999999999996E-2]
[null,null,null,null,null,null,null,null,null,null,"Gas-CC - Low",8.8999999999999996E-2,8.8999999999999996E-2,8.8999999999999996E-2,8.8999999999999996E-2,8.8999999999999996E-2,8.8999999999999996E-2,8.8999999999999996E-2,8.8999999999999996E-2,8.8999999999999996E-2,8.8999999999999996E-2,8.8999999999999996E-2,8.8999999999999996E-2,8.8999999999999996E-2,8.8999999999999996E-2,8.8999999999999996E-2,8.8999999999999996E-2,8.8999999999999996E-2,8.8999999999999996E-2,8.8999999999999996E-2,8.8999999999999996E-2,8.8999999999999996E-2,8.8999999999999996E-2,8.8999999999999996E-2,8.8999999999999996E-2,8.8999999999999996E-2,8.8999999999999996E-2,8.8999999999999996E-2,8.8999999999999996E-2,8.8999999999999996E-2,8.8999999999999996E-2,8.8999999999999996E-2,8.8999999999999996E-2,8.8999999999999996E-2,8.8999999999999996E-2,8.8999999999999996E-2,8.8999999999999996E-2,8.8999999999999996E-2]
[null,null,null,null,null,null,null,null,null,null,"Gas-CC - Mid",{"$f":"$S$29","v":8.8999999999999996E-2},{"$f":"$S$29","v":8.8999999999999996E-2},8.8999999999999996E-2,8.8999999999999996E-2,8.8999999999999996E-2,8.8999999999999996E-2,8.8999999999999996E-2,8.8999999999999996E-2,8.8999999999999996E-2,8.8999999999999996E-2,8.8999999999999996E-2,8.8999999999999996E-2,8.8999999999999996E-2,8.8999999999999996E-2,8.8999999999999996E-2,8.8999999999999996E-2,8.8999999999999996E-2,8.8999999999999996E-2,8.8999999999999996E-2,8.8999999999999996E-2,8.8999999999999996E-2,8.8999999999999996E-2,8.8999999999999996E-2,8.8999999999999996E-2,8.8999999999999996E-2,8.8999999999999996E-2,8.8999999999999996E-2,8.8999999999999996E-2,8.8999999999999996E-2,8.8999999999999996E-2,8.8999999999999996E-2,8.8999999999999996E-2,8.8999999999999996E-2,8.8999999999999996E-2,8.8999999999999996E-2,8.8999999999999996E-2,8.8999999999999996E-2]
[null,null,null,null,null,null,null,null,null,null,"Gas-CC - High",8.8999999999999996E-2,8.8999999999999996E-2,8.8999999999999996E-2,8.8999999999999996E-2,8.8999999999999996E-2,8.8999999999999996E-2,8.8999999999999996E-2,8.8999999999999996E-2,8.8999999999999996E-2,8.8999999999999996E-2,8.8999999999999996E-2,8.8999999999999996E-2,8.8999999999999996E-2,8.8999999999999996E-2,8.8999999999999996E-2,8.8999999999999996E-2,8.8999999999999996E-2,8.8999999999999996E-2,8.8999999999999996E-2,8.8999999999999996E-2,8.8999999999999996E-2,8.8999999999999996E-2,8.8999999999999996E-2,8.8999999999999996E-2,8.8999999999999996E-2,8.8999999999999996E-2,8.8999999999999996E-2,8.8999999999999996E-2,8.8999999999999996E-2,8.8999999999999996E-2,8.8999999999999996E-2,8.8999999999999996E-2,8.8999999999999996E-2,8.8999999999999996E-2,8.8999999999999996E-2,8.8999999999999996E-2,8.8999999999999996E-2]
[null,null,null,null,null,null,null,null,null,null,"Gas-CC-CCS - Low",8.8999999999999996E-2,8.8999999999999996E-2,8.8999999999999996E-2,8.8999999999999996E-2,8.8999999999999996E-2,8.8999999999999996E-2,8.8999999999999996E-2,8.8999999999999996E-2,8.8999999999999996E-2,8.8999999999999996E-2,8.8999999999999996E-2,8.8999999999999996E-2,8.8999999999999996E-2,8.8999999999999996E-2,8.8999999999999996E-2,8.8999999999999996E-2,8.8999999999999996E-2,8.8999999999999996E-2,8.8999999999999996E-2,8.8999999999999996E-2,8.8999999999999996E-2,8.8999999999999996E-2,8.8999999999999996E-2,8.8999999999999996E-2,8.8999999999999996E-2,8.8999999999999996E-2,8.8999999999999996E-2,8.8999999999999996E-2,8.8999999999999996E-2,8.8999999999999996E-2,8.8999999999999996E-2,8.8999999999999996E-2,8.8999999999999996E-2,8.8999999999999996E-2,8.8999999999999996E-2,8.8999999999999996E-2,8.8999999999999996E-2]
[null,null,null,null,null,null,null,null,null,null,"Gas-CC-CCS - Mid",8.8999999999999996E-2,8.8999999999999996E-2,8.8999999999999996E-2,8.8999999999999996E-2,8.8999999999999996E-2,8.8999999999999996E-2,8.8999999999999996E-2,8.8999999999999996E-2,8.8999999999999996E-2,8.8999999999999996E-2,8.8999999999999996E-2,8.8999999999999996E-2,8.8999999999999996E-2,8.8999999999999996E-2,8.8999999999999996E-2,8.8999999999999996E-2,8.8999999999999996E-2,8.8999999999999996E-2,8.8999999999999996E-2,8.8999999999999996E-2,8.8999999999999996E-2,8.8999999999999996E-2,8.8999999999999996E-2,8.8999999999999996E-2,8.8999999999999996E-2,8.8999999999999996E-2,8.8999999999999996E-2,8.8999999999999996E-2,8.8999999999999996E-2,8.8999999999999996E-2,8.8999999999999996E-2,8.8999999999999996E-2,8.8999999999999996E-2,8.8999999999999996E-2,8.8999999999999996E-2,8.8999999999999996E-2,8.8999999999999996E-2]
[null,null,null,null,null,null,null,null,null,null,"Gas-CC-CCS - High",8.8999999999999996E-2,8.8999999999999996E-2,8.8999999999999996E-2,8.8999999999999996E-2,8.8999999999999996E-2,8.8999999999999996E-2,8.8999999999999996E-2,8.8999999999999996E-2,8.8999999999999996E-2,8.8999999999999996E-2,8.8999999999999996E-2,8.8999999999999996E-2,8.8999999999999996E-2,8.8999999999999996E-2,8.8999999999999996E-2,8.8999999999999996E-2,8.8999999999999996E-2,8.8999999999999996E-2,8.8999999999999996E-2,8.8999999999999996E-2,8.8999999999999996E-2,8.8999999999999996E-2,8.8999999999999996E-2,8.8999999999999996E-2,8.8999999999999996E-2,8.8999999999999996E-2,8.8999999999999996E-2,8.8999999999999996E-2,8.8999999999999996E-2,8.8999999999999996E-2,8.8999999999999996E-2,8.8999999999999996E-2,8.8999999999999996E-2,8.8999999999999996E-2,8.8999999999999996E-2,8.8999999999999996E-2,8.8999999999999996E-2]
[]
[]
[null,null,null,null,null,null,null,null,null,null,null,{"$f":"L188","v":2014},2015,2016,2017,2018,2019,2020,2021,2022,2023,2024,2025,2026,2027,2028,2029,2030,2031,2032,2033,2034,2035,2036,2037,2038,2039,2040,2041,2042,2043,2044,2045,2046,2047,2048,2049,2050]
[null,null,null,null,null,null,null,"Grid Connection Costs",null,"Grid Connection Costs (GCC) ($/kW)","Gas-CT - Low",0,0,0,0,0,0,0,0,0,0,0,0,0,0,0,0,0,0,0,0,0,0,0,0,0,0,0,0,0,0,0,0,0,0,0,0,0]
[null,null,null,null,null,null,null,null,null,null,"Gas-CT - Mid",0,0,0,0,0,0,0,0,0,0,0,0,0,0,0,0,0,0,0,0,0,0,0,0,0,0,0,0,0,0,0,0,0,0,0,0,0]
[null,null,null,null,null,null,null,null,null,null,"Gas-CT - High",0,0,0,0,0,0,0,0,0,0,0,0,0,0,0,0,0,0,0,0,0,0,0,0,0,0,0,0,0,0,0,0,0,0,0,0,0]
[null,null,null,null,null,null,null,null,null,null,"Gas-CC - Low",0,0,0,0,0,0,0,0,0,0,0,0,0,0,0,0,0,0,0,0,0,0,0,0,0,0,0,0,0,0,0,0,0,0,0,0,0]
[null,null,null,null,null,null,null,null,null,null,"Gas-CC - Mid",0,0,0,0,0,0,0,0,0,0,0,0,0,0,0,0,0,0,0,0,0,0,0,0,0,0,0,0,0,0,0,0,0,0,0,0,0]
[null,null,null,null,null,null,null,null,null,null,"Gas-CC - High",0,0,0,0,0,0,0,0,0,0,0,0,0,0,0,0,0,0,0,0,0,0,0,0,0,0,0,0,0,0,0,0,0,0,0,0,0]
[null,null,null,null,null,null,null,null,null,null,"Gas-CC-CCS - Low",0,0,0,0,0,0,0,0,0,0,0,0,0,0,0,0,0,0,0,0,0,0,0,0,0,0,0,0,0,0,0,0,0,0,0,0,0]
[null,null,null,null,null,null,null,null,null,null,"Gas-CC-CCS - Mid",0,0,0,0,0,0,0,0,0,0,0,0,0,0,0,0,0,0,0,0,0,0,0,0,0,0,0,0,0,0,0,0,0,0,0,0,0]
[null,null,null,null,null,null,null,null,null,null,"Gas-CC-CCS - High",0,0,0,0,0,0,0,0,0,0,0,0,0,0,0,0,0,0,0,0,0,0,0,0,0,0,0,0,0,0,0,0,0,0,0,0,0]
[]
[]
[null,null,null,null,null,null,null,null,null,null,null,{"$f":"L200","v":2014},2015,2016,2017,2018,2019,2020,2021,2022,2023,2024,2025,2026,2027,2028,2029,2030,2031,2032,2033,2034,2035,2036,2037,2038,2039,2040,2041,2042,2043,2044,2045,2046,2047,2048,2049,2050]
[null,null,null,null,null,null,null,"LCOE",null,"Levelized Cost of Energy ($/MWh)","Gas-CT - Low",null,{"$f":" (($S$36 * $S$34 * $S$32 * (M137 * 1 + M201) +M147) * 1000 / (M87 * 8760)) + M157 + M177","v":351.73149172117849},351.13171269899294,349.60630274206767,347.36657559944945,346.87210272374062,346.52000474643933,345.21575431515356,344.23118114859705,344.72560982475386,344.24804610556561,344.38687208181193,341.94294269622605,339.89225441187881,339.07483171077689,338.85815527309626,337.87291317447654,337.34851180928314,336.4413586524513,335.94760485713232,335.25792904157328,335.14481976187039,334.31109848883415,334.13812220362354,333.66490728889789,333.21483300299826,332.49143761183279,332.49143761183279,332.49143761183279,332.49143761183279,332.49143761183279,332.49143761183279,332.49143761183279,332.49143761183279,332.49143761183279,332.49143761183279,332.49143761183279]
[null,null,null,null,null,null,null,null,null,null,"Gas-CT - Mid",null,{"$f":" (($S$36 * $S$34 * $S$32 * (M138 * 1 + M202) +M148) * 1000 / (M88 * 8760)) + M158 + M178","v":356.44784656106117},355.96258604992158,356.63227791782521,356.79298287334973,356.32803724060278,353.41471389130737,353.47016466324743,352.36642073364106,351.81043126756913,351.7513985816164,351.09328267320984,349.71640006670503,349.73235496906358,349.95256141019041,350.78324144611679,352.06549496088905,352.24687181172692,352.27190239389802,353.45799840307563,354.07662980648041,355.49233277506687,357.56264407534445,357.7158915682374,357.67872878938664,359.48229432509015,361.31419913675944,361.31419913675944,361.31419913675944,361.31419913675944,361.31419913675944,361.31419913675944,361.31419913675944,361.31419913675944,361.31419913675944,361.31419913675944,361.31419913675944]
[null,null,null,null,null,null,null,null,null,null,"Gas-CT - High",null,{"$f":" (($S$36 * $S$34 * $S$32 * (M139 * 1 + M203) +M149) * 1000 / (M89 * 8760)) + M159 + M179","v":358.30627750944825},358.64615617826962,360.69289799055252,360.46230178317376,360.66843971186375,359.86129158671304,360.15128378626798,361.15652796032725,362.666009261704,363.92307900463697,365.71617633889895,367.37540876171965,369.80208292116527,371.17938936229206,372.13028488697694,372.70546886362609,372.03456370811011,372.45955538754413,372.81472804628186,373.22928343062506,375.82386921201703,378.20695380408341,379.8073303536724,379.48055324930846,384.30266429332084,386.97809462796181,386.97809462796181,386.97809462796181,386.97809462796181,386.97809462796181,386.97809462796181,386.97809462796181,386.97809462796181,386.97809462796181,386.97809462796181,386.97809462796181]
[null,null,null,null,null,null,null,null,null,null,"Gas-CC - Low",null,{"$f":" (($S$36 * $S$34 * $S$32 * (M140 * 1 + M204) +M150) * 1000 / (M90 * 8760)) + M160 + M180","v":63.672910610154311},62.871585093825807,62.684694602035378,63.227146359621713,63.797685467837937,64.563579464727127,64.574802678107034,64.811472437678574,66.160031135596654,66.990652996263634,68.224328869144188,67.689189895057922,66.785861424195303,66.795706359969302,67.395642899833263,67.385921038520166,67.626021047290976,67.61234313417998,67.73591272775019,67.80891947804561,68.004534413831152,67.816144508653622,67.940980271363117,67.903692811490714,67.77036585328517,67.670084527878345,67.670084527878345,67.670084527878345,67.670084527878345,67.670084527878345,67.670084527878345,67.670084527878345,67.670084527878345,67.670084527878345,67.670084527878345,67.670084527878345]
[null,null,null,null,null,null,null,null,null,null,"Gas-CC - Mid",null,{"$f":" (($S$36 * $S$34 * $S$32 * (M141 * 1 + M205) +M151) * 1000 / (M91 * 8760)) + M161 + M181","v":66.817147170076112},66.103473283464126,67.401730355114552,69.578271827852404,70.198032582207432,69.240113741266725,70.19392238983724,70.369710663485023,71.02346585519588,72.160502136830587,72.862341246563531,73.065149360747071,73.591067809532547,74.318515215247885,75.642781442648527,77.201211810807564,77.929413175296844,78.560413911159458,79.845732264260448,80.823536743881391,82.076446045062823,83.89642393006126,84.246869189838179,84.511146207091883,85.9363891044582,87.603299603538176,87.603299603538176,87.603299603538176,87.603299603538176,87.603299603538176,87.603299603538176,87.603299603538176,87.603299603538176,87.603299603538176,87.603299603538176,87.603299603538176]
[null,null,null,null,null,null,null,null,null,null,"Gas-CC - High",null,{"$f":" (($S$36 * $S$34 * $S$32 * (M142 * 1 + M206) +M152) * 1000 / (M92 * 8760)) + M162 + M182","v":68.056101135667504},67.898800540844377,70.127912782973794,72.05050797276931,73.135878903224054,73.612690005978351,74.742037467403222,76.375373986065668,78.475367832419721,80.546853674367256,82.975226655361183,85.277748005615109,87.470869140617594,88.998542546332942,90.40594727490658,91.475383236174125,91.614164307848171,92.521769718344203,93.23243897540415,94.069108776579327,96.137308612511504,98.17359392141023,99.524843170923248,99.588829017795689,103.10163444038196,105.35190943271706,105.35190943271706,105.35190943271706,105.35190943271706,105.35190943271706,105.35190943271706,105.35190943271706,105.35190943271706,105.35190943271706,105.35190943271706,105.35190943271706]
[null,null,null,null,null,null,null,null,null,null,"Gas-CC-CCS - Low",null,null,null,{"$f":" (($S$36 * $S$34 * $S$32 * (O143 * 1 + O207) +O153) * 1000 / (O93 * 8760)) + O163 + O183","v":106.43450195318947},106.51721037157918,106.41141417045721,106.07221854852541,105.81398271809329,105.80854786686777,107.06177116170207,107.69674743319011,108.74108282666296,107.74388628776987,106.45252523468744,106.15835134908849,106.49374373708275,106.15514864201023,106.15217329917353,105.86000140487187,105.74794886108624,105.56851975691544,105.5818693865975,105.11127275249854,105.01665804652785,104.76305336287743,104.35651430839683,104.01642665447382,104.01642665447382,104.01642665447382,104.01642665447382,104.01642665447382,104.01642665447382,104.01642665447382,104.01642665447382,104.01642665447382,104.01642665447382,104.01642665447382]
[null,null,null,null,null,null,null,null,null,null,"Gas-CC-CCS - Mid",null,null,null,{"$f":" (($S$36 * $S$34 * $S$32 * (O144 * 1 + O208) +O154) * 1000 / (O94 * 8760)) + O164 + O184","v":111.75356178886884},113.68968439660361,113.65036098204078,111.37040692829081,112.18968587058595,112.12472766892057,112.59678791390149,113.58943262380595,114.02855812451241,113.87264373038963,114.21066767398362,114.73458244894186,115.8957327303379,117.34487891361336,117.89835397478447,118.34113536523355,119.55351177257208,120.40557962314222,121.62427701489661,123.44328079912609,123.60586778768132,123.69605578799963,125.0663338139198,126.74089863570549,126.74089863570549,126.74089863570549,126.74089863570549,126.74089863570549,126.74089863570549,126.74089863570549,126.74089863570549,126.74089863570549,126.74089863570549,126.74089863570549]
[null,null,null,null,null,null,null,null,null,null,"Gas-CC-CCS - High",null,null,null,{"$f":" (($S$36 * $S$34 * $S$32 * (O145 * 1 + O209) +O155) * 1000 / (O95 * 8760)) + O165 + O185","v":114.82768041247587},116.48163829860752,116.97313596258819,116.3242320016046,117.35017952894373,118.94934508094403,121.07770822181938,123.14834395078542,125.5575553409347,127.79537795414328,130.03406371200904,131.47026048696728,132.72619119055292,133.61786886429763,133.49938684888028,134.25750598864511,134.81476493337362,135.50593495417837,137.65408837413415,139.71968920631085,141.02322320904005,140.88507317798008,144.63523603097747,146.97485413350608,146.97485413350608,146.97485413350608,146.97485413350608,146.97485413350608,146.97485413350608,146.97485413350608,146.97485413350608,146.97485413350608,146.97485413350608,146.97485413350608]
[]
[null,null,null,null,null,null,null,null,null,null,"*Overnight Capital Cost used here is the Capital Cost taken from AEO (which is an Overnight Capital Cost plus a defined transmission cost)."]
[]
[]
[]
[null,null,null,null,"X",null,"Graphics"]
[]
[]
[]
[]
[]
[]
[]
[]
[]
[]
[]
[]
[]
[]
[]
[]
[]
[]
[]
[]
[]
[]
[]
[]
[]
[]
[]
[]
[]
[]
[]
[]
[]
[]
[]
[]
[]
[]
[]
[]
[]
[]
[]
[]
[]
[]
[]
[]
[]
[]
[]
[]
[]
[]
[]
[]
[]
[]
[]
[]
[]
[]
[]
[]
[]
[]
[]
[]
[]
[]
[]
[]
[]
[]
[]
[]
[]
[]
[]
[]
[]
[]
[]
[]
[]
[]
[]
[]
[]
[]
[]
[]
[]
[]
[]
[]
[]
[]
[]
[]
[]
[]
[]
[]
[]
[]
[]
[]
[]
[]
[]
[]
[]
[]
[]
[]
[]
[]
[]
[]
[]
[]
[]
[]
[]
[]
[]
[]
[]
[]
[]
[]
[]
[]
[]
[]
[]
[]
[]
[]
[]
[]
[]
[]
[]
[]
[]
[]
[]
[]
[]
[]
[]
[]
[]
[]
[]
[]
[]
[]
[]
[]
[]
[]
[]
[]
[]
[]
[]
[]
[]
[]
[]
[]
[]
[]
[]
[]
[]
[]
[]
[]
[]
[]
[]
[]
[]
[]
[]
[]
[]
[]
[]
[]
[]
[]
[]
[]
[]
[]
[]
[]
[]
[]
[]
[]
[]
[]
[]
[]
[null,null,"X",null,null,null,"Data Sources for Default Inputs"]
[]
[null,null,null,null,null,null,null,"Current Costs:"]
[null,null,null,null,null,null,null,"Net Capacity Factor (%)",null,null,null,null,"2013 annual Capacity Factor taken from EIA Electric Power Annual/Monthly (http://www.eia.gov/electricity/monthly/epm_table_grapher.cfm?t=epmt_6_07_a)"]
[null,null,null,null,null,null,null,"Heat Rate (MMBtu/MWh)",null,null,null,null,"Electricity Market Module in Assumptions to AEO 2014: Table 8.2 (converted to 2013$)."]
[null,null,null,null,null,null,null,"Overnight Capital Cost ($/kW)",null,null,null,null,"Electricity Market Module in Assumptions to AEO 2014: Table 8.2 (converted to 2013$)."]
[null,null,null,null,null,null,null,"Fixed Operating Expenses ($/kW)",null,null,null,null,"Electricity Market Module in Assumptions to AEO 2014: Table 8.2 (converted to 2013$)."]
[null,null,null,null,null,null,null,"Variable Operating Expenses ($/MWh)",null,null,null,null,"Electricity Market Module in Assumptions to AEO 2014: Table 8.2 (converted to 2013$)."]
[null,null,null,null,null,null,null,"Fuel Costs ($/Mcf)",null,null,null,null,"AEO 2014 Natural Gas Prices and Consumption - Electricity Sector   1.023 MMBtu per 1,000 Cubic Feet (Mcf)"]
[null,null,null,null,null,null,null,"Grid Feature Cost ($/kW)",null,null,null,null,"N/A"]
[null,null,null,null,null,null,null,"Spur Line Cost ($/kW)",null,null,null,null,"N/A"]
[]
[null,null,null,null,null,null,null,"Future Projections Costs:"]
[null,null,null,null,null,null,null,"Net Capacity Factor (%)",null,null,null,null,"Future annual Capacity Factor uses 2013 value taken from EIA Electric Power Annual/Monthly (http://www.eia.gov/electricity/monthly/epm_table_grapher.cfm?t=epmt_6_07_a)"]
[null,null,null,null,null,null,null,"Heat Rate (MMBtu/MWh)",null,null,null,null,"Capital cost projections for ReEDS for AEO 2014.xlsx as downloaded from https://github.nrel.gov/ReEDS/ReEDS_input_data_sources/tree/master/AEO%202014%20Update on 10/7/14. The material cost index costs from EIA data have been removed."]
[null,null,null,null,null,null,null,"Overnight Capital Cost ($/kW)",null,null,null,null,"Capital cost projections for ReEDS for AEO 2014.xlsx as downloaded from https://github.nrel.gov/ReEDS/ReEDS_input_data_sources/tree/master/AEO%202014%20Update on 10/7/14. The material cost index costs from EIA data have been removed."]
[null,null,null,null,null,null,null,"Fixed Operating Expenses ($/kW)",null,null,null,null,"Capital cost projections for ReEDS for AEO 2014.xlsx as downloaded from https://github.nrel.gov/ReEDS/ReEDS_input_data_sources/tree/master/AEO%202014%20Update on 10/7/14. The material cost index costs from EIA data have been removed."]
[null,null,null,null,null,null,null,"Variable Operating Expenses ($/MWh)",null,null,null,null,"Capital cost projections for ReEDS for AEO 2014.xlsx as downloaded from https://github.nrel.gov/ReEDS/ReEDS_input_data_sources/tree/master/AEO%202014%20Update on 10/7/14. The material cost index costs from EIA data have been removed."]
[null,null,null,null,null,null,null,"Fuel Costs ($/Mcf)",null,null,null,null,"AEO 2014 Natural Gas Prices and Consumption - Electricity Sector   1.023 MMBtu per 1,000 Cubic Feet (Mcf)"]
[null,null,null,null,null,null,null,"Grid Connection Cost ($/kW)",null,null,null,null,"N/A"]

{"sheet":"Conventional - Biopower","index":10,"n_rows":448,"n_cols":48,"rows_kept":448,"cut":false,"hidden":false,"merged":[[446,12,446,28],[447,12,447,28],[431,12,431,28],[432,12,432,28],[433,12,433,28],[434,12,434,28],[435,12,435,28],[436,12,436,28],[437,12,437,28],[438,12,438,28],[441,12,441,28],[442,12,442,28],[443,12,443,28],[444,12,444,28],[445,12,445,28],[428,6,428,19],[82,6,82,19],[9,6,9,19],[51,14,51,17],[47,9,49,9],[57,7,67,7],[57,9,59,9],[52,14,52,17],[165,9,173,9],[115,9,123,9],[105,9,113,9],[199,7,207,7],[199,9,207,9],[85,7,183,7],[70,7,76,7],[70,9,72,9],[74,9,76,9],[211,7,219,7],[211,9,219,9],[135,9,143,9],[125,9,133,9],[175,9,183,9],[187,7,195,7],[187,9,195,9],[436,7,436,11],[446,7,446,11],[443,7,443,11],[444,7,444,11],[445,7,445,11],[437,7,437,11],[438,7,438,11],[447,7,447,11],[439,7,439,11],[440,7,440,11],[441,7,441,11],[442,7,442,11],[432,7,432,11],[433,7,433,11],[434,7,434,11],[435,7,435,11],[430,7,430,11],[431,7,431,11],[337,0,354,4],[382,0,399,4],[11,14,11,15],[13,14,13,19],[21,14,21,17],[22,14,22,17],[23,14,23,17],[15,9,17,9],[19,9,21,9],[23,9,25,9],[35,9,37,9],[27,9,29,9],[31,9,33,9],[39,9,41,9],[11,16,11,19],[224,6,224,19],[240,0,257,4],[284,0,301,4],[11,9,13,9],[11,7,49,7],[95,9,103,9],[43,9,45,9],[52,7,54,7],[52,9,54,9],[85,9,93,9],[65,9,67,9],[0,0,0,6],[145,9,153,9],[155,9,163,9],[61,9,63,9],[28,14,28,17],[29,14,29,17],[30,14,30,17],[27,14,27,17],[55,14,55,27],[56,25,56,26],[57,18,57,19],[57,20,57,23],[14,15,14,19],[15,15,15,19],[35,14,35,17],[37,14,37,15],[24,14,24,17],[26,14,26,17],[31,14,31,17],[32,14,32,17],[33,14,33,17],[25,14,25,17],[19,14,19,17],[20,14,20,17],[34,14,34,17],[16,15,16,19],[18,14,18,18]]}
["Biopower Inputs"]
[]
[null,null,null,null,null,null,null,null,null,null,null,null,null,null,null,null,null,null,null,"Inputs"]
[null,null,null,null,null,null,null,null,null,"Take me to: ",null,null,null,null,null,null,null,null,null,"Calculated"]
[]
[]
[]
[]
[]
[null,"X",null,null,null,null,"Current Costs"]
[]
[null,null,null,null,null,null,null,"Techno-Economic Cost and Performance Parameters",null,"Net Capacity Factor (%)","Dedicated",0.50800000000000001,"*",null,"Basis Year:",null,2013]
[null,null,null,null,null,null,null,null,null,null,"CofireOld",0.50800000000000001]
[null,null,null,null,null,null,null,null,null,null,"CofireNew",0.50800000000000001,null,null,"Biopower Technologies"]
[null,null,null,null,null,null,null,null,null,null,null,null,null,null,"Dedicated","Dedicated biomass plant"]
[null,null,null,null,null,null,null,null,null,"Annual Energy Production (kWh/kW)","Dedicated",{"$f":"L12*8760","v":4450.08},null,null,"CofireOld","Pulverized with sulfur dioxide (SO2) scrubbers and biomass co-firing"]
[null,null,null,null,null,null,null,null,null,null,"CofireOld",{"$f":"L13*8760","v":4450.08},null,null,"CofireNew","Advanced super critical with SO2 & Nox controls & biomass co-firing"]
[null,null,null,null,null,null,null,null,null,null,"CofireNew",{"$f":"L14*8760","v":4450.08}]
[null,null,null,null,null,null,null,null,null,null,null,null,null,null,"Financial Assumptions:"]
[null,null,null,null,null,null,null,null,null,"Heat Rate  (MMBtu/MWh)","Dedicated",13.5,null,null,"Inflation Rate",null,null,null,2.5000000000000001E-2]
[null,null,null,null,null,null,null,null,null,null,"CofireOld",10.74,null,null,"Economic Lifetime (Years)",null,null,null,20]
[null,null,null,null,null,null,null,null,null,null,"CofireNew",10.08,null,null,"Interest Rate - Nominal",null,null,null,0.08]
[null,null,null,null,null,null,null,null,null,null,null,null,null,null,"Calculated Interest Rate - Real",null,null,null,{"$f":"(1+S22)/(1+S20)-1","v":5.3658536585366123E-2}]
[null,null,null,null,null,null,null,null,null,"CAPEX ($/kW)","Dedicated",{"$f":" $S$32 * (L32 + L58)","v":4277.9086932511655},null,null,"Interest During Construction  - Nominal",null,null,null,0.08]
[null,null,null,null,null,null,null,null,null,null,"CofireOld",{"$f":" $S$32 * (L33 + L59)","v":4104.7184504376519},null,null,"Rate of Return on Equity - Nominal",null,null,null,0.13]
[null,null,null,null,null,null,null,null,null,null,"CofireNew",{"$f":" $S$32 * (L34 + L60)","v":3504.9300107982772},null,null,"Calculated Rate of Return on Equity - Real",null,null,null,{"$f":"(1+S25)/(1+S20) - 1","v":0.10243902439024399}]
[null,null,null,null,null,null,null,null,null,null,null,null,null,null,"Debt Fraction",null,null,null,0.5]
[null,null,null,null,null,null,null,null,null,"Construction Financing Cost ($/kW)","Dedicated",{"$f":"(L32+L58)*($S$32-1)","v":300.11869325116578},null,null,"Tax Rate (Federal and State)",null,null,null,0.4]
[null,null,null,null,null,null,null,null,null,null,"CofireOld",{"$f":"(L33+L59)*($S$32-1)","v":287.96845043765182},null,null,"WACC - Nominal",null,null,null,{"$f":"IF(S28>0,S27*S22*(1-S28)+(1-S27)*S25,S27*S22+(1-S27)*S25)","v":8.8999999999999996E-2}]
[null,null,null,null,null,null,null,null,null,null,"CofireNew",{"$f":"(L34+L60)*($S$32-1)","v":245.89001079827727},null,null,"WACC - Real",null,null,null,{"$f":" ((1+((1-S27)*((1+S26)*(1+S20)-1)) + (S27*((1+S23)*(1+S20)-1)*(1-S28))) / (1+S20)) - 1","v":6.2439024390243958E-2}]
[null,null,null,null,null,null,null,null,null,null,null,null,null,null,"Depreciation Period",null,null,null,5]
[null,null,null,null,null,null,null,null,null,"Overnight Capital Cost ($/kW)","Dedicated",3977.79,"**",null,"Construction Finance Factor",null,null,null,{"$f":"SUMPRODUCT(P41:P44,Q41:Q44)","v":1.075448601673584}]
[null,null,null,null,null,null,null,null,null,null,"CofireOld",3816.75,null,null,"Present Value of Depreciation",null,null,null,{"$f":"SUMPRODUCT(O47:T47,O49:T49)","v":0.79381715171662992}]
[null,null,null,null,null,null,null,null,null,null,"CofireNew",3259.04,null,null,"Project Finance Factor",null,null,null,{"$f":" (1 - S28 * S33) / (1 - S28)","v":1.1374552321889135}]
[null,null,null,null,null,null,null,null,null,null,null,null,null,null,"Capital Recovery Factor (CRF) - Nominal",null,null,null,{"$f":" S29 / (1 - (1 / (1 + S29)^S21))","v":0.10876693284230318}]
[null,null,null,null,null,null,null,null,null,"Fixed Operation and Maintenance Expenses ($/kW)","Dedicated",107.22,null,null,"Capital Recovery Factor (CRF) - Real",null,null,null,{"$f":" S30 / (1 - (1 / (1 + S30)^S21))","v":8.8918713624039622E-2}]
[null,null,null,null,null,null,null,null,null,null,"CofireOld",33.520000000000003]
[null,null,null,null,null,null,null,null,null,null,"CofireNew",31.65,null,null,"Construction Duration yrs",null,4]
[null,null,null,null,null,null,null,null,null,null,null,null,null,null,"Year","Capital","Accumulated"]
[null,null,null,null,null,null,null,null,null,"Variable Operation and Maintenance Expenses ($/MWh)","Dedicated",5.34,null,null,"Index","Fraction*","Interest"]
[null,null,null,null,null,null,null,null,null,null,"CofireOld",6.3,null,null,0,0.4,{"$f":"1+(1-$S$28)*((1+$S$24)^(O41+0.5)-1)","v":1.0235382907247959}]
[null,null,null,null,null,null,null,null,null,null,"CofireNew",4.54,null,null,1,0.3,1.0734213539827795]
[null,null,null,null,null,null,null,null,null,null,null,null,null,null,2,0.2,1.127295062301402]
[null,null,null,null,null,null,null,null,null,"Fuel Costs ($/MMBtu)","Dedicated",2.9,null,null,3,0.1,1.1854786672855142]
[null,null,null,null,null,null,null,null,null,null,"CofireOld",2.9]
[null,null,null,null,null,null,null,null,null,null,"CofireNew",2.9,null,"MACRS yr",1,2,3,4,5,6]
[null,null,null,null,null,null,null,null,null,null,null,null,null,"Depreciation",0.2,0.32,0.192,0.1152,0.1152,5.7599999999999998E-2]
[null,null,null,null,null,null,null,null,null,"Fuel Costs ($/MWh)","Dedicated",{"$f":"L44*L20","v":39.15},null,"Fraction"]
[null,null,null,null,null,null,null,null,null,null,"CofireOld",{"$f":"L45*L21","v":31.146000000000001},null,"Depreciation",{"$f":"1/((1+$S$30)*(1+$S$20))^O46","v":0.91827364554637281},{"$f":"1/((1+$S$30)*(1+$S$20))^P46","v":0.84322648810502554},0.77431266125346698,0.71103091024193477,0.65292094604401729,0.59956009737742622]
[null,null,null,null,null,null,null,null,null,null,"CofireNew",29.231999999999999,null,"Factor"]
[]
[null,null,null,null,null,null,null,null,null,null,null,null,null,null,"Investment Tax Credit (ITC)***",null,null,null,0]
[null,null,null,null,null,null,null,"Finance",null,"Weighted Average Cost of Capital (WACC) (Nominal) (%)","Dedicated",{"$f":"$S$29","v":8.8999999999999996E-2},null,null,"Production Tax Credit (PTC)***",null,null,null,0]
[null,null,null,null,null,null,null,null,null,null,"CofireOld",{"$f":"$S$29","v":8.8999999999999996E-2},null,null,"*** not currently included in LCOE calculation"]
[null,null,null,null,null,null,null,null,null,null,"CofireNew",{"$f":"$S$29","v":8.8999999999999996E-2}]
[null,null,null,null,null,null,null,null,null,null,null,null,null,null,"Technology-Specific Variables"]
[null,null,null,null,null,null,null,null,null,null,null,null,null,null,null,null,null,"Minimum",null,null,null,null,null,null,"Spinning","Quick Start"]
[null,null,null,null,null,null,null,"Grid Connection Costs",null,"Grid Connection Costs (GCC) ($/kW)","Dedicated",{"$f":"L62+L66","v":0},null,null,null,"New","Heat Rate ","Plant","Outage Rates (%)",null,"Emissions (lbs/MMBtu)",null,null,null,"Reserve","Capacity","Cost"]
[null,null,null,null,null,null,null,null,null,null,"CofireOld",{"$f":"L63+L67","v":0},null,null,null,"Install (Y/N)","(Btu/kWh)","Load (%)","Forced","Planned","NOx","SO2","hg","CO2","Capability","(%)","($/MW)","CCS (Y/N)"]
[null,null,null,null,null,null,null,null,null,null,"CofireNew",{"$f":"L64+L68","v":0},null,null,"Dedicated","Y",13500,0.4,0.09,0.08,0,0.08,0,0]
[null,null,null,null,null,null,null,null,null,null,null,null,null,null,"CofireOld","N",10740.20434,0.4,0.06,0.1,6.2E-2,0.11,4.4000000000000002E-6,205,0,0,0,"N"]
[null,null,null,null,null,null,null,null,null,"Grid Feature Costs ($/kW)","Dedicated",0,null,null,"CofireNew","Y",9370,0.4,0.06,0.1,6.2E-2,0.11,4.4000000000000002E-6,205,0,0,0,"N"]
[null,null,null,null,null,null,null,null,null,null,"CofireOld",0]
[null,null,null,null,null,null,null,null,null,null,"CofireNew",0]
[]
[null,null,null,null,null,null,null,null,null,"Onshore Spur Line Costs ($/kW)","Dedicated",0]
[null,null,null,null,null,null,null,null,null,null,"CofireOld",0]
[null,null,null,null,null,null,null,null,null,null,"CofireNew",0]
[]
[]
[null,null,null,null,null,null,null,"LCOE",null,"Levelized Cost of Energy ($/MWh)","Dedicated",{"$f":" (($S$36 * $S$34 * $S$32 * (L32 * 1 + L58) +L36) * 1000 / (L12 * 8760)) + L40 + L48","v":165.81190947711275}]
[null,null,null,null,null,null,null,null,null,null,"CofireOld",{"$f":" (($S$36 * $S$34 * $S$32 * (L33 * 1 + L59) +L37) * 1000 / (L13 * 8760)) + L41 + L49","v":138.2701557163}]
[null,null,null,null,null,null,null,null,null,null,"CofireNew",{"$f":" (($S$36 * $S$34 * $S$32 * (L34 * 1 + L60) +L38) * 1000 / (L14 * 8760)) + L42 + L50","v":120.5439957118932}]
[]
[null,null,null,null,null,null,null,null,null,"Overnight Levelized Cost of Energy ($/MWh)","Dedicated",{"$f":"(((L32*$S$36*(1-$S$28*$S$33))/(8760*L12*(1-$S$28))+L36/(8760*L12))*1000)+L40+L48","v":158.99083624334608},"This is similar to the LCOE used in the TCDB (Transparent Cost Database)"]
[null,null,null,null,null,null,null,null,null,null,"CofireOld",{"$f":"(((L33*$S$36*(1-$S$28*$S$33))/(8760*L13*(1-$S$28))+L37/(8760*L13))*1000)+L41+L49","v":131.72523221229926}]
[null,null,null,null,null,null,null,null,null,null,"CofireNew",{"$f":"(((L34*$S$36*(1-$S$28*$S$33))/(8760*L14*(1-$S$28))+L38/(8760*L14))*1000)+L42+L50","v":114.95542755928209}]
[]
[null,null,null,null,null,null,null,null,null,null,null,null,"*2013 annual Capacity Factor taken from EIA Electric Power Annual/Monthly (http://www.eia.gov/electricity/monthly/epm_table_grapher.cfm?t=epmt_6_07_a)"]
[null,null,null,null,null,null,null,null,null,null,null,null,"The same CF is assumed for all biomass technologies."]
[null,null,null,null,null,null,null,null,null,null,null,null,"**Overnight Capital Cost used here is the Capital Cost taken from AEO (which is an Overnight Capital Cost plus a defined transmission cost)."]
[null,null,null,null,null,null,null,"***Note: For future projections, low, mid, and high refer to low, mid, and high LCOE projections."]
[null,null,null,"X",null,null,"Future Projections"]
[]
[null,null,null,null,null,null,null,null,null,null,null,{"$f":"Q12+1","v":2014},{"$f":"L85+1","v":2015},{"$f":"M85+1","v":2016},{"$f":"N85+1","v":2017},{"$f":"O85+1","v":2018},2019,{"$f":"Q85+1","v":2020},2021,2022,{"$f":"T85+1","v":2023},2024,2025,2026,2027,2028,2029,2030,{"$f":"AB85+1","v":2031},2032,{"$f":"AD85+1","v":2033},2034,2035,2036,2037,2038,2039,2040,2041,2042,2043,2044,2045,2046,2047,2048,2049,2050]
[null,null,null,null,null,null,null,"Techno-Economic Cost and Performance Parameters",null,"Net Capacity Factor (%)","Dedicated - Low",0.50800000000000001,0.50800000000000001,0.50800000000000001,0.50800000000000001,0.50800000000000001,0.50800000000000001,0.50800000000000001,0.50800000000000001,0.50800000000000001,0.50800000000000001,0.50800000000000001,0.50800000000000001,0.50800000000000001,0.50800000000000001,0.50800000000000001,0.50800000000000001,0.50800000000000001,0.50800000000000001,0.50800000000000001,0.50800000000000001,0.50800000000000001,0.50800000000000001,0.50800000000000001,0.50800000000000001,0.50800000000000001,0.50800000000000001,0.50800000000000001,0.50800000000000001,0.50800000000000001,0.50800000000000001,0.50800000000000001,0.50800000000000001,0.50800000000000001,0.50800000000000001,0.50800000000000001,0.50800000000000001,0.50800000000000001]
[null,null,null,null,null,null,null,null,null,null,"Dedicated - Mid",0.50800000000000001,0.50800000000000001,0.50800000000000001,0.50800000000000001,0.50800000000000001,0.50800000000000001,0.50800000000000001,0.50800000000000001,0.50800000000000001,0.50800000000000001,0.50800000000000001,0.50800000000000001,0.50800000000000001,0.50800000000000001,0.50800000000000001,0.50800000000000001,0.50800000000000001,0.50800000000000001,0.50800000000000001,0.50800000000000001,0.50800000000000001,0.50800000000000001,0.50800000000000001,0.50800000000000001,0.50800000000000001,0.50800000000000001,0.50800000000000001,0.50800000000000001,0.50800000000000001,0.50800000000000001,0.50800000000000001,0.50800000000000001,0.50800000000000001,0.50800000000000001,0.50800000000000001,0.50800000000000001,0.50800000000000001]
[null,null,null,null,null,null,null,null,null,null,"Dedicated - High",0.50800000000000001,0.50800000000000001,0.50800000000000001,0.50800000000000001,0.50800000000000001,0.50800000000000001,0.50800000000000001,0.50800000000000001,0.50800000000000001,0.50800000000000001,0.50800000000000001,0.50800000000000001,0.50800000000000001,0.50800000000000001,0.50800000000000001,0.50800000000000001,0.50800000000000001,0.50800000000000001,0.50800000000000001,0.50800000000000001,0.50800000000000001,0.50800000000000001,0.50800000000000001,0.50800000000000001,0.50800000000000001,0.50800000000000001,0.50800000000000001,0.50800000000000001,0.50800000000000001,0.50800000000000001,0.50800000000000001,0.50800000000000001,0.50800000000000001,0.50800000000000001,0.50800000000000001,0.50800000000000001,0.50800000000000001]
[null,null,null,null,null,null,null,null,null,null,"CofireOld - Low",0.50800000000000001,0.50800000000000001,0.50800000000000001,0.50800000000000001,0.50800000000000001,0.50800000000000001,0.50800000000000001,0.50800000000000001,0.50800000000000001,0.50800000000000001,0.50800000000000001,0.50800000000000001,0.50800000000000001,0.50800000000000001,0.50800000000000001,0.50800000000000001,0.50800000000000001,0.50800000000000001,0.50800000000000001,0.50800000000000001,0.50800000000000001,0.50800000000000001,0.50800000000000001,0.50800000000000001,0.50800000000000001,0.50800000000000001,0.50800000000000001,0.50800000000000001,0.50800000000000001,0.50800000000000001,0.50800000000000001,0.50800000000000001,0.50800000000000001,0.50800000000000001,0.50800000000000001,0.50800000000000001,0.50800000000000001]
[null,null,null,null,null,null,null,null,null,null,"CofireOld - Mid",0.50800000000000001,0.50800000000000001,0.50800000000000001,0.50800000000000001,0.50800000000000001,0.50800000000000001,0.50800000000000001,0.50800000000000001,0.50800000000000001,0.50800000000000001,0.50800000000000001,0.50800000000000001,0.50800000000000001,0.50800000000000001,0.50800000000000001,0.50800000000000001,0.50800000000000001,0.50800000000000001,0.50800000000000001,0.50800000000000001,0.50800000000000001,0.50800000000000001,0.50800000000000001,0.50800000000000001,0.50800000000000001,0.50800000000000001,0.50800000000000001,0.50800000000000001,0.50800000000000001,0.50800000000000001,0.50800000000000001,0.50800000000000001,0.50800000000000001,0.50800000000000001,0.50800000000000001,0.50800000000000001,0.50800000000000001]
[null,null,null,null,null,null,null,null,null,null,"CofireOld - High",0.50800000000000001,0.50800000000000001,0.50800000000000001,0.50800000000000001,0.50800000000000001,0.50800000000000001,0.50800000000000001,0.50800000000000001,0.50800000000000001,0.50800000000000001,0.50800000000000001,0.50800000000000001,0.50800000000000001,0.50800000000000001,0.50800000000000001,0.50800000000000001,0.50800000000000001,0.50800000000000001,0.50800000000000001,0.50800000000000001,0.50800000000000001,0.50800000000000001,0.50800000000000001,0.50800000000000001,0.50800000000000001,0.50800000000000001,0.50800000000000001,0.50800000000000001,0.50800000000000001,0.50800000000000001,0.50800000000000001,0.50800000000000001,0.50800000000000001,0.50800000000000001,0.50800000000000001,0.50800000000000001,0.50800000000000001]
[null,null,null,null,null,null,null,null,null,null,"CofireNew - Low",0.50800000000000001,0.50800000000000001,0.50800000000000001,0.50800000000000001,0.50800000000000001,0.50800000000000001,0.50800000000000001,0.50800000000000001,0.50800000000000001,0.50800000000000001,0.50800000000000001,0.50800000000000001,0.50800000000000001,0.50800000000000001,0.50800000000000001,0.50800000000000001,0.50800000000000001,0.50800000000000001,0.50800000000000001,0.50800000000000001,0.50800000000000001,0.50800000000000001,0.50800000000000001,0.50800000000000001,0.50800000000000001,0.50800000000000001,0.50800000000000001,0.50800000000000001,0.50800000000000001,0.50800000000000001,0.50800000000000001,0.50800000000000001,0.50800000000000001,0.50800000000000001,0.50800000000000001,0.50800000000000001,0.50800000000000001]
[null,null,null,null,null,null,null,null,null,null,"CofireNew - Mid",0.50800000000000001,0.50800000000000001,0.50800000000000001,0.50800000000000001,0.50800000000000001,0.50800000000000001,0.50800000000000001,0.50800000000000001,0.50800000000000001,0.50800000000000001,0.50800000000000001,0.50800000000000001,0.50800000000000001,0.50800000000000001,0.50800000000000001,0.50800000000000001,0.50800000000000001,0.50800000000000001,0.50800000000000001,0.50800000000000001,0.50800000000000001,0.50800000000000001,0.50800000000000001,0.50800000000000001,0.50800000000000001,0.50800000000000001,0.50800000000000001,0.50800000000000001,0.50800000000000001,0.50800000000000001,0.50800000000000001,0.50800000000000001,0.50800000000000001,0.50800000000000001,0.50800000000000001,0.50800000000000001,0.50800000000000001]
[null,null,null,null,null,null,null,null,null,null,"CofireNew - High",0.50800000000000001,0.50800000000000001,0.50800000000000001,0.50800000000000001,0.50800000000000001,0.50800000000000001,0.50800000000000001,0.50800000000000001,0.50800000000000001,0.50800000000000001,0.50800000000000001,0.50800000000000001,0.50800000000000001,0.50800000000000001,0.50800000000000001,0.50800000000000001,0.50800000000000001,0.50800000000000001,0.50800000000000001,0.50800000000000001,0.50800000000000001,0.50800000000000001,0.50800000000000001,0.50800000000000001,0.50800000000000001,0.50800000000000001,0.50800000000000001,0.50800000000000001,0.50800000000000001,0.50800000000000001,0.50800000000000001,0.50800000000000001,0.50800000000000001,0.50800000000000001,0.50800000000000001,0.50800000000000001,0.50800000000000001]
[]
[null,null,null,null,null,null,null,null,null,"Annual Energy Production (kWh/kW)","Dedicated - Low",{"$f":"L86*8760","v":4450.08},{"$f":"M86*8760","v":4450.08},4450.08,4450.08,4450.08,4450.08,4450.08,4450.08,4450.08,4450.08,4450.08,4450.08,4450.08,4450.08,4450.08,4450.08,4450.08,4450.08,4450.08,4450.08,4450.08,4450.08,4450.08,4450.08,4450.08,4450.08,4450.08,4450.08,4450.08,4450.08,4450.08,4450.08,4450.08,4450.08,4450.08,4450.08,4450.08]
[null,null,null,null,null,null,null,null,null,null,"Dedicated - Mid",{"$f":"L87*8760","v":4450.08},4450.08,{"$f":"N87*8760","v":4450.08},4450.08,4450.08,4450.08,4450.08,4450.08,4450.08,4450.08,4450.08,4450.08,4450.08,4450.08,4450.08,4450.08,4450.08,4450.08,4450.08,4450.08,4450.08,4450.08,4450.08,4450.08,4450.08,4450.08,4450.08,4450.08,4450.08,4450.08,4450.08,4450.08,4450.08,4450.08,4450.08,4450.08,4450.08]
[null,null,null,null,null,null,null,null,null,null,"Dedicated - High",{"$f":"L88*8760","v":4450.08},4450.08,4450.08,4450.08,4450.08,4450.08,4450.08,4450.08,4450.08,4450.08,4450.08,4450.08,4450.08,4450.08,4450.08,4450.08,4450.08,4450.08,4450.08,4450.08,4450.08,4450.08,4450.08,4450.08,4450.08,4450.08,4450.08,4450.08,4450.08,4450.08,4450.08,4450.08,4450.08,4450.08,4450.08,4450.08,4450.08]
[null,null,null,null,null,null,null,null,null,null,"CofireOld - Low",4450.08,4450.08,4450.08,4450.08,4450.08,4450.08,4450.08,4450.08,4450.08,4450.08,4450.08,4450.08,4450.08,4450.08,4450.08,4450.08,4450.08,4450.08,4450.08,4450.08,4450.08,4450.08,4450.08,4450.08,4450.08,4450.08,4450.08,4450.08,4450.08,4450.08,4450.08,4450.08,4450.08,4450.08,4450.08,4450.08,4450.08]
[null,null,null,null,null,null,null,null,null,null,"CofireOld - Mid",4450.08,4450.08,4450.08,4450.08,4450.08,4450.08,4450.08,4450.08,4450.08,4450.08,4450.08,4450.08,4450.08,4450.08,4450.08,4450.08,4450.08,4450.08,4450.08,4450.08,4450.08,4450.08,4450.08,4450.08,4450.08,4450.08,4450.08,4450.08,4450.08,4450.08,4450.08,4450.08,4450.08,4450.08,4450.08,4450.08,4450.08]
[null,null,null,null,null,null,null,null,null,null,"CofireOld - High",4450.08,4450.08,4450.08,4450.08,4450.08,4450.08,4450.08,4450.08,4450.08,4450.08,4450.08,4450.08,4450.08,4450.08,4450.08,4450.08,4450.08,4450.08,4450.08,4450.08,4450.08,4450.08,4450.08,4450.08,4450.08,4450.08,4450.08,4450.08,4450.08,4450.08,4450.08,4450.08,4450.08,4450.08,4450.08,4450.08,4450.08]
[null,null,null,null,null,null,null,null,null,null,"CofireNew - Low",4450.08,4450.08,4450.08,4450.08,4450.08,4450.08,4450.08,4450.08,4450.08,4450.08,4450.08,4450.08,4450.08,4450.08,4450.08,4450.08,4450.08,4450.08,4450.08,4450.08,4450.08,4450.08,4450.08,4450.08,4450.08,4450.08,4450.08,4450.08,4450.08,4450.08,4450.08,4450.08,4450.08,4450.08,4450.08,4450.08,4450.08]
[null,null,null,null,null,null,null,null,null,null,"CofireNew - Mid",4450.08,4450.08,4450.08,4450.08,4450.08,4450.08,4450.08,4450.08,4450.08,4450.08,4450.08,4450.08,4450.08,4450.08,4450.08,4450.08,4450.08,4450.08,4450.08,{"$f":"AE93*8760","v":4450.08},4450.08,4450.08,4450.08,4450.08,4450.08,4450.08,4450.08,4450.08,4450.08,4450.08,4450.08,4450.08,4450.08,4450.08,4450.08,4450.08,4450.08]
[null,null,null,null,null,null,null,null,null,null,"CofireNew - High",{"$f":"L94*8760","v":4450.08},{"$f":"M94*8760","v":4450.08},4450.08,4450.08,4450.08,4450.08,4450.08,4450.08,4450.08,4450.08,4450.08,4450.08,4450.08,4450.08,4450.08,4450.08,4450.08,4450.08,4450.08,4450.08,4450.08,4450.08,4450.08,4450.08,4450.08,4450.08,4450.08,4450.08,4450.08,4450.08,4450.08,4450.08,4450.08,4450.08,4450.08,4450.08,4450.08]
[]
[null,null,null,null,null,null,null,null,null,"Heat Rate  (MMBtu/MWh)","Dedicated - Low",13.5,13.5,13.5,13.5,13.5,13.5,13.5,13.5,13.5,13.5,13.5,13.5,13.5,13.5,13.5,13.5,13.5,13.5,13.5,13.5,13.5,13.5,13.5,13.5,13.5,13.5,13.5,13.5,13.5,13.5,13.5,13.5,13.5,13.5,13.5,13.5,13.5]
[null,null,null,null,null,null,null,null,null,null,"Dedicated - Mid",13.5,13.5,13.5,13.5,13.5,13.5,13.5,13.5,13.5,13.5,13.5,13.5,13.5,13.5,13.5,13.5,13.5,13.5,13.5,13.5,13.5,13.5,13.5,13.5,13.5,13.5,13.5,13.5,13.5,13.5,13.5,13.5,13.5,13.5,13.5,13.5,13.5]
[null,null,null,null,null,null,null,null,null,null,"Dedicated - High",13.5,13.5,13.5,13.5,13.5,13.5,13.5,13.5,13.5,13.5,13.5,13.5,13.5,13.5,13.5,13.5,13.5,13.5,13.5,13.5,13.5,13.5,13.5,13.5,13.5,13.5,13.5,13.5,13.5,13.5,13.5,13.5,13.5,13.5,13.5,13.5,13.5]
[null,null,null,null,null,null,null,null,null,null,"CofireOld - Low",10.74,10.74,10.74,10.74,10.74,10.74,10.74,10.74,10.74,10.74,10.74,10.74,10.74,10.74,10.74,10.74,10.74,10.74,10.74,10.74,10.74,10.74,10.74,10.74,10.74,10.74,10.74,10.74,10.74,10.74,10.74,10.74,10.74,10.74,10.74,10.74,10.74]
[null,null,null,null,null,null,null,null,null,null,"CofireOld - Mid",10.74,10.74,10.74,10.74,10.74,10.74,10.74,10.74,10.74,10.74,10.74,10.74,10.74,10.74,10.74,10.74,10.74,10.74,10.74,10.74,10.74,10.74,10.74,10.74,10.74,10.74,10.74,10.74,10.74,10.74,10.74,10.74,10.74,10.74,10.74,10.74,10.74]
[null,null,null,null,null,null,null,null,null,null,"CofireOld - High",10.74,10.74,10.74,10.74,10.74,10.74,10.74,10.74,10.74,10.74,10.74,10.74,10.74,10.74,10.74,10.74,10.74,10.74,10.74,10.74,10.74,10.74,10.74,10.74,10.74,10.74,10.74,10.74,10.74,10.74,10.74,10.74,10.74,10.74,10.74,10.74,10.74]
[null,null,null,null,null,null,null,null,null,null,"CofireNew - Low",9.8800000000000008,9.67,9.67,9.67,9.67,9.67,9.67,9.59,9.52,9.44,9.36,9.2899999999999991,9.2899999999999991,9.2899999999999991,9.2899999999999991,9.2899999999999991,9.2899999999999991,9.2899999999999991,9.2899999999999991,9.2899999999999991,9.2899999999999991,9.2899999999999991,9.2899999999999991,9.2899999999999991,9.2899999999999991,9.2899999999999991,9.2899999999999991,9.2899999999999991,9.2899999999999991,9.2899999999999991,9.2899999999999991,9.2899999999999991,9.2899999999999991,9.2899999999999991,9.2899999999999991,9.2899999999999991,9.2899999999999991]
[null,null,null,null,null,null,null,null,null,null,"CofireNew - Mid",9.8800000000000008,9.67,9.67,9.67,9.67,9.67,9.67,9.59,9.52,9.44,9.36,9.2899999999999991,9.2899999999999991,9.2899999999999991,9.2899999999999991,9.2899999999999991,9.2899999999999991,9.2899999999999991,9.2899999999999991,9.2899999999999991,9.2899999999999991,9.2899999999999991,9.2899999999999991,9.2899999999999991,9.2899999999999991,9.2899999999999991,9.2899999999999991,9.2899999999999991,9.2899999999999991,9.2899999999999991,9.2899999999999991,9.2899999999999991,9.2899999999999991,9.2899999999999991,9.2899999999999991,9.2899999999999991,9.2899999999999991]
[null,null,null,null,null,null,null,null,null,null,"CofireNew - High",9.8800000000000008,9.67,9.67,9.67,9.67,9.67,9.67,9.59,9.52,9.44,9.36,9.2899999999999991,9.2899999999999991,9.2899999999999991,9.2899999999999991,9.2899999999999991,9.2899999999999991,9.2899999999999991,9.2899999999999991,9.2899999999999991,9.2899999999999991,9.2899999999999991,9.2899999999999991,9.2899999999999991,9.2899999999999991,9.2899999999999991,9.2899999999999991,9.2899999999999991,9.2899999999999991,9.2899999999999991,9.2899999999999991,9.2899999999999991,9.2899999999999991,9.2899999999999991,9.2899999999999991,9.2899999999999991,9.2899999999999991]
[]
[null,null,null,null,null,null,null,null,null,"CAPEX ($/kW) ","Dedicated - Low",{"$f":"$S$32*(L136+L200)","v":0},{"$f":"$S$32*(M136+M200)","v":0},4178.3436617082252,3971.545650092412,3956.7582318194004,3943.5947409349151,3926.6349164865228,3913.0089827033185,3900.6413237840725,3885.585043360642,3869.4533143355384,3858.0105412137314,3841.3733513458415,3828.0485431711054,3815.3797586433907,3800.9687473809645,3786.0845387338022,3770.8992044781712,3755.5955708763563,3743.1633850410094,3727.5156078866594,3711.8463217602748,3694.0368929165602,3678.9160855770297,3660.2462978519761,3640.027864140513,3616.3357314456439,3616.3357314456439,3616.3357314456439,3616.3357314456439,3616.3357314456439,3616.3357314456439,3616.3357314456439,3616.3357314456439,3616.3357314456439,3616.3357314456439,3616.3357314456439]
[null,null,null,null,null,null,null,null,null,null,"Dedicated - Mid",{"$f":"$S$32*(L137+L201)","v":0},0,4178.3436617082252,3971.545650092412,3956.7582318194004,3943.5947409349151,3926.6349164865228,3913.0089827033185,3900.6413237840725,3885.585043360642,3869.4533143355384,3858.0105412137314,3841.3733513458415,3828.0485431711054,3815.3797586433907,3800.9687473809645,3786.0845387338022,3770.8992044781712,3755.5955708763563,3743.1633850410094,3727.5156078866594,3711.8463217602748,3694.0368929165602,3678.9160855770297,3660.2462978519761,3640.027864140513,3616.3357314456439,3616.3357314456439,3616.3357314456439,3616.3357314456439,3616.3357314456439,3616.3357314456439,3616.3357314456439,3616.3357314456439,3616.3357314456439,3616.3357314456439,3616.3357314456439]
[null,null,null,null,null,null,null,null,null,null,"Dedicated - High",0,0,4178.3436617082252,3971.545650092412,3956.7582318194004,3943.5947409349151,3926.6349164865228,3913.0089827033185,3900.6413237840725,3885.585043360642,3869.4533143355384,3858.0105412137314,3841.3733513458415,3828.0485431711054,3815.3797586433907,3800.9687473809645,3786.0845387338022,3770.8992044781712,3755.5955708763563,3743.1633850410094,3727.5156078866594,3711.8463217602748,3694.0368929165602,3678.9160855770297,3660.2462978519761,3640.027864140513,3616.3357314456439,3616.3357314456439,3616.3357314456439,3616.3357314456439,3616.3357314456439,3616.3357314456439,3616.3357314456439,3616.3357314456439,3616.3357314456439,3616.3357314456439,3616.3357314456439]
[null,null,null,null,null,null,null,null,null,null,"CofireOld - Low",{"$f":"$S$32*(L139+L203)","v":0},0,4173.6654602909457,4063.0340626367833,4055.7425211174368,4049.752272406115,4040.7185041520565,4034.3518484301494,4029.0068688798315,4021.5002376401499,4013.1224930331127,4008.5303275039664,3999.7439124282932,3993.6353643707876,3988.0537861281014,3981.0741247032402,3973.696547295759,3966.6308499827637,3958.9198835087641,3953.5426405003959,3945.530548417928,3938.6799408252673,3929.538627711042,3923.3117803073519,3916.1923105642722,3911.3312828847079,3901.9641255641309,3901.9641255641309,3901.9641255641309,3901.9641255641309,3901.9641255641309,3901.9641255641309,3901.9641255641309,3901.9641255641309,3901.9641255641309,3901.9641255641309,3901.9641255641309]
[null,null,null,null,null,null,null,null,null,null,"CofireOld - Mid",0,0,4173.6654602909457,4063.0340626367833,4055.7425211174368,4049.752272406115,4040.7185041520565,4034.3518484301494,4029.0068688798315,4021.5002376401499,4013.1224930331127,4008.5303275039664,3999.7439124282932,3993.6353643707876,3988.0537861281014,3981.0741247032402,3973.696547295759,3966.6308499827637,3958.9198835087641,3953.5426405003959,3945.530548417928,3938.6799408252673,3929.538627711042,3923.3117803073519,3916.1923105642722,3911.3312828847079,3901.9641255641309,3901.9641255641309,3901.9641255641309,3901.9641255641309,3901.9641255641309,3901.9641255641309,3901.9641255641309,3901.9641255641309,3901.9641255641309,3901.9641255641309,3901.9641255641309]
[null,null,null,null,null,null,null,null,null,null,"CofireOld - High",0,0,4173.6654602909457,4063.0340626367833,4055.7425211174368,4049.752272406115,4040.7185041520565,4034.3518484301494,4029.0068688798315,4021.5002376401499,4013.1224930331127,4008.5303275039664,3999.7439124282932,3993.6353643707876,3988.0537861281014,3981.0741247032402,3973.696547295759,3966.6308499827637,3958.9198835087641,3953.5426405003959,3945.530548417928,3938.6799408252673,3929.538627711042,3923.3117803073519,3916.1923105642722,3911.3312828847079,3901.9641255641309,3901.9641255641309,3901.9641255641309,3901.9641255641309,3901.9641255641309,3901.9641255641309,3901.9641255641309,3901.9641255641309,3901.9641255641309,3901.9641255641309,3901.9641255641309]
[null,null,null,null,null,null,null,null,null,null,"CofireNew - Low",0,0,4043.396371170224,3898.5979714408927,3873.8949170604506,3860.8497255221496,3844.2340446262929,3830.876972993507,3818.1221525776587,3803.3454887906632,3786.4824547164217,3772.4370959785647,3754.3372960123979,3743.7118638278635,3732.9036053810437,3719.5895516923247,3706.7271864163085,3694.6821620775645,3682.0994134379839,3672.3773580788543,3660.1817709358761,3651.1695116538513,3639.6407026439106,3631.3059759809403,3621.9925910904467,3615.1634924698196,3603.3873302814941,3603.3873302814941,3603.3873302814941,3603.3873302814941,3603.3873302814941,3603.3873302814941,3603.3873302814941,3603.3873302814941,3603.3873302814941,3603.3873302814941,3603.3873302814941]
[null,null,null,null,null,null,null,null,null,null,"CofireNew - Mid",0,0,4043.396371170224,3898.5979714408927,3873.8949170604506,3860.8497255221496,3844.2340446262929,3830.876972993507,3818.1221525776587,3803.3454887906632,3786.4824547164217,3772.4370959785647,3754.3372960123979,3743.7118638278635,3732.9036053810437,3719.5895516923247,3706.7271864163085,3694.6821620775645,3682.0994134379839,{"$f":"$S$32*(AE143+AE207)","v":3672.3773580788543},3660.1817709358761,3651.1695116538513,3639.6407026439106,3631.3059759809403,3621.9925910904467,3615.1634924698196,3603.3873302814941,3603.3873302814941,3603.3873302814941,3603.3873302814941,3603.3873302814941,3603.3873302814941,3603.3873302814941,3603.3873302814941,3603.3873302814941,3603.3873302814941,3603.3873302814941]
[null,null,null,null,null,null,null,null,null,null,"CofireNew - High",0,0,4043.396371170224,3898.5979714408927,3873.8949170604506,3860.8497255221496,3844.2340446262929,3830.876972993507,3818.1221525776587,3803.3454887906632,3786.4824547164217,3772.4370959785647,3754.3372960123979,3743.7118638278635,3732.9036053810437,3719.5895516923247,3706.7271864163085,3694.6821620775645,3682.0994134379839,3672.3773580788543,3660.1817709358761,3651.1695116538513,3639.6407026439106,3631.3059759809403,3621.9925910904467,3615.1634924698196,3603.3873302814941,3603.3873302814941,3603.3873302814941,3603.3873302814941,3603.3873302814941,3603.3873302814941,3603.3873302814941,3603.3873302814941,3603.3873302814941,3603.3873302814941,3603.3873302814941]
[]
[null,null,null,null,null,null,null,null,null,"Construction Financing Cost ($/kW)","Dedicated - Low",{"$f":"(L136+L200)*($S$32-1)","v":0},{"$f":"(M136+M200)*($S$32-1)","v":0},293.13366170822542,278.62565009241195,277.58823181940016,276.66474093491547,275.47491648652306,274.51898270331873,273.65132378407253,272.59504336064231,271.4633143355386,270.66054121373168,269.49335134584129,268.55854317110561,267.66975864339076,266.65874738096477,265.61453873380236,264.54920447817136,263.47557087635624,262.60338504100963,261.50560788665899,260.40632176027486,259.15689291656031,258.09608557702973,256.78629785197631,255.36786414051289,253.70573144564386,253.70573144564386,253.70573144564386,253.70573144564386,253.70573144564386,253.70573144564386,253.70573144564386,253.70573144564386,253.70573144564386,253.70573144564386,253.70573144564386]
[null,null,null,null,null,null,null,null,null,null,"Dedicated - Mid",{"$f":"(L137+L201)*($S$32-1)","v":0},0,293.13366170822542,278.62565009241195,277.58823181940016,276.66474093491547,275.47491648652306,274.51898270331873,273.65132378407253,272.59504336064231,271.4633143355386,270.66054121373168,269.49335134584129,268.55854317110561,267.66975864339076,266.65874738096477,265.61453873380236,264.54920447817136,263.47557087635624,262.60338504100963,261.50560788665899,260.40632176027486,259.15689291656031,258.09608557702973,256.78629785197631,255.36786414051289,253.70573144564386,253.70573144564386,253.70573144564386,253.70573144564386,253.70573144564386,253.70573144564386,253.70573144564386,253.70573144564386,253.70573144564386,253.70573144564386,253.70573144564386]
[null,null,null,null,null,null,null,null,null,null,"Dedicated - High",0,0,293.13366170822542,278.62565009241195,277.58823181940016,276.66474093491547,275.47491648652306,274.51898270331873,273.65132378407253,272.59504336064231,271.4633143355386,270.66054121373168,269.49335134584129,268.55854317110561,267.66975864339076,266.65874738096477,265.61453873380236,264.54920447817136,263.47557087635624,262.60338504100963,261.50560788665899,260.40632176027486,259.15689291656031,258.09608557702973,256.78629785197631,255.36786414051289,253.70573144564386,253.70573144564386,253.70573144564386,253.70573144564386,253.70573144564386,253.70573144564386,253.70573144564386,253.70573144564386,253.70573144564386,253.70573144564386,253.70573144564386]
[null,null,null,null,null,null,null,null,null,null,"CofireOld - Low",0,0,292.80546029094529,285.04406263678368,284.53252111743683,284.11227240611493,283.47850415205681,283.03184843014924,282.65686887983151,282.13023764014991,281.54249303311269,281.22032750396647,280.60391242829326,280.17536437078735,279.78378612810144,279.2941247032399,278.77654729575909,278.28084998276364,277.73988350876402,277.36264050039614,276.80054841792793,276.31994082526722,275.67862771104171,275.24178030735169,274.74231056427254,274.40128288470794,273.74412556413102,273.74412556413102,273.74412556413102,273.74412556413102,273.74412556413102,273.74412556413102,273.74412556413102,273.74412556413102,273.74412556413102,273.74412556413102,273.74412556413102]
[null,null,null,null,null,null,null,null,null,null,"CofireOld - Mid",0,0,292.80546029094529,285.04406263678368,284.53252111743683,284.11227240611493,283.47850415205681,283.03184843014924,282.65686887983151,282.13023764014991,281.54249303311269,281.22032750396647,280.60391242829326,280.17536437078735,279.78378612810144,279.2941247032399,278.77654729575909,278.28084998276364,277.73988350876402,277.36264050039614,276.80054841792793,276.31994082526722,275.67862771104171,275.24178030735169,274.74231056427254,274.40128288470794,273.74412556413102,273.74412556413102,273.74412556413102,273.74412556413102,273.74412556413102,273.74412556413102,273.74412556413102,273.74412556413102,273.74412556413102,273.74412556413102,273.74412556413102]
[null,null,null,null,null,null,null,null,null,null,"CofireOld - High",0,0,292.80546029094529,285.04406263678368,284.53252111743683,284.11227240611493,283.47850415205681,283.03184843014924,282.65686887983151,282.13023764014991,281.54249303311269,281.22032750396647,280.60391242829326,280.17536437078735,279.78378612810144,279.2941247032399,278.77654729575909,278.28084998276364,277.73988350876402,277.36264050039614,276.80054841792793,276.31994082526722,275.67862771104171,275.24178030735169,274.74231056427254,274.40128288470794,273.74412556413102,273.74412556413102,273.74412556413102,273.74412556413102,273.74412556413102,273.74412556413102,273.74412556413102,273.74412556413102,273.74412556413102,273.74412556413102,273.74412556413102]
[null,null,null,null,null,null,null,null,null,null,"CofireNew - Low",0,0,283.66637117022407,273.50797144089273,271.77491706045049,270.85972552214992,269.69404462629302,268.75697299350713,267.86215257765843,266.82548879066337,265.64245471642158,264.6570959785646,263.38729601239817,262.64186382786318,261.88360538104365,260.94955169232463,260.04718641630859,259.20216207756442,258.31941343798354,257.63735807885428,256.7817709358759,256.14951165385122,255.34070264391042,254.75597598094015,254.10259109044691,253.62349246981964,252.79733028149391,252.79733028149391,252.79733028149391,252.79733028149391,252.79733028149391,252.79733028149391,252.79733028149391,252.79733028149391,252.79733028149391,252.79733028149391,252.79733028149391]
[null,null,null,null,null,null,null,null,null,null,"CofireNew - Mid",0,0,283.66637117022407,273.50797144089273,271.77491706045049,270.85972552214992,269.69404462629302,268.75697299350713,267.86215257765843,266.82548879066337,265.64245471642158,264.6570959785646,263.38729601239817,262.64186382786318,261.88360538104365,260.94955169232463,260.04718641630859,259.20216207756442,258.31941343798354,{"$f":"(AE143+AE207)*($S$32-1)","v":257.63735807885428},256.7817709358759,256.14951165385122,255.34070264391042,254.75597598094015,254.10259109044691,253.62349246981964,252.79733028149391,252.79733028149391,252.79733028149391,252.79733028149391,252.79733028149391,252.79733028149391,252.79733028149391,252.79733028149391,252.79733028149391,252.79733028149391,252.79733028149391]
[null,null,null,null,null,null,null,null,null,null,"CofireNew - High",0,0,283.66637117022407,273.50797144089273,271.77491706045049,270.85972552214992,269.69404462629302,268.75697299350713,267.86215257765843,266.82548879066337,265.64245471642158,264.6570959785646,263.38729601239817,262.64186382786318,261.88360538104365,260.94955169232463,260.04718641630859,259.20216207756442,258.31941343798354,257.63735807885428,256.7817709358759,256.14951165385122,255.34070264391042,254.75597598094015,254.10259109044691,253.62349246981964,252.79733028149391,252.79733028149391,252.79733028149391,252.79733028149391,252.79733028149391,252.79733028149391,252.79733028149391,252.79733028149391,252.79733028149391,252.79733028149391,252.79733028149391]
[]
[null,null,null,null,null,null,null,null,null,"Overnight Capital Cost ($/kW) *","Dedicated - Low",null,null,3885.21,3692.92,3679.17,3666.93,3651.16,3638.49,3626.99,3612.99,3597.99,3587.35,3571.88,3559.49,3547.71,3534.31,3520.47,3506.35,3492.12,3480.56,3466.01,3451.44,3434.88,3420.82,3403.46,3384.66,3362.63,3362.63,3362.63,3362.63,3362.63,3362.63,3362.63,3362.63,3362.63,3362.63,3362.63]
[null,null,null,null,null,null,null,null,null,null,"Dedicated - Mid",null,null,3885.21,3692.92,3679.17,3666.93,3651.16,3638.49,3626.99,3612.99,3597.99,3587.35,3571.88,3559.49,3547.71,3534.31,3520.47,3506.35,3492.12,3480.56,3466.01,3451.44,3434.88,3420.82,3403.46,3384.66,3362.63,3362.63,3362.63,3362.63,3362.63,3362.63,3362.63,3362.63,3362.63,3362.63,3362.63]
[null,null,null,null,null,null,null,null,null,null,"Dedicated - High",null,null,3885.21,3692.92,3679.17,3666.93,3651.16,3638.49,3626.99,3612.99,3597.99,3587.35,3571.88,3559.49,3547.71,3534.31,3520.47,3506.35,3492.12,3480.56,3466.01,3451.44,3434.88,3420.82,3403.46,3384.66,3362.63,3362.63,3362.63,3362.63,3362.63,3362.63,3362.63,3362.63,3362.63,3362.63,3362.63]
[null,null,null,null,null,null,null,null,null,null,"CofireOld - Low",null,null,3880.86,3777.99,3771.21,3765.64,3757.24,3751.32,3746.35,3739.37,3731.58,3727.31,3719.14,3713.46,3708.27,3701.78,3694.92,3688.35,3681.18,3676.18,3668.73,3662.36,3653.86,3648.07,3641.45,3636.93,3628.22,3628.22,3628.22,3628.22,3628.22,3628.22,3628.22,3628.22,3628.22,3628.22,3628.22]
[null,null,null,null,null,null,null,null,null,null,"CofireOld - Mid",null,null,3880.86,3777.99,3771.21,3765.64,3757.24,3751.32,3746.35,3739.37,3731.58,3727.31,3719.14,3713.46,3708.27,3701.78,3694.92,3688.35,3681.18,3676.18,3668.73,3662.36,3653.86,3648.07,3641.45,3636.93,3628.22,3628.22,3628.22,3628.22,3628.22,3628.22,3628.22,3628.22,3628.22,3628.22,3628.22]
[null,null,null,null,null,null,null,null,null,null,"CofireOld - High",null,null,3880.86,3777.99,3771.21,3765.64,3757.24,3751.32,3746.35,3739.37,3731.58,3727.31,3719.14,3713.46,3708.27,3701.78,3694.92,3688.35,3681.18,3676.18,3668.73,3662.36,3653.86,3648.07,3641.45,3636.93,3628.22,3628.22,3628.22,3628.22,3628.22,3628.22,3628.22,3628.22,3628.22,3628.22,3628.22]
[null,null,null,null,null,null,null,null,null,null,"CofireNew - Low",null,null,3759.73,3625.09,3602.12,3589.99,3574.54,3562.12,3550.26,3536.52,3520.84,3507.78,3490.95,3481.07,3471.02,3458.64,3446.68,3435.48,3423.78,3414.74,3403.4,3395.02,3384.3,3376.55,3367.89,3361.54,3350.59,3350.59,3350.59,3350.59,3350.59,3350.59,3350.59,3350.59,3350.59,3350.59,3350.59]
[null,null,null,null,null,null,null,null,null,null,"CofireNew - Mid",null,null,3759.73,3625.09,3602.12,3589.99,3574.54,3562.12,3550.26,3536.52,3520.84,3507.78,3490.95,3481.07,3471.02,3458.64,3446.68,3435.48,3423.78,3414.74,3403.4,3395.02,3384.3,3376.55,3367.89,3361.54,3350.59,3350.59,3350.59,3350.59,3350.59,3350.59,3350.59,3350.59,3350.59,3350.59,3350.59]
[null,null,null,null,null,null,null,null,null,null,"CofireNew - High",null,null,3759.73,3625.09,3602.12,3589.99,3574.54,3562.12,3550.26,3536.52,3520.84,3507.78,3490.95,3481.07,3471.02,3458.64,3446.68,3435.48,3423.78,3414.74,3403.4,3395.02,3384.3,3376.55,3367.89,3361.54,3350.59,3350.59,3350.59,3350.59,3350.59,3350.59,3350.59,3350.59,3350.59,3350.59,3350.59]
[]
[null,null,null,null,null,null,null,null,null,"Fixed Operation and Maintenance Expenses ($/kW)","Dedicated - Low",107.22,107.22,107.22,107.22,107.22,107.22,107.22,107.22,107.22,107.22,107.22,107.22,107.22,107.22,107.22,107.22,107.22,107.22,107.22,107.22,107.22,107.22,107.22,107.22,107.22,107.22,107.22,107.22,107.22,107.22,107.22,107.22,107.22,107.22,107.22,107.22,107.22]
[null,null,null,null,null,null,null,null,null,null,"Dedicated - Mid",107.22,107.22,107.22,107.22,107.22,107.22,107.22,107.22,107.22,107.22,107.22,107.22,107.22,107.22,107.22,107.22,107.22,107.22,107.22,107.22,107.22,107.22,107.22,107.22,107.22,107.22,107.22,107.22,107.22,107.22,107.22,107.22,107.22,107.22,107.22,107.22,107.22]
[null,null,null,null,null,null,null,null,null,null,"Dedicated - High",107.22,107.22,107.22,107.22,107.22,107.22,107.22,107.22,107.22,107.22,107.22,107.22,107.22,107.22,107.22,107.22,107.22,107.22,107.22,107.22,107.22,107.22,107.22,107.22,107.22,107.22,107.22,107.22,107.22,107.22,107.22,107.22,107.22,107.22,107.22,107.22,107.22]
[null,null,null,null,null,null,null,null,null,null,"CofireOld - Low",33.520000000000003,33.520000000000003,33.520000000000003,33.520000000000003,33.520000000000003,33.520000000000003,33.520000000000003,33.520000000000003,33.520000000000003,33.520000000000003,33.520000000000003,33.520000000000003,33.520000000000003,33.520000000000003,33.520000000000003,33.520000000000003,33.520000000000003,33.520000000000003,33.520000000000003,33.520000000000003,33.520000000000003,33.520000000000003,33.520000000000003,33.520000000000003,33.520000000000003,33.520000000000003,33.520000000000003,33.520000000000003,33.520000000000003,33.520000000000003,33.520000000000003,33.520000000000003,33.520000000000003,33.520000000000003,33.520000000000003,33.520000000000003,33.520000000000003]
[null,null,null,null,null,null,null,null,null,null,"CofireOld - Mid",33.520000000000003,33.520000000000003,33.520000000000003,33.520000000000003,33.520000000000003,33.520000000000003,33.520000000000003,33.520000000000003,33.520000000000003,33.520000000000003,33.520000000000003,33.520000000000003,33.520000000000003,33.520000000000003,33.520000000000003,33.520000000000003,33.520000000000003,33.520000000000003,33.520000000000003,33.520000000000003,33.520000000000003,33.520000000000003,33.520000000000003,33.520000000000003,33.520000000000003,33.520000000000003,33.520000000000003,33.520000000000003,33.520000000000003,33.520000000000003,33.520000000000003,33.520000000000003,33.520000000000003,33.520000000000003,33.520000000000003,33.520000000000003,33.520000000000003]
[null,null,null,null,null,null,null,null,null,null,"CofireOld - High",33.520000000000003,33.520000000000003,33.520000000000003,33.520000000000003,33.520000000000003,33.520000000000003,33.520000000000003,33.520000000000003,33.520000000000003,33.520000000000003,33.520000000000003,33.520000000000003,33.520000000000003,33.520000000000003,33.520000000000003,33.520000000000003,33.520000000000003,33.520000000000003,33.520000000000003,33.520000000000003,33.520000000000003,33.520000000000003,33.520000000000003,33.520000000000003,33.520000000000003,33.520000000000003,33.520000000000003,33.520000000000003,33.520000000000003,33.520000000000003,33.520000000000003,33.520000000000003,33.520000000000003,33.520000000000003,33.520000000000003,33.520000000000003,33.520000000000003]
[null,null,null,null,null,null,null,null,null,null,"CofireNew - Low",31.65,31.65,31.65,31.65,31.65,31.65,31.65,31.65,31.65,31.65,31.65,31.65,31.65,31.65,31.65,31.65,31.65,31.65,31.65,31.65,31.65,31.65,31.65,31.65,31.65,31.65,31.65,31.65,31.65,31.65,31.65,31.65,31.65,31.65,31.65,31.65,31.65]
[null,null,null,null,null,null,null,null,null,null,"CofireNew - Mid",31.65,31.65,31.65,31.65,31.65,31.65,31.65,31.65,31.65,31.65,31.65,31.65,31.65,31.65,31.65,31.65,31.65,31.65,31.65,31.65,31.65,31.65,31.65,31.65,31.65,31.65,31.65,31.65,31.65,31.65,31.65,31.65,31.65,31.65,31.65,31.65,31.65]
[null,null,null,null,null,null,null,null,null,null,"CofireNew - High",31.65,31.65,31.65,31.65,31.65,31.65,31.65,31.65,31.65,31.65,31.65,31.65,31.65,31.65,31.65,31.65,31.65,31.65,31.65,31.65,31.65,31.65,31.65,31.65,31.65,31.65,31.65,31.65,31.65,31.65,31.65,31.65,31.65,31.65,31.65,31.65,31.65]
[]
[null,null,null,null,null,null,null,null,null,"Variable Operation and Maintenance Expenses ($/MWh)","Dedicated - Low",5.34,5.34,5.34,5.34,5.34,5.34,5.34,5.34,5.34,5.34,5.34,5.34,5.34,5.34,5.34,5.34,5.34,5.34,5.34,5.34,5.34,5.34,5.34,5.34,5.34,5.34,5.34,5.34,5.34,5.34,5.34,5.34,5.34,5.34,5.34,5.34,5.34]
[null,null,null,null,null,null,null,null,null,null,"Dedicated - Mid",5.34,5.34,5.34,5.34,5.34,5.34,5.34,5.34,5.34,5.34,5.34,5.34,5.34,5.34,5.34,5.34,5.34,5.34,5.34,5.34,5.34,5.34,5.34,5.34,5.34,5.34,5.34,5.34,5.34,5.34,5.34,5.34,5.34,5.34,5.34,5.34,5.34]
[null,null,null,null,null,null,null,null,null,null,"Dedicated - High",5.34,5.34,5.34,5.34,5.34,5.34,5.34,5.34,5.34,5.34,5.34,5.34,5.34,5.34,5.34,5.34,5.34,5.34,5.34,5.34,5.34,5.34,5.34,5.34,5.34,5.34,5.34,5.34,5.34,5.34,5.34,5.34,5.34,5.34,5.34,5.34,5.34]
[null,null,null,null,null,null,null,null,null,null,"CofireOld - Low",6.43,6.55,6.69,6.82,6.96,7.1,7.23,7.38,7.53,7.69,7.84,7.99,8.15,8.32,8.49,8.65,8.82,9,9.18,9.3699999999999992,9.5500000000000007,9.74,9.94,10.14,10.34,10.55,10.75,10.97,11.2,11.42,11.64,11.87,12.11,12.36,12.61,12.86,13.1]
[null,null,null,null,null,null,null,null,null,null,"CofireOld - Mid",6.43,6.55,6.69,6.82,6.96,7.1,7.23,7.38,7.53,7.69,7.84,7.99,8.15,8.32,8.49,8.65,8.82,9,9.18,9.3699999999999992,9.5500000000000007,9.74,9.94,10.14,10.34,10.55,10.75,10.97,11.2,11.42,11.64,11.87,12.11,12.36,12.61,12.86,13.1]
[null,null,null,null,null,null,null,null,null,null,"CofireOld - High",6.43,6.55,6.69,6.82,6.96,7.1,7.23,7.38,7.53,7.69,7.84,7.99,8.15,8.32,8.49,8.65,8.82,9,9.18,9.3699999999999992,9.5500000000000007,9.74,9.94,10.14,10.34,10.55,10.75,10.97,11.2,11.42,11.64,11.87,12.11,12.36,12.61,12.86,13.1]
[null,null,null,null,null,null,null,null,null,null,"CofireNew - Low",4.54,4.54,4.54,4.54,4.54,4.54,4.54,4.54,4.54,4.54,4.54,4.54,4.54,4.54,4.54,4.54,4.54,4.54,4.54,4.54,4.54,4.54,4.54,4.54,4.54,4.54,4.54,4.54,4.54,4.54,4.54,4.54,4.54,4.54,4.54,4.54,4.54]
[null,null,null,null,null,null,null,null,null,null,"CofireNew - Mid",4.54,4.54,4.54,4.54,4.54,4.54,4.54,4.54,4.54,4.54,4.54,4.54,4.54,4.54,4.54,4.54,4.54,4.54,4.54,4.54,4.54,4.54,4.54,4.54,4.54,4.54,4.54,4.54,4.54,4.54,4.54,4.54,4.54,4.54,4.54,4.54,4.54]
[null,null,null,null,null,null,null,null,null,null,"CofireNew - High",4.54,4.54,4.54,4.54,4.54,4.54,4.54,4.54,4.54,4.54,4.54,4.54,4.54,4.54,4.54,4.54,4.54,4.54,4.54,4.54,4.54,4.54,4.54,4.54,4.54,4.54,4.54,4.54,4.54,4.54,4.54,4.54,4.54,4.54,4.54,4.54,4.54]
[]
[null,null,null,null,null,null,null,null,null,"Fuel Costs ($/MMBtu)","Dedicated - Low",2.9,2.9,2.9,2.9,2.9,2.9,2.9,2.9,2.9,2.9,2.9,2.9,2.9,2.9,2.9,2.9,2.9,2.9,2.9,2.9,2.9,2.9,2.9,2.9,2.9,2.9,2.9,2.9,2.9,2.9,2.9,2.9,2.9,2.9,2.9,2.9,2.9]
[null,null,null,null,null,null,null,null,null,null,"Dedicated - Mid",2.9,2.9,2.9,2.9,2.9,2.9,2.9,2.9,2.9,2.9,2.9,2.9,2.9,2.9,2.9,2.9,2.9,2.9,2.9,2.9,2.9,2.9,2.9,2.9,2.9,2.9,2.9,2.9,2.9,2.9,2.9,2.9,2.9,2.9,2.9,2.9,2.9]
[null,null,null,null,null,null,null,null,null,null,"Dedicated - High",2.9,2.9,2.9,2.9,2.9,2.9,2.9,2.9,2.9,2.9,2.9,2.9,2.9,2.9,2.9,2.9,2.9,2.9,2.9,2.9,2.9,2.9,2.9,2.9,2.9,2.9,2.9,2.9,2.9,2.9,2.9,2.9,2.9,2.9,2.9,2.9,2.9]
[null,null,null,null,null,null,null,null,null,null,"CofireOld - Low",2.9,2.9,2.9,2.9,2.9,2.9,2.9,2.9,2.9,2.9,2.9,2.9,2.9,2.9,2.9,2.9,2.9,2.9,2.9,2.9,2.9,2.9,2.9,2.9,2.9,2.9,2.9,2.9,2.9,2.9,2.9,2.9,2.9,2.9,2.9,2.9,2.9]
[null,null,null,null,null,null,null,null,null,null,"CofireOld - Mid",2.9,2.9,2.9,2.9,2.9,2.9,2.9,2.9,2.9,2.9,2.9,2.9,2.9,2.9,2.9,2.9,2.9,2.9,2.9,2.9,2.9,2.9,2.9,2.9,2.9,2.9,2.9,2.9,2.9,2.9,2.9,2.9,2.9,2.9,2.9,2.9,2.9]
[null,null,null,null,null,null,null,null,null,null,"CofireOld - High",2.9,2.9,2.9,2.9,2.9,2.9,2.9,2.9,2.9,2.9,2.9,2.9,2.9,2.9,2.9,2.9,2.9,2.9,2.9,2.9,2.9,2.9,2.9,2.9,2.9,2.9,2.9,2.9,2.9,2.9,2.9,2.9,2.9,2.9,2.9,2.9,2.9]
[null,null,null,null,null,null,null,null,null,null,"CofireNew - Low",2.9,2.9,2.9,2.9,2.9,2.9,2.9,2.9,2.9,2.9,2.9,2.9,2.9,2.9,2.9,2.9,2.9,2.9,2.9,2.9,2.9,2.9,2.9,2.9,2.9,2.9,2.9,2.9,2.9,2.9,2.9,2.9,2.9,2.9,2.9,2.9,2.9]
[null,null,null,null,null,null,null,null,null,null,"CofireNew - Mid",2.9,2.9,2.9,2.9,2.9,2.9,2.9,2.9,2.9,2.9,2.9,2.9,2.9,2.9,2.9,2.9,2.9,2.9,2.9,2.9,2.9,2.9,2.9,2.9,2.9,2.9,2.9,2.9,2.9,2.9,2.9,2.9,2.9,2.9,2.9,2.9,2.9]
[null,null,null,null,null,null,null,null,null,null,"CofireNew - High",2.9,2.9,2.9,2.9,2.9,2.9,2.9,2.9,2.9,2.9,2.9,2.9,2.9,2.9,2.9,2.9,2.9,2.9,2.9,2.9,2.9,2.9,2.9,2.9,2.9,2.9,2.9,2.9,2.9,2.9,2.9,2.9,2.9,2.9,2.9,2.9,2.9]
[]
[null,null,null,null,null,null,null,null,null,"Fuel Costs ($/MWh)","Dedicated - Low",{"$f":"L166*L106","v":39.15},{"$f":"M166*M106","v":39.15},39.15,39.15,39.15,39.15,39.15,39.15,39.15,39.15,39.15,39.15,39.15,39.15,39.15,39.15,39.15,39.15,39.15,39.15,39.15,39.15,39.15,39.15,39.15,39.15,39.15,39.15,39.15,39.15,39.15,39.15,39.15,39.15,39.15,39.15,39.15]
[null,null,null,null,null,null,null,null,null,null,"Dedicated - Mid",{"$f":"L167*L107","v":39.15},{"$f":"M167*M107","v":39.15},39.15,39.15,39.15,39.15,39.15,39.15,39.15,39.15,39.15,39.15,39.15,39.15,39.15,39.15,39.15,39.15,39.15,39.15,39.15,39.15,39.15,39.15,39.15,39.15,39.15,39.15,39.15,39.15,39.15,39.15,39.15,39.15,39.15,39.15,39.15]
[null,null,null,null,null,null,null,null,null,null,"Dedicated - High",{"$f":"L168*L108","v":39.15},39.15,39.15,39.15,39.15,39.15,39.15,39.15,39.15,39.15,39.15,39.15,39.15,39.15,39.15,39.15,39.15,39.15,39.15,39.15,39.15,39.15,39.15,39.15,39.15,39.15,39.15,39.15,39.15,39.15,39.15,39.15,39.15,39.15,39.15,39.15,39.15]
[null,null,null,null,null,null,null,null,null,null,"CofireOld - Low",31.146000000000001,31.146000000000001,31.146000000000001,31.146000000000001,31.146000000000001,31.146000000000001,31.146000000000001,31.146000000000001,31.146000000000001,31.146000000000001,31.146000000000001,31.146000000000001,31.146000000000001,31.146000000000001,31.146000000000001,31.146000000000001,31.146000000000001,31.146000000000001,31.146000000000001,31.146000000000001,31.146000000000001,31.146000000000001,31.146000000000001,31.146000000000001,31.146000000000001,31.146000000000001,31.146000000000001,31.146000000000001,31.146000000000001,31.146000000000001,31.146000000000001,31.146000000000001,31.146000000000001,31.146000000000001,31.146000000000001,31.146000000000001,31.146000000000001]
[null,null,null,null,null,null,null,null,null,null,"CofireOld - Mid",31.146000000000001,31.146000000000001,31.146000000000001,31.146000000000001,31.146000000000001,31.146000000000001,31.146000000000001,31.146000000000001,31.146000000000001,31.146000000000001,31.146000000000001,31.146000000000001,31.146000000000001,31.146000000000001,31.146000000000001,31.146000000000001,31.146000000000001,31.146000000000001,31.146000000000001,31.146000000000001,31.146000000000001,31.146000000000001,31.146000000000001,31.146000000000001,31.146000000000001,31.146000000000001,31.146000000000001,31.146000000000001,31.146000000000001,31.146000000000001,31.146000000000001,31.146000000000001,31.146000000000001,31.146000000000001,31.146000000000001,31.146000000000001,31.146000000000001]
[null,null,null,null,null,null,null,null,null,null,"CofireOld - High",31.146000000000001,31.146000000000001,31.146000000000001,31.146000000000001,31.146000000000001,31.146000000000001,31.146000000000001,31.146000000000001,31.146000000000001,31.146000000000001,31.146000000000001,31.146000000000001,31.146000000000001,31.146000000000001,31.146000000000001,31.146000000000001,31.146000000000001,31.146000000000001,31.146000000000001,31.146000000000001,31.146000000000001,31.146000000000001,31.146000000000001,31.146000000000001,31.146000000000001,31.146000000000001,31.146000000000001,31.146000000000001,31.146000000000001,31.146000000000001,31.146000000000001,31.146000000000001,31.146000000000001,31.146000000000001,31.146000000000001,31.146000000000001,31.146000000000001]
[null,null,null,null,null,null,null,null,null,null,"CofireNew - Low",{"$f":"L172*L112","v":28.652000000000001},28.042999999999999,28.042999999999999,28.042999999999999,28.042999999999999,28.042999999999999,28.042999999999999,27.811,27.607999999999997,27.375999999999998,27.143999999999998,26.940999999999995,26.940999999999995,26.940999999999995,26.940999999999995,26.940999999999995,26.940999999999995,26.940999999999995,26.940999999999995,26.940999999999995,26.940999999999995,26.940999999999995,26.940999999999995,26.940999999999995,26.940999999999995,26.940999999999995,26.940999999999995,26.940999999999995,26.940999999999995,26.940999999999995,26.940999999999995,26.940999999999995,26.940999999999995,26.940999999999995,26.940999999999995,26.940999999999995,26.940999999999995]
[null,null,null,null,null,null,null,null,null,null,"CofireNew - Mid",28.652000000000001,28.042999999999999,28.042999999999999,28.042999999999999,28.042999999999999,28.042999999999999,28.042999999999999,27.811,27.607999999999997,27.375999999999998,27.143999999999998,26.940999999999995,26.940999999999995,26.940999999999995,26.940999999999995,26.940999999999995,26.940999999999995,26.940999999999995,26.940999999999995,{"$f":"AE173*AE113","v":26.940999999999995},26.940999999999995,26.940999999999995,26.940999999999995,26.940999999999995,26.940999999999995,26.940999999999995,26.940999999999995,26.940999999999995,26.940999999999995,26.940999999999995,26.940999999999995,26.940999999999995,26.940999999999995,26.940999999999995,26.940999999999995,26.940999999999995,26.940999999999995]
[null,null,null,null,null,null,null,null,null,null,"CofireNew - High",28.652000000000001,28.042999999999999,28.042999999999999,28.042999999999999,28.042999999999999,28.042999999999999,28.042999999999999,27.811,27.607999999999997,27.375999999999998,27.143999999999998,26.940999999999995,26.940999999999995,26.940999999999995,26.940999999999995,26.940999999999995,26.940999999999995,26.940999999999995,26.940999999999995,26.940999999999995,26.940999999999995,26.940999999999995,26.940999999999995,26.940999999999995,26.940999999999995,26.940999999999995,26.940999999999995,26.940999999999995,26.940999999999995,26.940999999999995,26.940999999999995,26.940999999999995,26.940999999999995,26.940999999999995,26.940999999999995,26.940999999999995,26.940999999999995]
[]
[]
[null,null,null,null,null,null,null,null,null,null,null,{"$f":"L85","v":2014},2015,2016,2017,2018,2019,2020,2021,2022,2023,2024,2025,2026,2027,2028,2029,2030,2031,2032,2033,2034,2035,2036,2037,2038,2039,2040,2041,2042,2043,2044,2045,2046,2047,2048,2049,2050]
[null,null,null,null,null,null,null,"Finance",null,"Weighted Average Cost of Capital (WACC) (Nominal) (%)","Dedicated - Low",{"$f":"$S$29","v":8.8999999999999996E-2},8.8999999999999996E-2,8.8999999999999996E-2,8.8999999999999996E-2,8.8999999999999996E-2,8.8999999999999996E-2,8.8999999999999996E-2,8.8999999999999996E-2,8.8999999999999996E-2,8.8999999999999996E-2,8.8999999999999996E-2,8.8999999999999996E-2,8.8999999999999996E-2,8.8999999999999996E-2,8.8999999999999996E-2,8.8999999999999996E-2,{"$f":"$S$29","v":8.8999999999999996E-2},8.8999999999999996E-2,8.8999999999999996E-2,8.8999999999999996E-2,8.8999999999999996E-2,8.8999999999999996E-2,8.8999999999999996E-2,8.8999999999999996E-2,8.8999999999999996E-2,8.8999999999999996E-2,8.8999999999999996E-2,8.8999999999999996E-2,8.8999999999999996E-2,8.8999999999999996E-2,8.8999999999999996E-2,8.8999999999999996E-2,8.8999999999999996E-2,8.8999999999999996E-2,8.8999999999999996E-2,8.8999999999999996E-2,8.8999999999999996E-2]
[null,null,null,null,null,null,null,null,null,null,"Dedicated - Mid",{"$f":"$S$29","v":8.8999999999999996E-2},8.8999999999999996E-2,8.8999999999999996E-2,8.8999999999999996E-2,8.8999999999999996E-2,8.8999999999999996E-2,8.8999999999999996E-2,8.8999999999999996E-2,8.8999999999999996E-2,8.8999999999999996E-2,8.8999999999999996E-2,8.8999999999999996E-2,8.8999999999999996E-2,8.8999999999999996E-2,8.8999999999999996E-2,8.8999999999999996E-2,8.8999999999999996E-2,8.8999999999999996E-2,8.8999999999999996E-2,8.8999999999999996E-2,8.8999999999999996E-2,8.8999999999999996E-2,8.8999999999999996E-2,8.8999999999999996E-2,8.8999999999999996E-2,8.8999999999999996E-2,8.8999999999999996E-2,8.8999999999999996E-2,8.8999999999999996E-2,8.8999999999999996E-2,8.8999999999999996E-2,8.8999999999999996E-2,8.8999999999999996E-2,8.8999999999999996E-2,8.8999999999999996E-2,8.8999999999999996E-2,8.8999999999999996E-2]
[null,null,null,null,null,null,null,null,null,null,"Dedicated - High",{"$f":"$S$29","v":8.8999999999999996E-2},8.8999999999999996E-2,8.8999999999999996E-2,8.8999999999999996E-2,8.8999999999999996E-2,8.8999999999999996E-2,8.8999999999999996E-2,8.8999999999999996E-2,8.8999999999999996E-2,8.8999999999999996E-2,8.8999999999999996E-2,8.8999999999999996E-2,8.8999999999999996E-2,8.8999999999999996E-2,8.8999999999999996E-2,8.8999999999999996E-2,8.8999999999999996E-2,8.8999999999999996E-2,8.8999999999999996E-2,8.8999999999999996E-2,8.8999999999999996E-2,8.8999999999999996E-2,8.8999999999999996E-2,8.8999999999999996E-2,8.8999999999999996E-2,8.8999999999999996E-2,8.8999999999999996E-2,8.8999999999999996E-2,8.8999999999999996E-2,8.8999999999999996E-2,8.8999999999999996E-2,8.8999999999999996E-2,8.8999999999999996E-2,8.8999999999999996E-2,8.8999999999999996E-2,8.8999999999999996E-2,8.8999999999999996E-2]
[null,null,null,null,null,null,null,null,null,null,"CofireOld - Low",8.8999999999999996E-2,8.8999999999999996E-2,8.8999999999999996E-2,8.8999999999999996E-2,8.8999999999999996E-2,8.8999999999999996E-2,8.8999999999999996E-2,8.8999999999999996E-2,8.8999999999999996E-2,8.8999999999999996E-2,8.8999999999999996E-2,8.8999999999999996E-2,8.8999999999999996E-2,8.8999999999999996E-2,8.8999999999999996E-2,8.8999999999999996E-2,8.8999999999999996E-2,8.8999999999999996E-2,8.8999999999999996E-2,8.8999999999999996E-2,8.8999999999999996E-2,8.8999999999999996E-2,8.8999999999999996E-2,8.8999999999999996E-2,8.8999999999999996E-2,8.8999999999999996E-2,8.8999999999999996E-2,8.8999999999999996E-2,8.8999999999999996E-2,8.8999999999999996E-2,8.8999999999999996E-2,8.8999999999999996E-2,8.8999999999999996E-2,8.8999999999999996E-2,8.8999999999999996E-2,8.8999999999999996E-2,8.8999999999999996E-2]
[null,null,null,null,null,null,null,null,null,null,"CofireOld - Mid",8.8999999999999996E-2,8.8999999999999996E-2,8.8999999999999996E-2,8.8999999999999996E-2,8.8999999999999996E-2,8.8999999999999996E-2,8.8999999999999996E-2,8.8999999999999996E-2,8.8999999999999996E-2,8.8999999999999996E-2,8.8999999999999996E-2,8.8999999999999996E-2,8.8999999999999996E-2,8.8999999999999996E-2,8.8999999999999996E-2,8.8999999999999996E-2,8.8999999999999996E-2,8.8999999999999996E-2,8.8999999999999996E-2,8.8999999999999996E-2,8.8999999999999996E-2,8.8999999999999996E-2,8.8999999999999996E-2,8.8999999999999996E-2,8.8999999999999996E-2,8.8999999999999996E-2,8.8999999999999996E-2,8.8999999999999996E-2,8.8999999999999996E-2,8.8999999999999996E-2,8.8999999999999996E-2,8.8999999999999996E-2,8.8999999999999996E-2,8.8999999999999996E-2,8.8999999999999996E-2,8.8999999999999996E-2,8.8999999999999996E-2]
[null,null,null,null,null,null,null,null,null,null,"CofireOld - High",8.8999999999999996E-2,8.8999999999999996E-2,8.8999999999999996E-2,8.8999999999999996E-2,8.8999999999999996E-2,8.8999999999999996E-2,8.8999999999999996E-2,8.8999999999999996E-2,8.8999999999999996E-2,8.8999999999999996E-2,8.8999999999999996E-2,8.8999999999999996E-2,8.8999999999999996E-2,8.8999999999999996E-2,8.8999999999999996E-2,8.8999999999999996E-2,8.8999999999999996E-2,8.8999999999999996E-2,8.8999999999999996E-2,8.8999999999999996E-2,8.8999999999999996E-2,8.8999999999999996E-2,8.8999999999999996E-2,8.8999999999999996E-2,8.8999999999999996E-2,8.8999999999999996E-2,8.8999999999999996E-2,8.8999999999999996E-2,8.8999999999999996E-2,8.8999999999999996E-2,8.8999999999999996E-2,8.8999999999999996E-2,8.8999999999999996E-2,8.8999999999999996E-2,8.8999999999999996E-2,8.8999999999999996E-2,8.8999999999999996E-2]
[null,null,null,null,null,null,null,null,null,null,"CofireNew - Low",8.8999999999999996E-2,8.8999999999999996E-2,8.8999999999999996E-2,8.8999999999999996E-2,8.8999999999999996E-2,8.8999999999999996E-2,8.8999999999999996E-2,8.8999999999999996E-2,8.8999999999999996E-2,8.8999999999999996E-2,8.8999999999999996E-2,8.8999999999999996E-2,8.8999999999999996E-2,8.8999999999999996E-2,8.8999999999999996E-2,8.8999999999999996E-2,8.8999999999999996E-2,8.8999999999999996E-2,8.8999999999999996E-2,8.8999999999999996E-2,8.8999999999999996E-2,8.8999999999999996E-2,8.8999999999999996E-2,8.8999999999999996E-2,8.8999999999999996E-2,8.8999999999999996E-2,8.8999999999999996E-2,8.8999999999999996E-2,8.8999999999999996E-2,8.8999999999999996E-2,8.8999999999999996E-2,8.8999999999999996E-2,8.8999999999999996E-2,8.8999999999999996E-2,8.8999999999999996E-2,8.8999999999999996E-2,8.8999999999999996E-2]
[null,null,null,null,null,null,null,null,null,null,"CofireNew - Mid",8.8999999999999996E-2,8.8999999999999996E-2,8.8999999999999996E-2,8.8999999999999996E-2,8.8999999999999996E-2,8.8999999999999996E-2,8.8999999999999996E-2,8.8999999999999996E-2,8.8999999999999996E-2,8.8999999999999996E-2,8.8999999999999996E-2,8.8999999999999996E-2,8.8999999999999996E-2,8.8999999999999996E-2,8.8999999999999996E-2,8.8999999999999996E-2,8.8999999999999996E-2,8.8999999999999996E-2,8.8999999999999996E-2,8.8999999999999996E-2,8.8999999999999996E-2,8.8999999999999996E-2,8.8999999999999996E-2,8.8999999999999996E-2,8.8999999999999996E-2,8.8999999999999996E-2,8.8999999999999996E-2,8.8999999999999996E-2,8.8999999999999996E-2,8.8999999999999996E-2,8.8999999999999996E-2,8.8999999999999996E-2,8.8999999999999996E-2,8.8999999999999996E-2,8.8999999999999996E-2,8.8999999999999996E-2,8.8999999999999996E-2]
[null,null,null,null,null,null,null,null,null,null,"CofireNew - High",8.8999999999999996E-2,8.8999999999999996E-2,8.8999999999999996E-2,8.8999999999999996E-2,8.8999999999999996E-2,8.8999999999999996E-2,8.8999999999999996E-2,8.8999999999999996E-2,8.8999999999999996E-2,8.8999999999999996E-2,8.8999999999999996E-2,8.8999999999999996E-2,8.8999999999999996E-2,8.8999999999999996E-2,8.8999999999999996E-2,8.8999999999999996E-2,8.8999999999999996E-2,8.8999999999999996E-2,8.8999999999999996E-2,8.8999999999999996E-2,8.8999999999999996E-2,8.8999999999999996E-2,8.8999999999999996E-2,8.8999999999999996E-2,8.8999999999999996E-2,8.8999999999999996E-2,8.8999999999999996E-2,8.8999999999999996E-2,8.8999999999999996E-2,8.8999999999999996E-2,8.8999999999999996E-2,8.8999999999999996E-2,8.8999999999999996E-2,8.8999999999999996E-2,8.8999999999999996E-2,8.8999999999999996E-2,8.8999999999999996E-2]
[]
[]
[null,null,null,null,null,null,null,null,null,null,null,{"$f":"L187","v":2014},2015,2016,2017,2018,2019,2020,2021,2022,2023,2024,2025,2026,2027,2028,2029,2030,2031,2032,2033,2034,2035,2036,2037,2038,2039,2040,2041,2042,2043,2044,2045,2046,2047,2048,2049,2050]
[null,null,null,null,null,null,null,"Grid Connection Costs",null,"Grid Connection Costs (GCC) ($/kW)","Dedicated - Low",0,0,0,0,0,0,0,0,0,0,0,0,0,0,0,0,0,0,0,0,0,0,0,0,0,0,0,0,0,0,0,0,0,0,0,0,0]
[null,null,null,null,null,null,null,null,null,null,"Dedicated - Mid",0,0,0,0,0,0,0,0,0,0,0,0,0,0,0,0,0,0,0,0,0,0,0,0,0,0,0,0,0,0,0,0,0,0,0,0,0]
[null,null,null,null,null,null,null,null,null,null,"Dedicated - High",0,0,0,0,0,0,0,0,0,0,0,0,0,0,0,0,0,0,0,0,0,0,0,0,0,0,0,0,0,0,0,0,0,0,0,0,0]
[null,null,null,null,null,null,null,null,null,null,"CofireOld - Low",0,0,0,0,0,0,0,0,0,0,0,0,0,0,0,0,0,0,0,0,0,0,0,0,0,0,0,0,0,0,0,0,0,0,0,0,0]
[null,null,null,null,null,null,null,null,null,null,"CofireOld - Mid",0,0,0,0,0,0,0,0,0,0,0,0,0,0,0,0,0,0,0,0,0,0,0,0,0,0,0,0,0,0,0,0,0,0,0,0,0]
[null,null,null,null,null,null,null,null,null,null,"CofireOld - High",0,0,0,0,0,0,0,0,0,0,0,0,0,0,0,0,0,0,0,0,0,0,0,0,0,0,0,0,0,0,0,0,0,0,0,0,0]
[null,null,null,null,null,null,null,null,null,null,"CofireNew - Low",0,0,0,0,0,0,0,0,0,0,0,0,0,0,0,0,0,0,0,0,0,0,0,0,0,0,0,0,0,0,0,0,0,0,0,0,0]
[null,null,null,null,null,null,null,null,null,null,"CofireNew - Mid",0,0,0,0,0,0,0,0,0,0,0,0,0,0,0,0,0,0,0,0,0,0,0,0,0,0,0,0,0,0,0,0,0,0,0,0,0]
[null,null,null,null,null,null,null,null,null,null,"CofireNew - High",0,0,0,0,0,0,0,0,0,0,0,0,0,0,0,0,0,0,0,0,0,0,0,0,0,0,0,0,0,0,0,0,0,0,0,0,0]
[]
[]
[null,null,null,null,null,null,null,null,null,null,null,{"$f":"L199","v":2014},{"$f":"M199","v":2015},2016,2017,2018,2019,{"$f":"R199","v":2020},2021,2022,2023,2024,{"$f":"W199","v":2025},2026,2027,2028,2029,{"$f":"AB199","v":2030},2031,2032,2033,2034,{"$f":"AG199","v":2035},2036,2037,2038,2039,{"$f":"AL199","v":2040},2041,2042,2043,2044,{"$f":"AQ199","v":2045},2046,2047,2048,2049,2050]
[null,null,null,null,null,null,null,"LCOE",null,"Levelized Cost of Energy ($/MWh)","Dedicated - Low",null,null,{"$f":" (($S$36 * $S$34 * $S$32 * (N136 * 1 + N200) +N146) * 1000 / (N86 * 8760)) + N156 + N176","v":163.54900354373154},158.84891516686957,158.51282792789797,158.21364917844249,157.82818766872742,157.51849855470778,157.23740740938607,156.89520949334221,156.52856886900955,156.26849845281626,155.89036975558781,155.58752459988904,155.29958949624645,154.97205720517593,154.63377012245832,154.28863908141983,153.94081934246955,153.65826163465053,153.30262022904782,152.94648996927938,152.54171872001612,152.19805424147492,151.7737288255806,151.31420590975031,150.77573304614708,150.77573304614708,150.77573304614708,150.77573304614708,150.77573304614708,150.77573304614708,150.77573304614708,150.77573304614708,150.77573304614708,150.77573304614708,150.77573304614708]
[null,null,null,null,null,null,null,null,null,null,"Dedicated - Mid",null,null,163.54900354373154,158.84891516686957,158.51282792789797,158.21364917844249,157.82818766872742,157.51849855470778,157.23740740938607,156.89520949334221,156.52856886900955,156.26849845281626,155.89036975558781,155.58752459988904,155.29958949624645,154.97205720517593,154.63377012245832,154.28863908141983,153.94081934246955,153.65826163465053,153.30262022904782,152.94648996927938,152.54171872001612,152.19805424147492,151.7737288255806,151.31420590975031,150.77573304614708,150.77573304614708,150.77573304614708,150.77573304614708,150.77573304614708,150.77573304614708,150.77573304614708,150.77573304614708,150.77573304614708,150.77573304614708,150.77573304614708]
[null,null,null,null,null,null,null,null,null,null,"Dedicated - High",null,null,{"$f":" (($S$36 * $S$34 * $S$32 * (N138 * 1 + N202) +N148) * 1000 / (N88 * 8760)) + N158 + N178","v":163.54900354373154},158.84891516686957,158.51282792789797,158.21364917844249,157.82818766872742,157.51849855470778,157.23740740938607,156.89520949334221,156.52856886900955,156.26849845281626,155.89036975558781,155.58752459988904,155.29958949624645,154.97205720517593,154.63377012245832,154.28863908141983,153.94081934246955,153.65826163465053,153.30262022904782,152.94648996927938,152.54171872001612,152.19805424147492,151.7737288255806,151.31420590975031,150.77573304614708,150.77573304614708,150.77573304614708,150.77573304614708,150.77573304614708,150.77573304614708,150.77573304614708,150.77573304614708,150.77573304614708,150.77573304614708,150.77573304614708]
[null,null,null,null,null,null,null,null,null,null,"CofireOld - Low",null,null,140.22717774469783,137.8427563430244,137.81703478082602,137.82088889565716,137.74557014603084,137.7508693129609,137.77938905276534,137.76877894890919,137.7283702513391,137.77399988694572,137.73430296022588,137.76546837714523,137.80861072112612,137.80997754433153,137.81230056547008,137.83171197201236,137.83645775358133,137.90424421213709,137.90214603538521,137.93644598358526,137.92868296313009,137.9871596821377,138.02534895326551,138.12486791179995,138.11197192260408,138.33197192260411,138.5619719226041,138.7819719226041,139.0019719226041,139.23197192260409,139.4719719226041,139.7219719226041,139.9719719226041,140.2219719226041,140.46197192260411]
[null,null,null,null,null,null,null,null,null,null,"CofireOld - Mid",null,null,140.22717774469783,137.8427563430244,137.81703478082602,137.82088889565716,137.74557014603084,137.7508693129609,137.77938905276534,137.76877894890919,137.7283702513391,137.77399988694572,137.73430296022588,137.76546837714523,137.80861072112612,137.80997754433153,137.81230056547008,137.83171197201236,137.83645775358133,137.90424421213709,137.90214603538521,137.93644598358526,137.92868296313009,137.9871596821377,138.02534895326551,138.12486791179995,138.11197192260408,138.33197192260411,138.5619719226041,138.7819719226041,139.0019719226041,139.23197192260409,139.4719719226041,139.7219719226041,139.9719719226041,140.2219719226041,140.46197192260411]
[null,null,null,null,null,null,null,null,null,null,"CofireOld - High",null,null,140.22717774469783,137.8427563430244,137.81703478082602,137.82088889565716,137.74557014603084,137.7508693129609,137.77938905276534,137.76877894890919,137.7283702513391,137.77399988694572,137.73430296022588,137.76546837714523,137.80861072112612,137.80997754433153,137.81230056547008,137.83171197201236,137.83645775358133,137.90424421213709,137.90214603538521,137.93644598358526,137.92868296313009,137.9871596821377,138.02534895326551,138.12486791179995,138.11197192260408,138.33197192260411,138.5619719226041,138.7819719226041,139.0019719226041,139.23197192260409,139.4719719226041,139.7219719226041,139.9719719226041,140.2219719226041,140.46197192260411]
[null,null,null,null,null,null,null,null,null,null,"CofireNew - Low",null,null,131.59321532503483,128.3022490810248,127.74080007163002,127.44431002008633,127.0666701770237,126.53109174007625,126.03820121977054,125.47035840788183,124.85509674191275,124.33287497166043,123.92150419115916,123.68001023326539,123.43436101496249,123.13176028634658,122.839425495212,122.56566716237694,122.27968747539748,122.0587253924663,121.78154508047081,121.5767151850103,121.31468935215389,121.12525836291533,120.91358450913393,120.75837331149978,120.49072565573692,120.49072565573692,120.49072565573692,120.49072565573692,120.49072565573692,120.49072565573692,120.49072565573692,120.49072565573692,120.49072565573692,120.49072565573692,120.49072565573692]
[null,null,null,null,null,null,null,null,null,null,"CofireNew - Mid",null,null,131.59321532503483,128.3022490810248,127.74080007163002,127.44431002008633,127.0666701770237,126.53109174007625,126.03820121977054,125.47035840788183,124.85509674191275,124.33287497166043,123.92150419115916,123.68001023326539,123.43436101496249,123.13176028634658,122.839425495212,122.56566716237694,{"$f":" (($S$36 * $S$34 * $S$32 * (AD143 * 1 + AD207) +AD153) * 1000 / (AD93 * 8760)) + AD163 + AD183","v":122.27968747539748},122.0587253924663,121.78154508047081,121.5767151850103,121.31468935215389,121.12525836291533,120.91358450913393,120.75837331149978,120.49072565573692,120.49072565573692,120.49072565573692,120.49072565573692,120.49072565573692,120.49072565573692,120.49072565573692,120.49072565573692,120.49072565573692,120.49072565573692,120.49072565573692]
[null,null,null,null,null,null,null,null,null,null,"CofireNew - High",null,null,131.59321532503483,128.3022490810248,127.74080007163002,127.44431002008633,127.0666701770237,126.53109174007625,126.03820121977054,125.47035840788183,124.85509674191275,124.33287497166043,123.92150419115916,123.68001023326539,123.43436101496249,123.13176028634658,122.839425495212,122.56566716237694,122.27968747539748,122.0587253924663,121.78154508047081,121.5767151850103,121.31468935215389,121.12525836291533,120.91358450913393,120.75837331149978,120.49072565573692,120.49072565573692,120.49072565573692,120.49072565573692,120.49072565573692,120.49072565573692,120.49072565573692,120.49072565573692,120.49072565573692,120.49072565573692,120.49072565573692]
[]
[null,null,null,null,null,null,null,null,null,null,null,"*Overnight Capital Cost used here is the Capital Cost taken from AEO (which is an Overnight Capital Cost plus a defined transmission cost)."]
[]
[]
[null,null,null,null,"X",null,"Graphics"]
[]
[]
[]
[]
[]
[]
[]
[]
[]
[]
[]
[]
[]
[]
[]
[]
[]
[]
[]
[]
[]
[]
[]
[]
[]
[]
[]
[]
[]
[]
[]
[]
[]
[]
[]
[]
[]
[]
[]
[]
[]
[]
[]
[]
[]
[]
[]
[]
[]
[]
[]
[]
[]
[]
[]
[]
[]
[]
[]
[]
[]
[]
[]
[]
[]
[]
[]
[]
[]
[]
[]
[]
[]
[]
[]
[]
[]
[]
[]
[]
[]
[]
[]
[]
[]
[]
[]
[]
[]
[]
[]
[]
[]
[]
[]
[]
[]
[]
[]
[]
[]
[]
[]
[]
[]
[]
[]
[]
[]
[]
[]
[]
[]
[]
[]
[]
[]
[]
[]
[]
[]
[]
[]
[]
[]
[]
[]
[]
[]
[]
[]
[]
[]
[]
[]
[]
[]
[]
[]
[]
[]
[]
[]
[]
[]
[]
[]
[]
[]
[]
[]
[]
[]
[]
[]
[]
[]
[]
[]
[]
[]
[]
[]
[]
[]
[]
[]
[]
[]
[]
[]
[]
[]
[]
[]
[]
[]
[]
[]
[]
[]
[]
[]
[]
[]
[]
[]
[]
[]
[]
[]
[]
[]
[]
[]
[]
[]
[]
[]
[]
[]
[]
[]
[null,null,"X",null,null,null,"Data Sources for Default Inputs"]
[]
[null,null,null,null,null,null,null,"Current Costs:"]
[null,null,null,null,null,null,null,"Net Capacity Factor (%)",null,null,null,null,"2013 annual Capacity Factor taken from EIA Electric Power Annual/Monthly (http://www.eia.gov/electricity/monthly/epm_table_grapher.cfm?t=epmt_6_07_a)"]
[null,null,null,null,null,null,null,"Heat Rate (MMBtu/MWh)",null,null,null,null,"Dedicated Biopower data is from Table 8.2 in Electricity Market Module in Assumptions to AEO 2014 (converted to 2013$). CoFire from Capital cost projections for ReEDS for AEO 2014.xlsx."]
[null,null,null,null,null,null,null,"Overnight Capital Cost ($/kW)",null,null,null,null,"Dedicated Biopower data is from Table 8.2 in Electricity Market Module in Assumptions to AEO 2014 (converted to 2013$). CoFire from Capital cost projections for ReEDS for AEO 2014.xlsx."]
[null,null,null,null,null,null,null,"Fixed Operating Expenses ($/kW)",null,null,null,null,"Dedicated Biopower data is from Table 8.2 in Electricity Market Module in Assumptions to AEO 2014 (converted to 2013$). CoFire from Capital cost projections for ReEDS for AEO 2014.xlsx."]
[null,null,null,null,null,null,null,"Variable Operating Expenses ($/MWh)",null,null,null,null,"Dedicated Biopower data is from Table 8.2 in Electricity Market Module in Assumptions to AEO 2014 (converted to 2013$). CoFire from Capital cost projections for ReEDS for AEO 2014.xlsx."]
[null,null,null,null,null,null,null,"Fuel Costs ($/MMBtu)",null,null,null,null,"Fuel cost listed is an average of the range of fuel prices across the United States."]
[null,null,null,null,null,null,null,"Grid Feature Cost ($/kW)",null,null,null,null,"N/A"]
[null,null,null,null,null,null,null,"Spur Line Cost ($/kW)",null,null,null,null,"N/A"]
[]
[null,null,null,null,null,null,null,"Future Projections Costs:"]
[null,null,null,null,null,null,null,"Net Capacity Factor (%)",null,null,null,null,"Future annual Capacity Factor uses 2013 value taken from EIA Electric Power Annual/Monthly (http://www.eia.gov/electricity/monthly/epm_table_grapher.cfm?t=epmt_6_07_a)"]
[null,null,null,null,null,null,null,"Heat Rate (MMBtu/MWh)",null,null,null,null,"Capital cost projections for ReEDS for AEO 2014.xlsx as downloaded from https://github.nrel.gov/ReEDS/ReEDS_input_data_sources/tree/master/AEO%202014%20Update on 10/7/14. The material cost index costs from EIA data have been removed."]
[null,null,null,null,null,null,null,"Overnight Capital Cost ($/kW)",null,null,null,null,"Capital cost projections for ReEDS for AEO 2014.xlsx as downloaded from https://github.nrel.gov/ReEDS/ReEDS_input_data_sources/tree/master/AEO%202014%20Update on 10/7/14. The material cost index costs from EIA data have been removed."]
[null,null,null,null,null,null,null,"Fixed Operating Expenses ($/kW)",null,null,null,null,"Capital cost projections for ReEDS for AEO 2014.xlsx as downloaded from https://github.nrel.gov/ReEDS/ReEDS_input_data_sources/tree/master/AEO%202014%20Update on 10/7/14. The material cost index costs from EIA data have been removed."]
[null,null,null,null,null,null,null,"Variable Operating Expenses ($/MWh)",null,null,null,null,"Capital cost projections for ReEDS for AEO 2014.xlsx as downloaded from https://github.nrel.gov/ReEDS/ReEDS_input_data_sources/tree/master/AEO%202014%20Update on 10/7/14. The material cost index costs from EIA data have been removed."]
[null,null,null,null,null,null,null,"Fuel Costs ($/MMBtu)",null,null,null,null,"Fuel cost listed is an average of the range of fuel prices across the United States."]
[null,null,null,null,null,null,null,"Grid Connection Cost ($/kW)",null,null,null,null,"N/A"]

{"sheet":"Conventional - Nuclear","index":11,"n_rows":379,"n_cols":48,"rows_kept":379,"cut":false,"hidden":false,"merged":[[373,12,373,28],[374,12,374,28],[375,12,375,28],[376,12,376,28],[377,12,377,28],[378,12,378,28],[362,12,362,28],[363,12,363,28],[364,12,364,28],[365,12,365,28],[366,12,366,28],[367,12,367,28],[368,12,368,28],[369,12,369,28],[372,12,372,28],[9,6,9,19],[82,6,82,19],[359,6,359,19],[366,7,366,11],[377,7,377,11],[378,7,378,11],[367,7,367,11],[376,7,376,11],[371,7,371,11],[372,7,372,11],[373,7,373,11],[374,7,374,11],[375,7,375,11],[368,7,368,11],[369,7,369,11],[370,7,370,11],[361,7,361,11],[362,7,362,11],[363,7,363,11],[364,7,364,11],[365,7,365,11],[121,9,123,9],[117,9,119,9],[39,9,41,9],[162,0,179,4],[215,0,232,4],[268,0,285,4],[313,0,330,4],[139,9,141,9],[139,7,141,7],[89,9,91,9],[109,9,111,9],[85,7,115,7],[133,7,135,7],[133,9,135,9],[52,7,54,7],[11,9,13,9],[15,9,17,9],[35,9,37,9],[52,9,54,9],[57,7,67,7],[85,9,87,9],[93,9,95,9],[97,9,99,9],[57,9,59,9],[61,9,63,9],[65,9,67,9],[74,9,76,9],[0,0,0,5],[72,13,72,18],[73,13,73,19],[75,13,75,18],[76,13,76,18],[71,21,71,27],[72,21,72,22],[73,21,73,22],[47,9,49,9],[14,15,14,19],[15,15,15,19],[16,15,16,19],[33,14,33,17],[28,14,28,17],[29,14,29,17],[58,25,58,26],[59,18,59,19],[13,14,13,19],[27,9,29,9],[31,9,33,9],[27,14,27,17],[26,14,26,17],[25,14,25,17],[54,14,54,17],[82,25,82,46],[101,9,103,9],[105,9,107,9],[113,9,115,9],[127,7,129,7],[127,9,129,9],[24,14,24,17],[147,6,147,19],[11,7,49,7],[23,9,25,9],[19,9,21,9],[19,14,19,17],[59,20,59,23],[35,14,35,17],[34,14,34,17],[37,14,37,15],[43,9,45,9],[40,18,40,25],[70,7,76,7],[70,9,72,9],[11,14,11,15],[18,14,18,18],[71,13,71,18],[53,14,53,17],[11,16,11,19],[58,20,58,23],[30,14,30,17],[31,14,31,17],[32,14,32,17],[57,14,57,27],[23,14,23,17],[22,14,22,17],[21,14,21,17],[20,14,20,17]]}
["Nuclear Inputs"]
[]
[null,null,null,null,null,null,null,null,null,null,null,null,null,null,null,null,null,null,null,"Inputs"]
[null,null,null,null,null,null,null,null,null,"Take me to: ",null,null,null,null,null,null,null,null,null,"Calculated"]
[]
[]
[]
[]
[]
[null,"X",null,null,null,null,"Current Costs"]
[]
[null,null,null,null,null,null,null,"Techno-Economic Cost and Performance Parameters",null,"Net Capacity Factor (%)","Nuclear",0.90100000000000002,null,null,"Basis Year:",null,2013]
[null,null,null,null,null,null,null,null,null,null,null,null,null," "]
[null,null,null,null,null,null,null,null,null,null,null,null,null,null,"Nuclear Technologies"]
[null,null,null,null,null,null,null,null,null,null,null,null,null,null,"Nuclear","Advanced Nuclear"]
[null,null,null,null,null,null,null,null,null,"Annual Energy Production (kWh/kW)","Nuclear",{"$f":"L12*8760","v":7892.76}]
[]
[]
[null,null,null,null,null,null,null,null,null,null,null,null,null,null,"Financial Assumptions:"]
[null,null,null,null,null,null,null,null,null,"Heat Rate  (MMBtu/MWh)","Nuclear",10.46,null,null,"Inflation Rate",null,null,null,2.5000000000000001E-2]
[null,null,null,null,null,null,null,null,null,null,null,null,null,null,"Economic Lifetime (Years)",null,null,null,20]
[null,null,null,null,null,null,null,null,null,null,null,null,null,null,"Interest Rate - Nominal",null,null,null,0.08]
[null,null,null,null,null,null,null,null,null,null,null,null,null,null,"Calculated Interest Rate - Real",null,null,null,{"$f":"(1+S22)/(1+S20)-1","v":5.3658536585366123E-2}]
[null,null,null,null,null,null,null,null,null,"CAPEX ($/kW)","Nuclear",{"$f":" $S$32 * (L32 + L58)","v":6481.7658189045269},null,null,"Interest During Construction  - Nominal",null,null,null,0.08]
[null,null,null,null,null,null,null,null,null,null,null,null,null,null,"Rate of Return on Equity - Nominal",null,null,null,0.13]
[null,null,null,null,null,null,null,null,null,null,null,null,null,null,"Calculated Rate of Return on Equity - Real",null,null,null,{"$f":"(1+S25)/(1+S20) - 1","v":0.10243902439024399}]
[null,null,null,null,null,null,null,null,null,null,null,null,null,null,"Debt Fraction",null,null,null,0.5]
[null,null,null,null,null,null,null,null,null,"Construction Financing Cost ($/kW)","Nuclear",{"$f":"(L32 + L58)*($S$32-1)","v":898.24581890452623},null,null,"Tax Rate (Federal and State)",null,null,null,0.4]
[null,null,null,null,null,null,null,null,null,null,null,null,null,null,"WACC - Nominal",null,null,null,{"$f":"IF(S28>0,S27*S22*(1-S28)+(1-S27)*S25,S27*S22+(1-S27)*S25)","v":8.8999999999999996E-2}]
[null,null,null,null,null,null,null,null,null,null,null,null,null,null,"WACC - Real",null,null,null,{"$f":" ((1+((1-S27)*((1+S26)*(1+S20)-1)) + (S27*((1+S23)*(1+S20)-1)*(1-S28))) / (1+S20)) - 1","v":6.2439024390243958E-2}]
[null,null,null,null,null,null,null,null,null,null,null,null,null,null,"Depreciation Period",null,null,null,15]
[null,null,null,null,null,null,null,null,null,"Overnight Capital Cost ($/kW)","Nuclear",5583.52,"*",null,"Construction Finance Factor",null,null,null,{"$f":"SUMPRODUCT(P41:P46,Q41:Q46)","v":1.1608744696722724}]
[null,null,null,null,null,null,null,null,null,null,null,null,null,null,"Present Value of Depreciation",null,null,null,{"$f":"SUMPRODUCT(O49:AD49,O51:AD51)","v":0.55020085572025057}]
[null,null,null,null,null,null,null,null,null,null,null,null,null,null,"Project Finance Factor",null,null,null,{"$f":" (1 - S28 * S33) / (1 - S28)","v":1.2998660961864996}]
[null,null,null,null,null,null,null,null,null,null,null,null,null,null,"Capital Recovery Factor (CRF) - Nominal",null,null,null,{"$f":" S29 / (1 - (1 / (1 + S29)^S21))","v":0.10876693284230318}]
[null,null,null,null,null,null,null,null,null,"Fixed Operation and Maintenance Expenses ($/kW)","Nuclear",94.68,null,null,"Capital Recovery Factor (CRF) - Real",null,null,null,{"$f":" S30 / (1 - (1 / (1 + S30)^S21))","v":8.8918713624039622E-2}]
[]
[null,null,null,null,null,null,null,null,null,null,null,null," ",null,"Construction Duration yrs",null,6]
[null,null,null,null,null,null,null,null,null,null,null,null,null,null,"Year","Capital","Accumulated"]
[null,null,null,null,null,null,null,null,null,"Variable Operation and Maintenance Expenses ($/MWh)","Nuclear",2.17,null,null,"Index","Fraction*","Interest"]
[null,null,null,null,null,null,null,null,null,null,null,null,null,null,0,0.1,{"$f":"1+(1-$S$28)*((1+$S$24)^(O41+0.5)-1)","v":1.0235382907247959}]
[null,null,null,null,null,null,null,null,null,null,null,null,null,null,1,0.2,{"$f":"1+(1-$S$28)*((1+$S$24)^(O42+0.5)-1)","v":1.0734213539827795}]
[null,null,null,null,null,null,null,null,null,null,null,null,null,null,2,0.2,1.127295062301402]
[null,null,null,null,null,null,null,null,null,"Fuel Costs ($/MMBtu)","Nuclear",0.75718999999999992,null,null,3,0.2,1.1854786672855142]
[null,null,null,null,null,null,null,null,null,null,null,null,null,null,4,0.2,1.2483169606683553]
[null,null,null,null,null,null,null,null,null,null,null,null,null,null,5,0.1,1.3161823175218239]
[]
[null,null,null,null,null,null,null,null,null,"Fuel Costs ($/MWh)","Nuclear",{"$f":"L44*L20","v":7.9202073999999998},null,"MACRS yr",1,2,3,4,5,6,7,8,9,10,11,12,13,14,15,16]
[null,null,null,null,null,null,null,null,null,null,null,null,null,"Depreciation",0.05,9.5000000000000001E-2,8.5500000000000007E-2,7.6999999999999999E-2,6.93E-2,6.2300000000000001E-2,5.8999999999999997E-2,5.8999999999999997E-2,5.91E-2,5.8999999999999997E-2,5.91E-2,5.8999999999999997E-2,5.91E-2,5.8999999999999997E-2,5.91E-2,2.9499999999999998E-2]
[null,null,null,null,null,null,null,null,null,null,null,null,null,"Fraction"]
[null,null,null,null,null,null,null,null,null,null,null,null,null,"Depreciation",{"$f":"1/((1+$S$30)*(1+$S$20))^O48","v":0.91827364554637281},{"$f":"1/((1+$S$30)*(1+$S$20))^P48","v":0.84322648810502554},0.77431266125346698,0.71103091024193477,0.65292094604401729,0.59956009737742622,0.55056023634290752,0.50556495531947432,0.46424697458170283,0.42630576178301444,0.39146534598991228,0.35947231036722888,0.33009394891389243,0.30311657384195817,0.27834396128738126,0.25559592404718207]
[null,null,null,null,null,null,null,null,null,null,null,null,null,"Factor"]
[null,null,null,null,null,null,null,"Finance",null,"Weighted Average Cost of Capital (WACC) (Nominal) (%)","Nuclear",{"$f":"$S$29","v":8.8999999999999996E-2}]
[null,null,null,null,null,null,null,null,null,null,null,null,null,null,"Investment Tax Credit (ITC)*",null,null,null,0]
[null,null,null,null,null,null,null,null,null,null,null,null,null,null,"Production Tax Credit (PTC)*",null,null,null,0]
[null,null,null,null,null,null,null,null,null,null,null,null,null,null,"* not currently included in LCOE calculation"]
[]
[null,null,null,null,null,null,null,"Grid Connection Costs",null,"Grid Connection Costs (GCC) ($/kW)","Nuclear",{"$f":"L62+L66","v":0},null,null,"Technology-Specific Variables"]
[null,null,null,null,null,null,null,null,null,null,null,null,null,null,null,null,null,"Minimum",null,null,null,null,null,null,"Spinning","Quick Start"]
[null,null,null,null,null,null,null,null,null,null,null,null,null,null,null,"New","Heat Rate ","Plant","Outage Rates (%)",null,"Emissions (lbs/MMBtu)",null,null,null,"Reserve","Capacity","Cost"]
[null,null,null,null,null,null,null,null,null,null,null,null,null,null,null,"Install (Y/N)","(Btu/kWh)","Load (%)","Forced","Planned","NOx","SO2","hg","CO2","Capability","(%)","($/MW)","CCS (Y/N)"]
[null,null,null,null,null,null,null,null,null,"Grid Feature Costs ($/kW)","Nuclear",0,null,null,"Nuclear","Y",10452,1,0.04,0.06,0,0,0,0,0,0,0,"N"]
[]
[]
[]
[null,null,null,null,null,null,null,null,null,"Onshore Spur Line Costs ($/kW)","Nuclear",0]
[]
[]
[]
[]
[null,null,null,null,null,null,null,"LCOE",null,"Levelized Cost of Energy ($/MWh)","Nuclear",{"$f":" (($S$36 * $S$34 * $S$32 * (L32 * 1 + L58) +L36) * 1000 / (L12 * 8760)) + L40 + L48","v":117.0056826859352}]
[]
[]
[]
[null,null,null,null,null,null,null,null,null,"Overnight Levelized Cost of Energy ($/MWh)","Nuclear",{"$f":"(((L32*$S$36*(1-$S$28*$S$33))/(8760*L12*(1-$S$28))+L36/(8760*L12))*1000)+L40","v":95.931467493654239},"* this is similar to the LCOE used in the TCDB (Transparent Cost Database)"]
[]
[]
[]
[null,null,null,null,null,null,null,null,null,null,null,null,"*Overnight Capital Cost used here is the Capital Cost taken from AEO (which is an Overnight Capital Cost plus a defined transmission cost)."]
[]
[null,null,null,null,null,null,null,"***Note: For future projections, low, mid, and high refer to low, mid, and high LCOE projections."]
[]
[null,null,null,"X",null,null,"Future Projections"]
[]
[null,null,null,null,null,null,null,null,null,null,null,{"$f":"Q12+1","v":2014},{"$f":"L85+1","v":2015},{"$f":"M85+1","v":2016},{"$f":"N85+1","v":2017},2018,2019,2020,2021,2022,2023,{"$f":"U85+1","v":2024},2025,2026,{"$f":"X85+1","v":2027},2028,2029,2030,2031,2032,2033,2034,2035,2036,2037,2038,2039,2040,2041,2042,2043,2044,2045,2046,2047,2048,2049,{"$f":"AU85+1","v":2050}]
[null,null,null,null,null,null,null,"Techno-Economic Cost and Performance Parameters",null,"Net Capacity Factor (%)","Nuclear - Low"]
[null,null,null,null,null,null,null,null,null,null,"Nuclear - Mid",{"$f":"M87","v":0.86},{"$f":"N87","v":0.86},{"$f":"O87","v":0.86},{"$f":"P87","v":0.86},0.86,0.86,0.86,0.86,0.86,0.86,0.86,0.86,0.86,0.86,0.86,0.86,0.86,0.86,0.86,0.86,0.86,0.86,0.86,0.86,0.86,0.86,0.86,0.86,0.86,0.86,0.86,0.86,0.86,0.86,0.86,0.86,0.86]
[null,null,null,null,null,null,null,null,null,null,"Nuclear - High"]
[]
[null,null,null,null,null,null,null,null,null,"Annual Energy Production (kWh/kW)","Nuclear - Low"]
[null,null,null,null,null,null,null,null,null,null,"Nuclear - Mid",{"$f":"L87*8760","v":7533.5999999999995},{"$f":"M87*8760","v":7533.5999999999995},7533.5999999999995,7533.5999999999995,7533.5999999999995,7533.5999999999995,7533.5999999999995,7533.5999999999995,7533.5999999999995,7533.5999999999995,7533.5999999999995,7533.5999999999995,7533.5999999999995,7533.5999999999995,7533.5999999999995,7533.5999999999995,7533.5999999999995,7533.5999999999995,7533.5999999999995,7533.5999999999995,7533.5999999999995,7533.5999999999995,7533.5999999999995,7533.5999999999995,7533.5999999999995,7533.5999999999995,7533.5999999999995,7533.5999999999995,7533.5999999999995,7533.5999999999995,7533.5999999999995,7533.5999999999995,7533.5999999999995,7533.5999999999995,7533.5999999999995,7533.5999999999995,7533.5999999999995]
[null,null,null,null,null,null,null,null,null,null,"Nuclear - High"]
[]
[null,null,null,null,null,null,null,null,null,"Heat Rate  (MMBtu/MWh)","Nuclear - Low"]
[null,null,null,null,null,null,null,null,null,null,"Nuclear - Mid",null,null,null,null,10.46,10.46,10.46,10.46,10.46,10.46,10.46,10.46,10.46,10.46,10.46,10.46,10.46,10.46,10.46,10.46,10.46,10.46,10.46,10.46,10.46,10.46,10.46,10.46,10.46,10.46,10.46,10.46,10.46,10.46,10.46,10.46,10.46]
[null,null,null,null,null,null,null,null,null,null,"Nuclear - High"]
[]
[null,null,null,null,null,null,null,null,null,"CAPEX ($/kW)","Nuclear - Low"]
[null,null,null,null,null,null,null,null,null,null,"Nuclear - Mid",{"$f":"$S$32*(L107+L135)","v":0},{"$f":"$S$32*(M107+M135)","v":0},0,0,6181.4708110897027,5596.9589068650166,5464.9674796632798,5438.7201079039896,5414.2256565939042,5385.9815807467785,5356.2515855784704,5333.0224874403293,5302.6075763349163,5276.7665106400109,5251.8309270314503,5224.4807245259717,5196.4804323174767,5159.4717542243243,5117.5525771244584,5085.1525706759057,5056.2816226151563,5021.3509098227169,4981.1150007038759,4946.4512890394626,4913.7030202500082,4890.1604860050538,4859.3044426011647,4859.3044426011647,4859.3044426011647,4859.3044426011647,4859.3044426011647,4859.3044426011647,4859.3044426011647,4859.3044426011647,4859.3044426011647,4859.3044426011647,4859.3044426011647]
[null,null,null,null,null,null,null,null,null,null,"Nuclear - High"]
[]
[null,null,null,null,null,null,null,null,null,"Construction Financing Cost ($/kW)","Nuclear - Low"]
[null,null,null,null,null,null,null,null,null,null,"Nuclear - Mid",{"$f":"(L107+L135)*($S$32-1)","v":0},{"$f":"(M107+M135)*($S$32-1)","v":0},0,0,856.63081108970277,775.62890686501692,757.33747966327962,753.70010790398953,750.30565659390459,746.39158074677823,742.27158557847122,739.05248744032917,734.83757633491564,731.25651064001079,727.80092703145033,724.01072452597168,720.13043231747645,715.00175422432437,709.19257712445858,704.70257067590546,700.70162261515611,695.86090982271742,690.28500070387645,685.48128903946247,680.94302025000763,677.68048600505381,673.40444260116487,673.40444260116487,673.40444260116487,673.40444260116487,673.40444260116487,673.40444260116487,673.40444260116487,673.40444260116487,673.40444260116487,673.40444260116487,673.40444260116487]
[null,null,null,null,null,null,null,null,null,null,"Nuclear - High"]
[]
[null,null,null,null,null,null,null,null,null,"Overnight Capital Cost ($/kW) *","Nuclear - Low"]
[null,null,null,null,null,null,null,null,null,null,"Nuclear - Mid",null,null,null,null,5324.84,4821.33,4707.63,4685.0200000000004,4663.92,4639.59,4613.9799999999996,4593.97,4567.7700000000004,4545.51,4524.03,4500.47,4476.3500000000004,4444.47,4408.3599999999997,4380.45,4355.58,4325.49,4290.83,4260.97,4232.76,4212.4799999999996,4185.8999999999996,4185.8999999999996,4185.8999999999996,4185.8999999999996,4185.8999999999996,4185.8999999999996,4185.8999999999996,4185.8999999999996,4185.8999999999996,4185.8999999999996,4185.8999999999996]
[null,null,null,null,null,null,null,null,null,null,"Nuclear - High"]
[]
[null,null,null,null,null,null,null,null,null,"Fixed Operation and Maintenance Expenses ($/kW)","Nuclear - Low"]
[null,null,null,null,null,null,null,null,null,null,"Nuclear - Mid",{"$f":"M111","v":94.68},{"$f":"N111","v":94.68},{"$f":"O111","v":94.68},{"$f":"P111","v":94.68},94.68,94.68,94.68,94.68,94.68,94.68,94.68,94.68,94.68,94.68,94.68,94.68,94.68,94.68,94.68,94.68,94.68,94.68,94.68,94.68,94.68,94.68,94.68,94.68,94.68,94.68,94.68,94.68,94.68,94.68,94.68,94.68,94.68]
[null,null,null,null,null,null,null,null,null,null,"Nuclear - High"]
[]
[null,null,null,null,null,null,null,null,null,"Variable Operation and Maintenance Expenses ($/MWh)","Nuclear - Low"]
[null,null,null,null,null,null,null,null,null,null,"Nuclear - Mid",{"$f":"M115","v":2.17},{"$f":"N115","v":2.17},{"$f":"O115","v":2.17},{"$f":"P115","v":2.17},2.17,2.17,2.17,2.17,2.17,2.17,2.17,2.17,2.17,2.17,2.17,2.17,2.17,2.17,2.17,2.17,2.17,2.17,2.17,2.17,2.17,2.17,2.17,2.17,2.17,2.17,2.17,2.17,2.17,2.17,2.17,2.17,2.17]
[null,null,null,null,null,null,null,null,null,null,"Nuclear - High"]
[]
[null,null,null,null,null,null,null,null,null,"Fuel Costs ($/MMBtu)","Nuclear - Low"]
[null,null,null,null,null,null,null,null,null,null,"Nuclear - Mid",{"$f":"M119","v":0.8444799999999999},{"$f":"N119","v":0.8444799999999999},{"$f":"O119","v":0.8444799999999999},{"$f":"P119","v":0.8444799999999999},0.8444799999999999,0.85158499999999993,0.84244999999999992,0.84650999999999987,0.84549499999999989,0.86071999999999993,0.86579499999999987,0.89624499999999996,0.91654499999999994,0.92567999999999995,0.94293499999999997,0.94699499999999992,0.95917499999999989,0.97135499999999986,0.98251999999999984,0.99469999999999992,1.0058649999999998,1.0180449999999999,1.0058649999999998,1.0180449999999999,1.0058649999999998,1.0180449999999999,1.0058649999999998,1.0180449999999999,1.0180449999999999,1.0180449999999999,1.0180449999999999,1.0180449999999999,1.0180449999999999,1.0180449999999999,1.0180449999999999,1.0180449999999999,1.0180449999999999]
[null,null,null,null,null,null,null,null,null,null,"Nuclear - High"]
[]
[null,null,null,null,null,null,null,null,null,"Fuel Costs ($/MWh)","Nuclear - Low"]
[null,null,null,null,null,null,null,null,null,null,"Nuclear - Mid",{"$f":"L119*L95","v":0},{"$f":"M119*M95","v":0},{"$f":"N119*N95","v":0},0,8.8332607999999997,8.9075790999999995,8.8120270000000005,8.8544945999999989,8.8438777000000002,9.0031312000000003,9.0562156999999992,9.3747226999999995,9.5870607000000003,9.6826127999999994,9.8631001000000005,9.9055677000000006,10.032970499999999,10.1603733,10.2771592,10.404562,10.521347899999999,10.648750699999999,10.521347899999999,10.648750699999999,10.521347899999999,10.648750699999999,10.521347899999999,10.648750699999999,10.648750699999999,10.648750699999999,10.648750699999999,10.648750699999999,10.648750699999999,10.648750699999999,10.648750699999999,10.648750699999999,10.648750699999999]
[null,null,null,null,null,null,null,null,null,null,"Nuclear - High"]
[]
[]
[null,null,null,null,null,null,null,null,null,null,null,{"$f":"L85","v":2014},2015,2016,2017,2018,2019,2020,2021,2022,2023,2024,2025,2026,2027,2028,2029,2030,2031,2032,2033,2034,2035,2036,2037,2038,2039,2040,2041,2042,2043,2044,2045,2046,2047,2048,2049,{"$f":"AU127+1","v":2050}]
[null,null,null,null,null,null,null,"Finance",null,"Weighted Average Cost of Capital (WACC) (Nominal) (%)","Nuclear - Low"]
[null,null,null,null,null,null,null,null,null,null,"Nuclear - Mid",{"$f":"$S$29","v":8.8999999999999996E-2},{"$f":"$S$29","v":8.8999999999999996E-2},{"$f":"$S$29","v":8.8999999999999996E-2},8.8999999999999996E-2,8.8999999999999996E-2,8.8999999999999996E-2,8.8999999999999996E-2,8.8999999999999996E-2,8.8999999999999996E-2,8.8999999999999996E-2,8.8999999999999996E-2,8.8999999999999996E-2,8.8999999999999996E-2,8.8999999999999996E-2,8.8999999999999996E-2,8.8999999999999996E-2,8.8999999999999996E-2,8.8999999999999996E-2,8.8999999999999996E-2,8.8999999999999996E-2,8.8999999999999996E-2,8.8999999999999996E-2,8.8999999999999996E-2,8.8999999999999996E-2,8.8999999999999996E-2,8.8999999999999996E-2,8.8999999999999996E-2,8.8999999999999996E-2,8.8999999999999996E-2,8.8999999999999996E-2,8.8999999999999996E-2,8.8999999999999996E-2,8.8999999999999996E-2,8.8999999999999996E-2,8.8999999999999996E-2,8.8999999999999996E-2,8.8999999999999996E-2]
[null,null,null,null,null,null,null,null,null,null,"Nuclear - High"]
[]
[]
[null,null,null,null,null,null,null,null,null,null,null,{"$f":"L127","v":2014},2015,2016,2017,2018,2019,2020,2021,2022,2023,2024,2025,2026,2027,2028,2029,2030,2031,2032,2033,2034,2035,2036,2037,2038,2039,2040,2041,2042,2043,2044,2045,2046,2047,2048,2049,{"$f":"AU133+1","v":2050}]
[null,null,null,null,null,null,null,"Grid Connection Costs",null,"Grid Connection Costs (GCC) ($/kW)","Nuclear - Low"]
[null,null,null,null,null,null,null,null,null,null,"Nuclear - Mid",0,0,0,0,0,0,0,0,0,0,0,0,0,0,0,0,0,0,0,0,0,0,0,0,0,0,0,0,0,0,0,0,0,0,0,0,0]
[null,null,null,null,null,null,null,null,null,null,"Nuclear - High"]
[]
[]
[null,null,null,null,null,null,null,null,null,null,null,{"$f":"L133","v":2014},2015,2016,2017,2018,2019,2020,2021,2022,2023,2024,2025,2026,2027,2028,2029,2030,2031,2032,2033,2034,2035,2036,2037,2038,2039,2040,2041,2042,2043,2044,2045,2046,2047,2048,2049,{"$f":"AU139+1","v":2050}]
[null,null,null,null,null,null,null,"LCOE",null,"Levelized Cost of Energy ($/MWh)","Nuclear - Low"]
[null,null,null,null,null,null,null,null,null,null,"Nuclear - Mid",null,null,null,null,{"$f":" (($S$36 * $S$34 * $S$32 * (P107 * 1 + P135) +P111) * 1000 / (P87 * 8760)) + P115 + P123","v":118.40866627061153},109.51525319583311,107.39465480616202,107.03442850458362,106.64801145759981,106.3739371103905,105.97089640829306,105.93301663383119,105.678721275965,105.37781312611382,105.17573231439759,104.79858610098817,104.4964012448152,104.05600742463302,103.52965857071898,103.15997217155697,102.83381259025424,102.42529944604838,101.68058702071858,101.27617027621922,100.64633514700529,100.41254235549664,99.81173823289808,99.939141032898078,99.939141032898078,99.939141032898078,99.939141032898078,99.939141032898078,99.939141032898078,99.939141032898078,99.939141032898078,99.939141032898078,99.939141032898078]
[null,null,null,null,null,null,null,null,null,null,"Nuclear - High"]
[]
[null,null,null,null,null,null,null,null,null,null,"*Overnight Capital Cost used here is the Capital Cost taken from AEO (which is an Overnight Capital Cost plus a defined transmission cost)."]
[]
[]
[]
[null,null,null,null,"X",null,"Graphics"]
[]
[]
[]
[]
[]
[]
[]
[]
[]
[]
[]
[]
[]
[]
[]
[]
[]
[]
[]
[]
[]
[]
[]
[]
[]
[]
[]
[]
[]
[]
[]
[]
[]
[]
[]
[]
[]
[]
[]
[]
[]
[]
[]
[]
[]
[]
[]
[]
[]
[]
[]
[]
[]
[]
[]
[]
[]
[]
[]
[]
[]
[]
[]
[]
[]
[]
[]
[]
[]
[]
[]
[]
[]
[]
[]
[]
[]
[]
[]
[]
[]
[]
[]
[]
[]
[]
[]
[]
[]
[]
[]
[]
[]
[]
[]
[]
[]
[]
[]
[]
[]
[]
[]
[]
[]
[]
[]
[]
[]
[]
[]
[]
[]
[]
[]
[]
[]
[]
[]
[]
[]
[]
[]
[]
[]
[]
[]
[]
[]
[]
[]
[]
[]
[]
[]
[]
[]
[]
[]
[]
[]
[]
[]
[]
[]
[]
[]
[]
[]
[]
[]
[]
[]
[]
[]
[]
[]
[]
[]
[]
[]
[]
[]
[]
[]
[]
[]
[]
[]
[]
[]
[]
[]
[]
[]
[]
[]
[]
[]
[]
[]
[]
[]
[]
[]
[]
[]
[]
[]
[]
[]
[]
[]
[]
[]
[]
[]
[]
[]
[]
[]
[]
[]
[]
[]
[]
[]
[]
[]
[]
[]
[null,null,"X",null,null,null,"Data Sources for Default Inputs"]
[]
[null,null,null,null,null,null,null,"Current Costs:"]
[null,null,null,null,null,null,null,"Net Capacity Factor (%)",null,null,null,null,"2013 annual Capacity Factor taken from EIA Electric Power Annual/Monthly (http://www.eia.gov/electricity/monthly/epm_table_grapher.cfm?t=epmt_6_07_a)"]
[null,null,null,null,null,null,null,"Heat Rate (MMBtu/MWh)",null,null,null,null,"Electricity Market Module in Assumptions to AEO 2014: Table 8.2 (converted to 2013$)."]
[null,null,null,null,null,null,null,"Overnight Capital Cost ($/kW)",null,null,null,null,"Electricity Market Module in Assumptions to AEO 2014: Table 8.2 (converted to 2013$)."]
[null,null,null,null,null,null,null,"Fixed Operating Expenses ($/kW)",null,null,null,null,"Electricity Market Module in Assumptions to AEO 2014: Table 8.2 (converted to 2013$)."]
[null,null,null,null,null,null,null,"Variable Operating Expenses ($/MWh)",null,null,null,null,"Electricity Market Module in Assumptions to AEO 2014: Table 8.2 (converted to 2013$)."]
[null,null,null,null,null,null,null,"Fuel Costs ($/MMBtu)",null,null,null,null,"AEO 2014 nuclear fuel prices"]
[null,null,null,null,null,null,null,"Grid Feature Cost ($/kW)",null,null,null,null,"N/A"]
[null,null,null,null,null,null,null,"Spur Line Cost ($/kW)",null,null,null,null,"N/A"]
[]
[null,null,null,null,null,null,null,"Future Projections Costs:"]
[null,null,null,null,null,null,null,"Net Capacity Factor (%)",null,null,null,null,"Future annual Capacity Factor uses 2013 value taken from EIA Electric Power Annual/Monthly (http://www.eia.gov/electricity/monthly/epm_table_grapher.cfm?t=epmt_6_07_a)"]
[null,null,null,null,null,null,null,"Heat Rate (MMBtu/MWh)",null,null,null,null,"Capital cost projections for ReEDS for AEO 2014.xlsx as downloaded from https://github.nrel.gov/ReEDS/ReEDS_input_data_sources/tree/master/AEO%202014%20Update on 10/7/14. The material cost index costs from EIA data have been removed."]
[null,null,null,null,null,null,null,"Overnight Capital Cost ($/kW)",null,null,null,null,"Capital cost projections for ReEDS for AEO 2014.xlsx as downloaded from https://github.nrel.gov/ReEDS/ReEDS_input_data_sources/tree/master/AEO%202014%20Update on 10/7/14. The material cost index costs from EIA data have been removed."]
[null,null,null,null,null,null,null,"Fixed Operating Expenses ($/kW)",null,null,null,null,"Capital cost projections for ReEDS for AEO 2014.xlsx as downloaded from https://github.nrel.gov/ReEDS/ReEDS_input_data_sources/tree/master/AEO%202014%20Update on 10/7/14. The material cost index costs from EIA data have been removed."]
[null,null,null,null,null,null,null,"Variable Operating Expenses ($/MWh)",null,null,null,null,"Capital cost projections for ReEDS for AEO 2014.xlsx as downloaded from https://github.nrel.gov/ReEDS/ReEDS_input_data_sources/tree/master/AEO%202014%20Update on 10/7/14. The material cost index costs from EIA data have been removed."]
[null,null,null,null,null,null,null,"Fuel Costs ($/MMBtu)",null,null,null,null,"AEO 2014 nuclear fuel prices"]
[null,null,null,null,null,null,null,"Grid Connection Cost ($/kW)",null,null,null,null,"N/A"]

{"sheet":"Program Goals","index":12,"n_rows":435,"n_cols":59,"rows_kept":435,"cut":false,"hidden":false,"merged":[[31,1,35,1],[31,3,35,3],[7,1,29,1],[7,3,11,3],[13,3,17,3],[19,3,23,3],[25,3,29,3],[37,1,41,1],[37,3,41,3],[87,1,129,1],[87,3,96,3],[98,3,107,3],[109,3,118,3],[120,3,129,3],[210,1,224,1],[210,3,212,3],[214,3,216,3],[218,3,220,3],[222,3,224,3],[131,1,151,1],[131,3,140,3],[142,3,151,3],[153,1,162,1],[153,3,162,3],[226,1,228,1],[226,3,228,3],[230,1,232,1],[230,3,232,3],[274,1,288,1],[274,3,276,3],[278,0,280,0],[278,3,280,3],[282,0,284,0],[282,3,284,3],[286,0,288,0],[286,3,288,3],[290,1,292,1],[290,3,292,3],[294,0,296,0],[294,1,296,1],[294,3,296,3],[368,3,373,3],[375,1,380,1],[375,3,380,3],[382,1,387,1],[382,3,387,3],[340,1,373,1],[340,3,345,3],[347,3,352,3],[354,3,359,3],[361,3,366,3]]}
[]
[null,null,null,null,"Inputs",null,null,null,null,null,null,null,null,null,null,null,null,null,null,null,null,"Current"]
[null,null,null,null,"Calculated"]
[]
["Land-Based Wind Program Goal"]
[]
[null,null,null,null,null,2000,{"$f":"F7+1","v":2001},{"$f":"G7+1","v":2002},2003,2004,2005,2006,2007,2008,2009,2010,2011,2012,2010,2011,2012,{"$f":"R7+1","v":2013},2014,2015,2016,2017,2018,2019,2020,2021,2022,2023,2024,2025,2026,2027,2028,2029,2030,2031,2032,2033,2034,2035,2036,2037,2038,2039,2040,2041,2042,2043,2044,2045,2046,2047,2048,2049,2050]
[null,"Techno-Economic Cost and Performance Parameters",null,"Net Capacity Factor (%)","TRG 1 - Program Goal",null,null,null,null,null,null,null,null,null,null,null,null,null,null,null,null,0.48997880883527117,0.5115685106238268,0.52707986851336497,0.53826719424477898,0.55029978458701101,0.56327719726558456,0.57731526386500309,0.59254955669093856,0.5975716342807208,0.60287271618104699,0.60847671704710571,0.61441036502293278,0.62070362802759793,0.62739021997005462,0.63450820494105686,0.64210072224345915,0.65021686142878599,0.65891272484163577,0.66030681786272816,0.66144118082973502,0.66234558276701494,0.66304933734784421,0.66358105948084167,0.66396847874470311,0.6642382647594024,0.66441589852841232,0.66452555105915012,0.66459001005945284,0.66458387492677795,0.66457340223093397,0.66457687903330043,0.6646110282779133,0.66469099113288888,0.66590820735278544,0.66720463188739298,0.66859108993961702,0.67007685642132242,0.67166962296701782]
[null,null,null,null,"TRG 2 - Program Goal",{"$f":"'Land-Based Wind'!#REF!","v":{"$error":"#REF!"}},{"$f":"'Land-Based Wind'!#REF!","v":{"$error":"#REF!"}},{"$f":"'Land-Based Wind'!#REF!","v":{"$error":"#REF!"}},{"$f":"'Land-Based Wind'!#REF!","v":{"$error":"#REF!"}},{"$f":"'Land-Based Wind'!#REF!","v":{"$error":"#REF!"}},{"$f":"'Land-Based Wind'!#REF!","v":{"$error":"#REF!"}},{"$f":"'Land-Based Wind'!#REF!","v":{"$error":"#REF!"}},{"$f":"'Land-Based Wind'!#REF!","v":{"$error":"#REF!"}},{"$f":"'Land-Based Wind'!#REF!","v":{"$error":"#REF!"}},{"$f":"'Land-Based Wind'!#REF!","v":{"$error":"#REF!"}},{"$f":"'Land-Based Wind'!#REF!","v":{"$error":"#REF!"}},{"$f":"'Land-Based Wind'!#REF!","v":{"$error":"#REF!"}},{"$f":"'Land-Based Wind'!#REF!","v":{"$error":"#REF!"}},null,null,null,0.46287689735087051,0.46804270491110267,0.48223430926652033,0.49246978327892083,0.50347860421670287,0.51535185913112336,0.52819552430297279,0.5421336371335761,0.54672842107860198,0.55157847079835176,0.55670566621637274,0.56213446136486578,0.56789227440114631,0.57400995075219419,0.58052231590008385,0.58746883872449951,0.5948944320885301,0.60285042497856278,0.6041259043228524,0.60516375223648078,0.60599120490461933,0.60663508190401316,0.60712156349977409,0.60747601995365397,0.60772285175319751,0.6078853719005568,0.60798569486027976,0.60804466949267211,0.60803905635575595,0.60802947470874535,0.60803265569418552,0.60806389941714234,0.6081370587890701,0.60925071054868907,0.61043683133855364,0.61170532532036137,0.61306467826825051,0.61452192738905753]
[null,null,null,null,"TRG 3 - Program Goal",{"$f":"'Land-Based Wind'!#REF!","v":{"$error":"#REF!"}},{"$f":"'Land-Based Wind'!#REF!","v":{"$error":"#REF!"}},{"$f":"'Land-Based Wind'!#REF!","v":{"$error":"#REF!"}},{"$f":"'Land-Based Wind'!#REF!","v":{"$error":"#REF!"}},{"$f":"'Land-Based Wind'!#REF!","v":{"$error":"#REF!"}},{"$f":"'Land-Based Wind'!#REF!","v":{"$error":"#REF!"}},{"$f":"'Land-Based Wind'!#REF!","v":{"$error":"#REF!"}},{"$f":"'Land-Based Wind'!#REF!","v":{"$error":"#REF!"}},{"$f":"'Land-Based Wind'!#REF!","v":{"$error":"#REF!"}},{"$f":"'Land-Based Wind'!#REF!","v":{"$error":"#REF!"}},{"$f":"'Land-Based Wind'!#REF!","v":{"$error":"#REF!"}},{"$f":"'Land-Based Wind'!#REF!","v":{"$error":"#REF!"}},{"$f":"'Land-Based Wind'!#REF!","v":{"$error":"#REF!"}},null,null,null,0.43950175601547609,0.44190996114049397,0.45500194974805469,0.46523724495225327,0.4762563430984264,0.48815145799799992,0.50102987792414788,0.51501717695274685,0.52037557090396369,0.52605166135786385,0.53207242219817918,0.53846800401686656,0.54527221539090531,0.55252309439904368,0.56026359075524923,0.56854238436942339,0.57741487326608609,0.58694437320051962,0.58837751775611713,0.58958125382863913,0.5905819164885675,0.59140546700822128,0.59207727555439926,0.59262195417951558,0.59306320012134306,0.59342367982638655,0.59372491921694459,0.59398723667498687,0.594208228866977,0.59442698922063419,0.59465989252588569,0.59492193908963065,0.59522673664917669,0.59648059647035645,0.59780675150996332,0.59921497022686254,0.60071364263763083,0.60230974891962763]
[null,null,null,null,"TRG 4 - Program Goal",{"$f":"'Land-Based Wind'!#REF!","v":{"$error":"#REF!"}},{"$f":"'Land-Based Wind'!#REF!","v":{"$error":"#REF!"}},{"$f":"'Land-Based Wind'!#REF!","v":{"$error":"#REF!"}},{"$f":"'Land-Based Wind'!#REF!","v":{"$error":"#REF!"}},{"$f":"'Land-Based Wind'!#REF!","v":{"$error":"#REF!"}},{"$f":"'Land-Based Wind'!#REF!","v":{"$error":"#REF!"}},{"$f":"'Land-Based Wind'!#REF!","v":{"$error":"#REF!"}},{"$f":"'Land-Based Wind'!#REF!","v":{"$error":"#REF!"}},{"$f":"'Land-Based Wind'!#REF!","v":{"$error":"#REF!"}},{"$f":"'Land-Based Wind'!#REF!","v":{"$error":"#REF!"}},{"$f":"'Land-Based Wind'!#REF!","v":{"$error":"#REF!"}},{"$f":"'Land-Based Wind'!#REF!","v":{"$error":"#REF!"}},{"$f":"'Land-Based Wind'!#REF!","v":{"$error":"#REF!"}},null,null,null,0.3790649778445811,0.38211304535589435,0.39334957188557107,0.40338159527720951,0.41420188010442327,0.42590296698472285,0.43859252640554258,0.45239658184898185,0.45921216747318971,0.46646427590956951,0.47418957923845406,0.48242907347816527,0.49122873360381247,0.50064029138370314,0.5107221637663597,0.5215405669465889,0.53317086092967347,0.54569918221818658,0.54735746824644049,0.54880581952207608,0.55006841003544382,0.55116912039367527,0.55213133497693356,0.55297778527803576,0.55373040227374648,0.5544102062719557,0.55503720215501007,0.5556303141530492,0.55624175422189692,0.55685407398173414,0.5574826454878189,0.55814159702305743,0.55884379206873813,0.56036382667811535,0.56195456978982739,0.56362534852297053,0.56538421636403713,0.56723791979913762]
[null,null,null,null,"TRG 5 - Program Goal",{"$f":"'Land-Based Wind'!#REF!","v":{"$error":"#REF!"}},{"$f":"'Land-Based Wind'!#REF!","v":{"$error":"#REF!"}},{"$f":"'Land-Based Wind'!#REF!","v":{"$error":"#REF!"}},{"$f":"'Land-Based Wind'!#REF!","v":{"$error":"#REF!"}},{"$f":"'Land-Based Wind'!#REF!","v":{"$error":"#REF!"}},{"$f":"'Land-Based Wind'!#REF!","v":{"$error":"#REF!"}},{"$f":"'Land-Based Wind'!#REF!","v":{"$error":"#REF!"}},{"$f":"'Land-Based Wind'!#REF!","v":{"$error":"#REF!"}},{"$f":"'Land-Based Wind'!#REF!","v":{"$error":"#REF!"}},{"$f":"'Land-Based Wind'!#REF!","v":{"$error":"#REF!"}},{"$f":"'Land-Based Wind'!#REF!","v":{"$error":"#REF!"}},{"$f":"'Land-Based Wind'!#REF!","v":{"$error":"#REF!"}},{"$f":"'Land-Based Wind'!#REF!","v":{"$error":"#REF!"}},null,null,null,0.32023156424456123,0.32279959203529368,0.33229193003253515,0.34076673375218647,0.34990744111714217,0.35979222813825074,0.37051205216397365,0.38217337469596036,0.38793101182904172,0.3940574125712063,0.40058355658335387,0.40754407628159844,0.41497781018084945,0.4229284599916554,0.43144537489845286,0.44058449269485978,0.45040947563804512,0.46099308970192104,0.46239396847301772,0.463617499589218,0.46468410463601267,0.46561395735605077,0.46642681229178551,0.4671418724426879,0.46777766455218772,0.46835194605331126,0.46888161657285421,0.46938266282951879,0.46989919218431803,0.47041646468017467,0.47094746624684503,0.47150413210615361,0.47209732900699175,0.47338141641973491,0.47472523661570687,0.47613666891301965,0.47762251669665523,0.47918847923019692]
[]
[null,null,null,"Overnight Capital Cost (OCC) ($/kW)","TRG 1 - Program Goal",null,null,null,null,null,null,null,null,null,null,null,null,null,null,null,null,1589.814780418264,1640.7815575496497,1504.5966882730293,1482.0242219884531,1459.4517557038773,1436.8792894193014,1414.3068231347252,1391.7343568501494,1362.43468617962,1333.1350155090906,1303.835344838561,1274.5356741680316,1245.2360034975022,1215.9363328269726,1186.6366621564432,1157.3369914859138,1128.0373208153844,1098.7376501448548,1096.7843387668197,1094.8310273887844,1092.8777160107488,1090.9244046327137,1088.9710932546784,1087.0177818766431,1085.0644704986078,1083.1111591205724,1081.1578477425373,1079.2045363645018,1076.7628971419576,1074.3212579194137,1071.8796186968696,1069.4379794743254,1066.9963402517812,1064.5547010292373,1062.1130618066932,1059.6714225841488,1057.2297833616046,1054.7881441390607]
[null,null,null,null,"TRG 2 - Program Goal",{"$f":"'Land-Based Wind'!#REF!","v":{"$error":"#REF!"}},{"$f":"'Land-Based Wind'!#REF!","v":{"$error":"#REF!"}},{"$f":"'Land-Based Wind'!#REF!","v":{"$error":"#REF!"}},{"$f":"'Land-Based Wind'!#REF!","v":{"$error":"#REF!"}},{"$f":"'Land-Based Wind'!#REF!","v":{"$error":"#REF!"}},{"$f":"'Land-Based Wind'!#REF!","v":{"$error":"#REF!"}},{"$f":"'Land-Based Wind'!#REF!","v":{"$error":"#REF!"}},{"$f":"'Land-Based Wind'!#REF!","v":{"$error":"#REF!"}},{"$f":"'Land-Based Wind'!#REF!","v":{"$error":"#REF!"}},{"$f":"'Land-Based Wind'!#REF!","v":{"$error":"#REF!"}},{"$f":"'Land-Based Wind'!#REF!","v":{"$error":"#REF!"}},{"$f":"'Land-Based Wind'!#REF!","v":{"$error":"#REF!"}},{"$f":"'Land-Based Wind'!#REF!","v":{"$error":"#REF!"}},null,null,null,1657.2528557449325,1640.7815575496497,1504.5966882730293,1482.0242219884531,1459.4517557038773,1436.8792894193014,1414.3068231347252,1391.7343568501494,1362.43468617962,1333.1350155090906,1303.835344838561,1274.5356741680316,1245.2360034975022,1215.9363328269726,1186.6366621564432,1157.3369914859138,1128.0373208153844,1098.7376501448548,1096.7843387668197,1094.8310273887844,1092.8777160107488,1090.9244046327137,1088.9710932546784,1087.0177818766431,1085.0644704986078,1083.1111591205724,1081.1578477425373,1079.2045363645018,1076.7628971419576,1074.3212579194137,1071.8796186968696,1069.4379794743254,1066.9963402517812,1064.5547010292373,1062.1130618066932,1059.6714225841488,1057.2297833616046,1054.7881441390607]
[null,null,null,null,"TRG 3 - Program Goal",{"$f":"'Land-Based Wind'!#REF!","v":{"$error":"#REF!"}},{"$f":"'Land-Based Wind'!#REF!","v":{"$error":"#REF!"}},{"$f":"'Land-Based Wind'!#REF!","v":{"$error":"#REF!"}},{"$f":"'Land-Based Wind'!#REF!","v":{"$error":"#REF!"}},{"$f":"'Land-Based Wind'!#REF!","v":{"$error":"#REF!"}},{"$f":"'Land-Based Wind'!#REF!","v":{"$error":"#REF!"}},{"$f":"'Land-Based Wind'!#REF!","v":{"$error":"#REF!"}},{"$f":"'Land-Based Wind'!#REF!","v":{"$error":"#REF!"}},{"$f":"'Land-Based Wind'!#REF!","v":{"$error":"#REF!"}},{"$f":"'Land-Based Wind'!#REF!","v":{"$error":"#REF!"}},{"$f":"'Land-Based Wind'!#REF!","v":{"$error":"#REF!"}},{"$f":"'Land-Based Wind'!#REF!","v":{"$error":"#REF!"}},{"$f":"'Land-Based Wind'!#REF!","v":{"$error":"#REF!"}},null,null,null,1758.4246185702707,1728.6805695612381,1585.2000822876557,1563.9732453650522,1542.7905104049014,1521.6514527053059,1500.5556516542463,1479.5026906901969,1452.2304510392662,1425.0290080449781,1397.897476749125,1370.8349832554759,1343.8406645915034,1316.9136685718368,1290.0531536634219,1263.2582888523684,1236.5282535124593,1209.8622372753048,1208.0887174504257,1206.3154750861163,1204.5425099511599,1202.7698218145313,1200.9974104453986,1199.2252756131224,1197.4534170872555,1195.6818346375421,1193.9105280339193,1192.1394970465149,1189.9260525454329,1187.7130379772404,1185.5004528940917,1183.2882968486058,1181.0765693938688,1178.8652700834318,1176.6543984713114,1174.4439541119882,1172.2339365604075,1170.0243453719777]
[null,null,null,null,"TRG 4 - Program Goal",{"$f":"'Land-Based Wind'!#REF!","v":{"$error":"#REF!"}},{"$f":"'Land-Based Wind'!#REF!","v":{"$error":"#REF!"}},{"$f":"'Land-Based Wind'!#REF!","v":{"$error":"#REF!"}},{"$f":"'Land-Based Wind'!#REF!","v":{"$error":"#REF!"}},{"$f":"'Land-Based Wind'!#REF!","v":{"$error":"#REF!"}},{"$f":"'Land-Based Wind'!#REF!","v":{"$error":"#REF!"}},{"$f":"'Land-Based Wind'!#REF!","v":{"$error":"#REF!"}},{"$f":"'Land-Based Wind'!#REF!","v":{"$error":"#REF!"}},{"$f":"'Land-Based Wind'!#REF!","v":{"$error":"#REF!"}},{"$f":"'Land-Based Wind'!#REF!","v":{"$error":"#REF!"}},{"$f":"'Land-Based Wind'!#REF!","v":{"$error":"#REF!"}},{"$f":"'Land-Based Wind'!#REF!","v":{"$error":"#REF!"}},{"$f":"'Land-Based Wind'!#REF!","v":{"$error":"#REF!"}},null,null,null,1782.3477996727581,1757.9802402317678,1612.0678802925311,1596.543666605314,1581.168951095905,1565.9422940968514,1550.8622698046986,1535.9274661464792,1516.7283728196483,1497.7692681594026,1479.0471523074102,1460.5590629035673,1442.3020746172726,1424.2732986845567,1406.4698824510001,1388.8890089203626,1371.5278963088579,1354.3837976049972,1353.2551444403264,1352.1274318199594,1351.0006589601094,1349.8748250776425,1348.749929390078,1347.625971115586,1346.5029494729899,1345.3808636817625,1344.2597129620276,1343.1394965345592,1341.7403928923359,1340.3427466497396,1338.9465562886462,1337.551820292512,1336.1585371463741,1334.7667053368464,1333.3763233521206,1331.9873896819622,1330.59990281771,1329.2138612522749]
[null,null,null,null,"TRG 5 - Program Goal",{"$f":"'Land-Based Wind'!#REF!","v":{"$error":"#REF!"}},{"$f":"'Land-Based Wind'!#REF!","v":{"$error":"#REF!"}},{"$f":"'Land-Based Wind'!#REF!","v":{"$error":"#REF!"}},{"$f":"'Land-Based Wind'!#REF!","v":{"$error":"#REF!"}},{"$f":"'Land-Based Wind'!#REF!","v":{"$error":"#REF!"}},{"$f":"'Land-Based Wind'!#REF!","v":{"$error":"#REF!"}},{"$f":"'Land-Based Wind'!#REF!","v":{"$error":"#REF!"}},{"$f":"'Land-Based Wind'!#REF!","v":{"$error":"#REF!"}},{"$f":"'Land-Based Wind'!#REF!","v":{"$error":"#REF!"}},{"$f":"'Land-Based Wind'!#REF!","v":{"$error":"#REF!"}},{"$f":"'Land-Based Wind'!#REF!","v":{"$error":"#REF!"}},{"$f":"'Land-Based Wind'!#REF!","v":{"$error":"#REF!"}},{"$f":"'Land-Based Wind'!#REF!","v":{"$error":"#REF!"}},null,null,null,1782.3966324572091,1757.9802402317678,1612.0678802925311,1596.543666605314,1581.168951095905,1565.9422940968514,1550.8622698046986,1535.9274661464792,1516.7283728196483,1497.7692681594026,1479.0471523074102,1460.5590629035673,1442.3020746172726,1424.2732986845567,1406.4698824510001,1388.8890089203626,1371.5278963088579,1354.3837976049972,1353.2551444403264,1352.1274318199594,1351.0006589601094,1349.8748250776425,1348.749929390078,1347.625971115586,1346.5029494729899,1345.3808636817625,1344.2597129620276,1343.1394965345592,1341.7403928923359,1340.3427466497396,1338.9465562886462,1337.551820292512,1336.1585371463741,1334.7667053368464,1333.3763233521206,1331.9873896819622,1330.59990281771,1329.2138612522749]
[]
[null,null,null,"Fixed Operation and Maintenance Expenses ($/kW)","TRG 1 - Program Goal",null,null,null,null,null,null,null,null,null,null,null,null,null,null,null,null,50.732379766021765,50.732379766021765,50.055948035808143,49.379516305594521,48.703084575380899,48.026652845167277,47.350221114953655,46.673789384740033,46.267930346611848,45.862071308483678,45.4562122703555,45.05035323222733,44.64449419409916,44.238635155970982,43.832776117842812,43.426917079714642,43.021058041586464,42.615199003458294,42.331097676768572,42.04699635007885,41.762895023389127,41.478793696699405,41.194692370009683,40.910591043319954,40.626489716630232,40.34238838994051,40.058287063250788,39.774185736561066,39.530670313684155,39.287154890807251,39.043639467930348,38.800124045053437,38.556608622176533,38.556608622176533,38.556608622176533,38.556608622176533,38.556608622176533,38.556608622176533]
[null,null,null,null,"TRG 2 - Program Goal",{"$f":"'Land-Based Wind'!#REF!","v":{"$error":"#REF!"}},{"$f":"'Land-Based Wind'!#REF!","v":{"$error":"#REF!"}},{"$f":"'Land-Based Wind'!#REF!","v":{"$error":"#REF!"}},{"$f":"'Land-Based Wind'!#REF!","v":{"$error":"#REF!"}},{"$f":"'Land-Based Wind'!#REF!","v":{"$error":"#REF!"}},{"$f":"'Land-Based Wind'!#REF!","v":{"$error":"#REF!"}},{"$f":"'Land-Based Wind'!#REF!","v":{"$error":"#REF!"}},{"$f":"'Land-Based Wind'!#REF!","v":{"$error":"#REF!"}},{"$f":"'Land-Based Wind'!#REF!","v":{"$error":"#REF!"}},{"$f":"'Land-Based Wind'!#REF!","v":{"$error":"#REF!"}},{"$f":"'Land-Based Wind'!#REF!","v":{"$error":"#REF!"}},{"$f":"'Land-Based Wind'!#REF!","v":{"$error":"#REF!"}},{"$f":"'Land-Based Wind'!#REF!","v":{"$error":"#REF!"}},null,null,null,50.732379766021765,50.732379766021765,50.055948035808143,49.379516305594521,48.703084575380899,48.026652845167277,47.350221114953655,46.673789384740033,46.267930346611848,45.862071308483678,45.4562122703555,45.05035323222733,44.64449419409916,44.238635155970982,43.832776117842812,43.426917079714642,43.021058041586464,42.615199003458294,42.331097676768572,42.04699635007885,41.762895023389127,41.478793696699405,41.194692370009683,40.910591043319954,40.626489716630232,40.34238838994051,40.058287063250788,39.774185736561066,39.530670313684155,39.287154890807251,39.043639467930348,38.800124045053437,38.556608622176533,38.556608622176533,38.556608622176533,38.556608622176533,38.556608622176533,38.556608622176533]
[null,null,null,null,"TRG 3 - Program Goal",{"$f":"'Land-Based Wind'!#REF!","v":{"$error":"#REF!"}},{"$f":"'Land-Based Wind'!#REF!","v":{"$error":"#REF!"}},{"$f":"'Land-Based Wind'!#REF!","v":{"$error":"#REF!"}},{"$f":"'Land-Based Wind'!#REF!","v":{"$error":"#REF!"}},{"$f":"'Land-Based Wind'!#REF!","v":{"$error":"#REF!"}},{"$f":"'Land-Based Wind'!#REF!","v":{"$error":"#REF!"}},{"$f":"'Land-Based Wind'!#REF!","v":{"$error":"#REF!"}},{"$f":"'Land-Based Wind'!#REF!","v":{"$error":"#REF!"}},{"$f":"'Land-Based Wind'!#REF!","v":{"$error":"#REF!"}},{"$f":"'Land-Based Wind'!#REF!","v":{"$error":"#REF!"}},{"$f":"'Land-Based Wind'!#REF!","v":{"$error":"#REF!"}},{"$f":"'Land-Based Wind'!#REF!","v":{"$error":"#REF!"}},{"$f":"'Land-Based Wind'!#REF!","v":{"$error":"#REF!"}},null,null,null,50.732379766021765,50.732379766021765,50.055948035808143,49.379516305594521,48.703084575380899,48.026652845167277,47.350221114953655,46.673789384740033,46.267930346611848,45.862071308483678,45.4562122703555,45.05035323222733,44.64449419409916,44.238635155970982,43.832776117842812,43.426917079714642,43.021058041586464,42.615199003458294,42.331097676768572,42.04699635007885,41.762895023389127,41.478793696699405,41.194692370009683,40.910591043319954,40.626489716630232,40.34238838994051,40.058287063250788,39.774185736561066,39.530670313684155,39.287154890807251,39.043639467930348,38.800124045053437,38.556608622176533,38.556608622176533,38.556608622176533,38.556608622176533,38.556608622176533,38.556608622176533]
[null,null,null,null,"TRG 4 - Program Goal",{"$f":"'Land-Based Wind'!#REF!","v":{"$error":"#REF!"}},{"$f":"'Land-Based Wind'!#REF!","v":{"$error":"#REF!"}},{"$f":"'Land-Based Wind'!#REF!","v":{"$error":"#REF!"}},{"$f":"'Land-Based Wind'!#REF!","v":{"$error":"#REF!"}},{"$f":"'Land-Based Wind'!#REF!","v":{"$error":"#REF!"}},{"$f":"'Land-Based Wind'!#REF!","v":{"$error":"#REF!"}},{"$f":"'Land-Based Wind'!#REF!","v":{"$error":"#REF!"}},{"$f":"'Land-Based Wind'!#REF!","v":{"$error":"#REF!"}},{"$f":"'Land-Based Wind'!#REF!","v":{"$error":"#REF!"}},{"$f":"'Land-Based Wind'!#REF!","v":{"$error":"#REF!"}},{"$f":"'Land-Based Wind'!#REF!","v":{"$error":"#REF!"}},{"$f":"'Land-Based Wind'!#REF!","v":{"$error":"#REF!"}},{"$f":"'Land-Based Wind'!#REF!","v":{"$error":"#REF!"}},null,null,null,50.732379766021765,50.732379766021765,50.055948035808143,49.379516305594521,48.703084575380899,48.026652845167277,47.350221114953655,46.673789384740033,46.267930346611848,45.862071308483678,45.4562122703555,45.05035323222733,44.64449419409916,44.238635155970982,43.832776117842812,43.426917079714642,43.021058041586464,42.615199003458294,42.331097676768572,42.04699635007885,41.762895023389127,41.478793696699405,41.194692370009683,40.910591043319954,40.626489716630232,40.34238838994051,40.058287063250788,39.774185736561066,39.530670313684155,39.287154890807251,39.043639467930348,38.800124045053437,38.556608622176533,38.556608622176533,38.556608622176533,38.556608622176533,38.556608622176533,38.556608622176533]
[null,null,null,null,"TRG 5 - Program Goal",{"$f":"'Land-Based Wind'!#REF!","v":{"$error":"#REF!"}},{"$f":"'Land-Based Wind'!#REF!","v":{"$error":"#REF!"}},{"$f":"'Land-Based Wind'!#REF!","v":{"$error":"#REF!"}},{"$f":"'Land-Based Wind'!#REF!","v":{"$error":"#REF!"}},{"$f":"'Land-Based Wind'!#REF!","v":{"$error":"#REF!"}},{"$f":"'Land-Based Wind'!#REF!","v":{"$error":"#REF!"}},{"$f":"'Land-Based Wind'!#REF!","v":{"$error":"#REF!"}},{"$f":"'Land-Based Wind'!#REF!","v":{"$error":"#REF!"}},{"$f":"'Land-Based Wind'!#REF!","v":{"$error":"#REF!"}},{"$f":"'Land-Based Wind'!#REF!","v":{"$error":"#REF!"}},{"$f":"'Land-Based Wind'!#REF!","v":{"$error":"#REF!"}},{"$f":"'Land-Based Wind'!#REF!","v":{"$error":"#REF!"}},{"$f":"'Land-Based Wind'!#REF!","v":{"$error":"#REF!"}},null,null,null,50.732379766021765,50.732379766021765,50.055948035808143,49.379516305594521,48.703084575380899,48.026652845167277,47.350221114953655,46.673789384740033,46.267930346611848,45.862071308483678,45.4562122703555,45.05035323222733,44.64449419409916,44.238635155970982,43.832776117842812,43.426917079714642,43.021058041586464,42.615199003458294,42.331097676768572,42.04699635007885,41.762895023389127,41.478793696699405,41.194692370009683,40.910591043319954,40.626489716630232,40.34238838994051,40.058287063250788,39.774185736561066,39.530670313684155,39.287154890807251,39.043639467930348,38.800124045053437,38.556608622176533,38.556608622176533,38.556608622176533,38.556608622176533,38.556608622176533,38.556608622176533]
[]
[null,null,null,"Variable Operation and Maintenance Expenses ($/MWh)","TRG 1 - Program Goal",null,null,null,null,null,null,null,null,null,null,null,null,null,null,null,null,0,0,0,0,0,0,0,0,0,0,0,0,0,0,0,0,0,0,0,0,0,0,0,0,0,0,0,0,0,0,0,0,0,0,0,0,0,0]
[null,null,null,null,"TRG 2 - Program Goal",{"$f":"'Land-Based Wind'!#REF!","v":{"$error":"#REF!"}},{"$f":"'Land-Based Wind'!#REF!","v":{"$error":"#REF!"}},{"$f":"'Land-Based Wind'!#REF!","v":{"$error":"#REF!"}},{"$f":"'Land-Based Wind'!#REF!","v":{"$error":"#REF!"}},{"$f":"'Land-Based Wind'!#REF!","v":{"$error":"#REF!"}},{"$f":"'Land-Based Wind'!#REF!","v":{"$error":"#REF!"}},{"$f":"'Land-Based Wind'!#REF!","v":{"$error":"#REF!"}},{"$f":"'Land-Based Wind'!#REF!","v":{"$error":"#REF!"}},{"$f":"'Land-Based Wind'!#REF!","v":{"$error":"#REF!"}},{"$f":"'Land-Based Wind'!#REF!","v":{"$error":"#REF!"}},{"$f":"'Land-Based Wind'!#REF!","v":{"$error":"#REF!"}},{"$f":"'Land-Based Wind'!#REF!","v":{"$error":"#REF!"}},{"$f":"'Land-Based Wind'!#REF!","v":{"$error":"#REF!"}},null,null,null,0,0,0,0,0,0,0,0,0,0,0,0,0,0,0,0,0,0,0,0,0,0,0,0,0,0,0,0,0,0,0,0,0,0,0,0,0,0]
[null,null,null,null,"TRG 3 - Program Goal",{"$f":"'Land-Based Wind'!#REF!","v":{"$error":"#REF!"}},{"$f":"'Land-Based Wind'!#REF!","v":{"$error":"#REF!"}},{"$f":"'Land-Based Wind'!#REF!","v":{"$error":"#REF!"}},{"$f":"'Land-Based Wind'!#REF!","v":{"$error":"#REF!"}},{"$f":"'Land-Based Wind'!#REF!","v":{"$error":"#REF!"}},{"$f":"'Land-Based Wind'!#REF!","v":{"$error":"#REF!"}},{"$f":"'Land-Based Wind'!#REF!","v":{"$error":"#REF!"}},{"$f":"'Land-Based Wind'!#REF!","v":{"$error":"#REF!"}},{"$f":"'Land-Based Wind'!#REF!","v":{"$error":"#REF!"}},{"$f":"'Land-Based Wind'!#REF!","v":{"$error":"#REF!"}},{"$f":"'Land-Based Wind'!#REF!","v":{"$error":"#REF!"}},{"$f":"'Land-Based Wind'!#REF!","v":{"$error":"#REF!"}},{"$f":"'Land-Based Wind'!#REF!","v":{"$error":"#REF!"}},null,null,null,0,0,0,0,0,0,0,0,0,0,0,0,0,0,0,0,0,0,0,0,0,0,0,0,0,0,0,0,0,0,0,0,0,0,0,0,0,0]
[null,null,null,null,"TRG 4 - Program Goal",{"$f":"'Land-Based Wind'!#REF!","v":{"$error":"#REF!"}},{"$f":"'Land-Based Wind'!#REF!","v":{"$error":"#REF!"}},{"$f":"'Land-Based Wind'!#REF!","v":{"$error":"#REF!"}},{"$f":"'Land-Based Wind'!#REF!","v":{"$error":"#REF!"}},{"$f":"'Land-Based Wind'!#REF!","v":{"$error":"#REF!"}},{"$f":"'Land-Based Wind'!#REF!","v":{"$error":"#REF!"}},{"$f":"'Land-Based Wind'!#REF!","v":{"$error":"#REF!"}},{"$f":"'Land-Based Wind'!#REF!","v":{"$error":"#REF!"}},{"$f":"'Land-Based Wind'!#REF!","v":{"$error":"#REF!"}},{"$f":"'Land-Based Wind'!#REF!","v":{"$error":"#REF!"}},{"$f":"'Land-Based Wind'!#REF!","v":{"$error":"#REF!"}},{"$f":"'Land-Based Wind'!#REF!","v":{"$error":"#REF!"}},{"$f":"'Land-Based Wind'!#REF!","v":{"$error":"#REF!"}},null,null,null,0,0,0,0,0,0,0,0,0,0,0,0,0,0,0,0,0,0,0,0,0,0,0,0,0,0,0,0,0,0,0,0,0,0,0,0,0,0]
[null,null,null,null,"TRG 5 - Program Goal",{"$f":"'Land-Based Wind'!#REF!","v":{"$error":"#REF!"}},{"$f":"'Land-Based Wind'!#REF!","v":{"$error":"#REF!"}},{"$f":"'Land-Based Wind'!#REF!","v":{"$error":"#REF!"}},{"$f":"'Land-Based Wind'!#REF!","v":{"$error":"#REF!"}},{"$f":"'Land-Based Wind'!#REF!","v":{"$error":"#REF!"}},{"$f":"'Land-Based Wind'!#REF!","v":{"$error":"#REF!"}},{"$f":"'Land-Based Wind'!#REF!","v":{"$error":"#REF!"}},{"$f":"'Land-Based Wind'!#REF!","v":{"$error":"#REF!"}},{"$f":"'Land-Based Wind'!#REF!","v":{"$error":"#REF!"}},{"$f":"'Land-Based Wind'!#REF!","v":{"$error":"#REF!"}},{"$f":"'Land-Based Wind'!#REF!","v":{"$error":"#REF!"}},{"$f":"'Land-Based Wind'!#REF!","v":{"$error":"#REF!"}},{"$f":"'Land-Based Wind'!#REF!","v":{"$error":"#REF!"}},null,null,null,0,0,0,0,0,0,0,0,0,0,0,0,0,0,0,0,0,0,0,0,0,0,0,0,0,0,0,0,0,0,0,0,0,0,0,0,0,0]
[]
[null,"Grid Connection Costs",null,"Grid Connection Costs (GCC) ($/kW)","TRG 1 - Program Goal",null,null,null,null,null,null,null,null,null,null,null,null,null,null,null,null,0,0,0,0,0,0,0,0,0,0,0,0,0,0,0,0,0,0,0,0,0,0,0,0,0,0,0,0,0,0,0,0,0,0,0,0,0,0]
[null,null,null,null,"TRG 2 - Program Goal",null,null,null,null,null,null,null,null,null,null,null,null,null,null,null,null,0,0,0,0,0,0,0,0,0,0,0,0,0,0,0,0,0,0,0,0,0,0,0,0,0,0,0,0,0,0,0,0,0,0,0,0,0,0]
[null,null,null,null,"TRG 3 - Program Goal",null,null,null,null,null,null,null,null,null,null,null,null,null,null,null,null,0,0,0,0,0,0,0,0,0,0,0,0,0,0,0,0,0,0,0,0,0,0,0,0,0,0,0,0,0,0,0,0,0,0,0,0,0,0]
[null,null,null,null,"TRG 4 - Program Goal",null,null,null,null,null,null,null,null,null,null,null,null,null,null,null,null,0,0,0,0,0,0,0,0,0,0,0,0,0,0,0,0,0,0,0,0,0,0,0,0,0,0,0,0,0,0,0,0,0,0,0,0,0,0]
[null,null,null,null,"TRG 5 - Program Goal",null,null,null,null,null,null,null,null,null,null,null,null,null,null,null,null,0,0,0,0,0,0,0,0,0,0,0,0,0,0,0,0,0,0,0,0,0,0,0,0,0,0,0,0,0,0,0,0,0,0,0,0,0,0]
[]
[null,"LCOE",null,"Levelized Cost of Energy ($/MWh)","TRG 1 - Program Goal",null,null,null,null,null,null,null,null,null,null,null,null,null,null,null,null,{"$f":" (('Land-Based Wind'!$S$41 * 'Land-Based Wind'!$S$39 * 'Land-Based Wind'!$S$37 * (V14 * 1 + V32) +V20) * 1000 / (V8 * 8760)) + V26 + 0","v":50.739133570276223},{"$f":" (('Land-Based Wind'!$S$41 * 'Land-Based Wind'!$S$39 * 'Land-Based Wind'!$S$37 * (W14 * 1 + W32) +W20) * 1000 / (W8 * 8760)) + W26 + 0","v":49.792829553625268},{"$f":" (('Land-Based Wind'!$S$41 * 'Land-Based Wind'!$S$39 * 'Land-Based Wind'!$S$37 * (X14 * 1 + X32) +X20) * 1000 / (X8 * 8760)) + X26 + 0","v":45.081775122742087},{"$f":" (('Land-Based Wind'!$S$41 * 'Land-Based Wind'!$S$39 * 'Land-Based Wind'!$S$37 * (Y14 * 1 + Y32) +Y20) * 1000 / (Y8 * 8760)) + Y26 + 0","v":43.498327122358567},{"$f":" (('Land-Based Wind'!$S$41 * 'Land-Based Wind'!$S$39 * 'Land-Based Wind'!$S$37 * (Z14 * 1 + Z32) +Z20) * 1000 / (Z8 * 8760)) + Z26 + 0","v":41.914879000458683},{"$f":" (('Land-Based Wind'!$S$41 * 'Land-Based Wind'!$S$39 * 'Land-Based Wind'!$S$37 * (AA14 * 1 + AA32) +AA20) * 1000 / (AA8 * 8760)) + AA26 + 0","v":40.331430751458534},{"$f":" (('Land-Based Wind'!$S$41 * 'Land-Based Wind'!$S$39 * 'Land-Based Wind'!$S$37 * (AB14 * 1 + AB32) +AB20) * 1000 / (AB8 * 8760)) + AB26 + 0","v":38.747982369426758},{"$f":" (('Land-Based Wind'!$S$41 * 'Land-Based Wind'!$S$39 * 'Land-Based Wind'!$S$37 * (AC14 * 1 + AC32) +AC20) * 1000 / (AC8 * 8760)) + AC26 + 0","v":37.164533848057125},{"$f":" (('Land-Based Wind'!$S$41 * 'Land-Based Wind'!$S$39 * 'Land-Based Wind'!$S$37 * (AD14 * 1 + AD32) +AD20) * 1000 / (AD8 * 8760)) + AD26 + 0","v":36.186539132452516},{"$f":" (('Land-Based Wind'!$S$41 * 'Land-Based Wind'!$S$39 * 'Land-Based Wind'!$S$37 * (AE14 * 1 + AE32) +AE20) * 1000 / (AE8 * 8760)) + AE26 + 0","v":35.20854407685583},{"$f":" (('Land-Based Wind'!$S$41 * 'Land-Based Wind'!$S$39 * 'Land-Based Wind'!$S$37 * (AF14 * 1 + AF32) +AF20) * 1000 / (AF8 * 8760)) + AF26 + 0","v":34.230548661787189},{"$f":" (('Land-Based Wind'!$S$41 * 'Land-Based Wind'!$S$39 * 'Land-Based Wind'!$S$37 * (AG14 * 1 + AG32) +AG20) * 1000 / (AG8 * 8760)) + AG26 + 0","v":33.25255286624953},{"$f":" (('Land-Based Wind'!$S$41 * 'Land-Based Wind'!$S$39 * 'Land-Based Wind'!$S$37 * (AH14 * 1 + AH32) +AH20) * 1000 / (AH8 * 8760)) + AH26 + 0","v":32.274556667578089},{"$f":" (('Land-Based Wind'!$S$41 * 'Land-Based Wind'!$S$39 * 'Land-Based Wind'!$S$37 * (AI14 * 1 + AI32) +AI20) * 1000 / (AI8 * 8760)) + AI26 + 0","v":31.296560041271423},{"$f":" (('Land-Based Wind'!$S$41 * 'Land-Based Wind'!$S$39 * 'Land-Based Wind'!$S$37 * (AJ14 * 1 + AJ32) +AJ20) * 1000 / (AJ8 * 8760)) + AJ26 + 0","v":30.318562960801508},{"$f":" (('Land-Based Wind'!$S$41 * 'Land-Based Wind'!$S$39 * 'Land-Based Wind'!$S$37 * (AK14 * 1 + AK32) +AK20) * 1000 / (AK8 * 8760)) + AK26 + 0","v":29.340565397399804},{"$f":" (('Land-Based Wind'!$S$41 * 'Land-Based Wind'!$S$39 * 'Land-Based Wind'!$S$37 * (AL14 * 1 + AL32) +AL20) * 1000 / (AL8 * 8760)) + AL26 + 0","v":28.362567319815575},{"$f":" (('Land-Based Wind'!$S$41 * 'Land-Based Wind'!$S$39 * 'Land-Based Wind'!$S$37 * (AM14 * 1 + AM32) +AM20) * 1000 / (AM8 * 8760)) + AM26 + 0","v":27.384568694042375},{"$f":" (('Land-Based Wind'!$S$41 * 'Land-Based Wind'!$S$39 * 'Land-Based Wind'!$S$37 * (AN14 * 1 + AN32) +AN20) * 1000 / (AN8 * 8760)) + AN26 + 0","v":27.242152858922232},{"$f":" (('Land-Based Wind'!$S$41 * 'Land-Based Wind'!$S$39 * 'Land-Based Wind'!$S$37 * (AO14 * 1 + AO32) +AO20) * 1000 / (AO8 * 8760)) + AO26 + 0","v":27.110978685528135},{"$f":" (('Land-Based Wind'!$S$41 * 'Land-Based Wind'!$S$39 * 'Land-Based Wind'!$S$37 * (AP14 * 1 + AP32) +AP20) * 1000 / (AP8 * 8760)) + AP26 + 0","v":26.989620991696462},{"$f":" (('Land-Based Wind'!$S$41 * 'Land-Based Wind'!$S$39 * 'Land-Based Wind'!$S$37 * (AQ14 * 1 + AQ32) +AQ20) * 1000 / (AQ8 * 8760)) + AQ26 + 0","v":26.876725048678665},{"$f":" (('Land-Based Wind'!$S$41 * 'Land-Based Wind'!$S$39 * 'Land-Based Wind'!$S$37 * (AR14 * 1 + AR32) +AR20) * 1000 / (AR8 * 8760)) + AR26 + 0","v":26.771007051806951},{"$f":" (('Land-Based Wind'!$S$41 * 'Land-Based Wind'!$S$39 * 'Land-Based Wind'!$S$37 * (AS14 * 1 + AS32) +AS20) * 1000 / (AS8 * 8760)) + AS26 + 0","v":26.671253649703406},{"$f":" (('Land-Based Wind'!$S$41 * 'Land-Based Wind'!$S$39 * 'Land-Based Wind'!$S$37 * (AT14 * 1 + AT32) +AT20) * 1000 / (AT8 * 8760)) + AT26 + 0","v":26.576322289415867},{"$f":" (('Land-Based Wind'!$S$41 * 'Land-Based Wind'!$S$39 * 'Land-Based Wind'!$S$37 * (AU14 * 1 + AU32) +AU20) * 1000 / (AU8 * 8760)) + AU26 + 0","v":26.485140902534059},{"$f":" (('Land-Based Wind'!$S$41 * 'Land-Based Wind'!$S$39 * 'Land-Based Wind'!$S$37 * (AV14 * 1 + AV32) +AV20) * 1000 / (AV8 * 8760)) + AV26 + 0","v":26.396708375849869},{"$f":" (('Land-Based Wind'!$S$41 * 'Land-Based Wind'!$S$39 * 'Land-Based Wind'!$S$37 * (AW14 * 1 + AW32) +AW20) * 1000 / (AW8 * 8760)) + AW26 + 0","v":26.310094049180265},{"$f":" (('Land-Based Wind'!$S$41 * 'Land-Based Wind'!$S$39 * 'Land-Based Wind'!$S$37 * (AX14 * 1 + AX32) +AX20) * 1000 / (AX8 * 8760)) + AX26 + 0","v":26.224439753142953},{"$f":" (('Land-Based Wind'!$S$41 * 'Land-Based Wind'!$S$39 * 'Land-Based Wind'!$S$37 * (AY14 * 1 + AY32) +AY20) * 1000 / (AY8 * 8760)) + AY26 + 0","v":26.138954479265973},{"$f":" (('Land-Based Wind'!$S$41 * 'Land-Based Wind'!$S$39 * 'Land-Based Wind'!$S$37 * (AZ14 * 1 + AZ32) +AZ20) * 1000 / (AZ8 * 8760)) + AZ26 + 0","v":26.052919647683744},{"$f":" (('Land-Based Wind'!$S$41 * 'Land-Based Wind'!$S$39 * 'Land-Based Wind'!$S$37 * (BA14 * 1 + BA32) +BA20) * 1000 / (BA8 * 8760)) + BA26 + 0","v":25.965687319387253},{"$f":" (('Land-Based Wind'!$S$41 * 'Land-Based Wind'!$S$39 * 'Land-Based Wind'!$S$37 * (BB14 * 1 + BB32) +BB20) * 1000 / (BB8 * 8760)) + BB26 + 0","v":25.876680290315122},{"$f":" (('Land-Based Wind'!$S$41 * 'Land-Based Wind'!$S$39 * 'Land-Based Wind'!$S$37 * (BC14 * 1 + BC32) +BC20) * 1000 / (BC8 * 8760)) + BC26 + 0","v":25.785399194929596},{"$f":" (('Land-Based Wind'!$S$41 * 'Land-Based Wind'!$S$39 * 'Land-Based Wind'!$S$37 * (BD14 * 1 + BD32) +BD20) * 1000 / (BD8 * 8760)) + BD26 + 0","v":25.6914008370338},{"$f":" (('Land-Based Wind'!$S$41 * 'Land-Based Wind'!$S$39 * 'Land-Based Wind'!$S$37 * (BE14 * 1 + BE32) +BE20) * 1000 / (BE8 * 8760)) + BE26 + 0","v":25.594320026106136},{"$f":" (('Land-Based Wind'!$S$41 * 'Land-Based Wind'!$S$39 * 'Land-Based Wind'!$S$37 * (BF14 * 1 + BF32) +BF20) * 1000 / (BF8 * 8760)) + BF26 + 0","v":25.493862149075035},{"$f":" (('Land-Based Wind'!$S$41 * 'Land-Based Wind'!$S$39 * 'Land-Based Wind'!$S$37 * (BG14 * 1 + BG32) +BG20) * 1000 / (BG8 * 8760)) + BG26 + 0","v":25.389803421408008}]
[null,null,null,null,"TRG 2 - Program Goal",{"$f":"'Land-Based Wind'!#REF!","v":{"$error":"#REF!"}},{"$f":"'Land-Based Wind'!#REF!","v":{"$error":"#REF!"}},{"$f":"'Land-Based Wind'!#REF!","v":{"$error":"#REF!"}},{"$f":"'Land-Based Wind'!#REF!","v":{"$error":"#REF!"}},{"$f":"'Land-Based Wind'!#REF!","v":{"$error":"#REF!"}},{"$f":"'Land-Based Wind'!#REF!","v":{"$error":"#REF!"}},{"$f":"'Land-Based Wind'!#REF!","v":{"$error":"#REF!"}},{"$f":"'Land-Based Wind'!#REF!","v":{"$error":"#REF!"}},{"$f":"'Land-Based Wind'!#REF!","v":{"$error":"#REF!"}},{"$f":"'Land-Based Wind'!#REF!","v":{"$error":"#REF!"}},{"$f":"'Land-Based Wind'!#REF!","v":{"$error":"#REF!"}},{"$f":"'Land-Based Wind'!#REF!","v":{"$error":"#REF!"}},{"$f":"'Land-Based Wind'!#REF!","v":{"$error":"#REF!"}},null,null,null,{"$f":" (('Land-Based Wind'!$S$41 * 'Land-Based Wind'!$S$39 * 'Land-Based Wind'!$S$37 * (V15 * 1 + V33) +V21) * 1000 / (V9 * 8760)) + V27 + 0","v":55.457543966068755},{"$f":" (('Land-Based Wind'!$S$41 * 'Land-Based Wind'!$S$39 * 'Land-Based Wind'!$S$37 * (W15 * 1 + W33) +W21) * 1000 / (W9 * 8760)) + W27 + 0","v":54.423332288305261},{"$f":" (('Land-Based Wind'!$S$41 * 'Land-Based Wind'!$S$39 * 'Land-Based Wind'!$S$37 * (X15 * 1 + X33) +X21) * 1000 / (X9 * 8760)) + X27 + 0","v":49.274171595516684},{"$f":" (('Land-Based Wind'!$S$41 * 'Land-Based Wind'!$S$39 * 'Land-Based Wind'!$S$37 * (Y15 * 1 + Y33) +Y21) * 1000 / (Y9 * 8760)) + Y27 + 0","v":47.543470258423241},{"$f":" (('Land-Based Wind'!$S$41 * 'Land-Based Wind'!$S$39 * 'Land-Based Wind'!$S$37 * (Z15 * 1 + Z33) +Z21) * 1000 / (Z9 * 8760)) + Z27 + 0","v":45.812768788512976},{"$f":" (('Land-Based Wind'!$S$41 * 'Land-Based Wind'!$S$39 * 'Land-Based Wind'!$S$37 * (AA15 * 1 + AA33) +AA21) * 1000 / (AA9 * 8760)) + AA27 + 0","v":44.082067179682731},{"$f":" (('Land-Based Wind'!$S$41 * 'Land-Based Wind'!$S$39 * 'Land-Based Wind'!$S$37 * (AB15 * 1 + AB33) +AB21) * 1000 / (AB9 * 8760)) + AB27 + 0","v":42.351365425449508},{"$f":" (('Land-Based Wind'!$S$41 * 'Land-Based Wind'!$S$39 * 'Land-Based Wind'!$S$37 * (AC15 * 1 + AC33) +AC21) * 1000 / (AC9 * 8760)) + AC27 + 0","v":40.620663518920672},{"$f":" (('Land-Based Wind'!$S$41 * 'Land-Based Wind'!$S$39 * 'Land-Based Wind'!$S$37 * (AD15 * 1 + AD33) +AD21) * 1000 / (AD9 * 8760)) + AD27 + 0","v":39.551719820386047},{"$f":" (('Land-Based Wind'!$S$41 * 'Land-Based Wind'!$S$39 * 'Land-Based Wind'!$S$37 * (AE15 * 1 + AE33) +AE21) * 1000 / (AE9 * 8760)) + AE27 + 0","v":38.482775750241665},{"$f":" (('Land-Based Wind'!$S$41 * 'Land-Based Wind'!$S$39 * 'Land-Based Wind'!$S$37 * (AF15 * 1 + AF33) +AF21) * 1000 / (AF9 * 8760)) + AF27 + 0","v":37.413831287196082},{"$f":" (('Land-Based Wind'!$S$41 * 'Land-Based Wind'!$S$39 * 'Land-Based Wind'!$S$37 * (AG15 * 1 + AG33) +AG21) * 1000 / (AG9 * 8760)) + AG27 + 0","v":36.344886408299629},{"$f":" (('Land-Based Wind'!$S$41 * 'Land-Based Wind'!$S$39 * 'Land-Based Wind'!$S$37 * (AH15 * 1 + AH33) +AH21) * 1000 / (AH9 * 8760)) + AH27 + 0","v":35.275941088779817},{"$f":" (('Land-Based Wind'!$S$41 * 'Land-Based Wind'!$S$39 * 'Land-Based Wind'!$S$37 * (AI15 * 1 + AI33) +AI21) * 1000 / (AI9 * 8760)) + AI27 + 0","v":34.206995301856693},{"$f":" (('Land-Based Wind'!$S$41 * 'Land-Based Wind'!$S$39 * 'Land-Based Wind'!$S$37 * (AJ15 * 1 + AJ33) +AJ21) * 1000 / (AJ9 * 8760)) + AJ27 + 0","v":33.138049018535241},{"$f":" (('Land-Based Wind'!$S$41 * 'Land-Based Wind'!$S$39 * 'Land-Based Wind'!$S$37 * (AK15 * 1 + AK33) +AK21) * 1000 / (AK9 * 8760)) + AK27 + 0","v":32.069102207371571},{"$f":" (('Land-Based Wind'!$S$41 * 'Land-Based Wind'!$S$39 * 'Land-Based Wind'!$S$37 * (AL15 * 1 + AL33) +AL21) * 1000 / (AL9 * 8760)) + AL27 + 0","v":31.000154834208789},{"$f":" (('Land-Based Wind'!$S$41 * 'Land-Based Wind'!$S$39 * 'Land-Based Wind'!$S$37 * (AM15 * 1 + AM33) +AM21) * 1000 / (AM9 * 8760)) + AM27 + 0","v":29.931206861877982},{"$f":" (('Land-Based Wind'!$S$41 * 'Land-Based Wind'!$S$39 * 'Land-Based Wind'!$S$37 * (AN15 * 1 + AN33) +AN21) * 1000 / (AN9 * 8760)) + AN27 + 0","v":29.775547013113769},{"$f":" (('Land-Based Wind'!$S$41 * 'Land-Based Wind'!$S$39 * 'Land-Based Wind'!$S$37 * (AO15 * 1 + AO33) +AO21) * 1000 / (AO9 * 8760)) + AO27 + 0","v":29.632174248595884},{"$f":" (('Land-Based Wind'!$S$41 * 'Land-Based Wind'!$S$39 * 'Land-Based Wind'!$S$37 * (AP15 * 1 + AP33) +AP21) * 1000 / (AP9 * 8760)) + AP27 + 0","v":29.49953085081447},{"$f":" (('Land-Based Wind'!$S$41 * 'Land-Based Wind'!$S$39 * 'Land-Based Wind'!$S$37 * (AQ15 * 1 + AQ33) +AQ21) * 1000 / (AQ9 * 8760)) + AQ27 + 0","v":29.376136107516313},{"$f":" (('Land-Based Wind'!$S$41 * 'Land-Based Wind'!$S$39 * 'Land-Based Wind'!$S$37 * (AR15 * 1 + AR33) +AR21) * 1000 / (AR9 * 8760)) + AR27 + 0","v":29.260586826140212},{"$f":" (('Land-Based Wind'!$S$41 * 'Land-Based Wind'!$S$39 * 'Land-Based Wind'!$S$37 * (AS15 * 1 + AS33) +AS21) * 1000 / (AS9 * 8760)) + AS27 + 0","v":29.151556819244881},{"$f":" (('Land-Based Wind'!$S$41 * 'Land-Based Wind'!$S$39 * 'Land-Based Wind'!$S$37 * (AT15 * 1 + AT33) +AT21) * 1000 / (AT9 * 8760)) + AT27 + 0","v":29.047797281740682},{"$f":" (('Land-Based Wind'!$S$41 * 'Land-Based Wind'!$S$39 * 'Land-Based Wind'!$S$37 * (AU15 * 1 + AU33) +AU21) * 1000 / (AU9 * 8760)) + AU27 + 0","v":28.948136447816132},{"$f":" (('Land-Based Wind'!$S$41 * 'Land-Based Wind'!$S$39 * 'Land-Based Wind'!$S$37 * (AV15 * 1 + AV33) +AV21) * 1000 / (AV9 * 8760)) + AV27 + 0","v":28.851480105367369},{"$f":" (('Land-Based Wind'!$S$41 * 'Land-Based Wind'!$S$39 * 'Land-Based Wind'!$S$37 * (AW15 * 1 + AW33) +AW21) * 1000 / (AW9 * 8760)) + AW27 + 0","v":28.75681104712092},{"$f":" (('Land-Based Wind'!$S$41 * 'Land-Based Wind'!$S$39 * 'Land-Based Wind'!$S$37 * (AX15 * 1 + AX33) +AX21) * 1000 / (AX9 * 8760)) + AX27 + 0","v":28.66319129791307},{"$f":" (('Land-Based Wind'!$S$41 * 'Land-Based Wind'!$S$39 * 'Land-Based Wind'!$S$37 * (AY15 * 1 + AY33) +AY21) * 1000 / (AY9 * 8760)) + AY27 + 0","v":28.569756289144326},{"$f":" (('Land-Based Wind'!$S$41 * 'Land-Based Wind'!$S$39 * 'Land-Based Wind'!$S$37 * (AZ15 * 1 + AZ33) +AZ21) * 1000 / (AZ9 * 8760)) + AZ27 + 0","v":28.475720616346802},{"$f":" (('Land-Based Wind'!$S$41 * 'Land-Based Wind'!$S$39 * 'Land-Based Wind'!$S$37 * (BA15 * 1 + BA33) +BA21) * 1000 / (BA9 * 8760)) + BA27 + 0","v":28.380376085181926},{"$f":" (('Land-Based Wind'!$S$41 * 'Land-Based Wind'!$S$39 * 'Land-Based Wind'!$S$37 * (BB15 * 1 + BB33) +BB21) * 1000 / (BB9 * 8760)) + BB27 + 0","v":28.283091814281619},{"$f":" (('Land-Based Wind'!$S$41 * 'Land-Based Wind'!$S$39 * 'Land-Based Wind'!$S$37 * (BC15 * 1 + BC33) +BC21) * 1000 / (BC9 * 8760)) + BC27 + 0","v":28.183321999423921},{"$f":" (('Land-Based Wind'!$S$41 * 'Land-Based Wind'!$S$39 * 'Land-Based Wind'!$S$37 * (BD15 * 1 + BD33) +BD21) * 1000 / (BD9 * 8760)) + BD27 + 0","v":28.080582229216461},{"$f":" (('Land-Based Wind'!$S$41 * 'Land-Based Wind'!$S$39 * 'Land-Based Wind'!$S$37 * (BE15 * 1 + BE33) +BE21) * 1000 / (BE9 * 8760)) + BE27 + 0","v":27.974473352109086},{"$f":" (('Land-Based Wind'!$S$41 * 'Land-Based Wind'!$S$39 * 'Land-Based Wind'!$S$37 * (BF15 * 1 + BF33) +BF21) * 1000 / (BF9 * 8760)) + BF27 + 0","v":27.864673357377843},{"$f":" (('Land-Based Wind'!$S$41 * 'Land-Based Wind'!$S$39 * 'Land-Based Wind'!$S$37 * (BG15 * 1 + BG33) +BG21) * 1000 / (BG9 * 8760)) + BG27 + 0","v":27.7509376495643}]
[null,null,null,null,"TRG 3 - Program Goal",{"$f":"'Land-Based Wind'!#REF!","v":{"$error":"#REF!"}},{"$f":"'Land-Based Wind'!#REF!","v":{"$error":"#REF!"}},{"$f":"'Land-Based Wind'!#REF!","v":{"$error":"#REF!"}},{"$f":"'Land-Based Wind'!#REF!","v":{"$error":"#REF!"}},{"$f":"'Land-Based Wind'!#REF!","v":{"$error":"#REF!"}},{"$f":"'Land-Based Wind'!#REF!","v":{"$error":"#REF!"}},{"$f":"'Land-Based Wind'!#REF!","v":{"$error":"#REF!"}},{"$f":"'Land-Based Wind'!#REF!","v":{"$error":"#REF!"}},{"$f":"'Land-Based Wind'!#REF!","v":{"$error":"#REF!"}},{"$f":"'Land-Based Wind'!#REF!","v":{"$error":"#REF!"}},{"$f":"'Land-Based Wind'!#REF!","v":{"$error":"#REF!"}},{"$f":"'Land-Based Wind'!#REF!","v":{"$error":"#REF!"}},{"$f":"'Land-Based Wind'!#REF!","v":{"$error":"#REF!"}},null,null,null,{"$f":" (('Land-Based Wind'!$S$41 * 'Land-Based Wind'!$S$39 * 'Land-Based Wind'!$S$37 * (V16 * 1 + V34) +V22) * 1000 / (V10 * 8760)) + V28 + 0","v":61.168276868236497},{"$f":" (('Land-Based Wind'!$S$41 * 'Land-Based Wind'!$S$39 * 'Land-Based Wind'!$S$37 * (W16 * 1 + W34) +W22) * 1000 / (W10 * 8760)) + W28 + 0","v":60.027583330781781},{"$f":" (('Land-Based Wind'!$S$41 * 'Land-Based Wind'!$S$39 * 'Land-Based Wind'!$S$37 * (X16 * 1 + X34) +X22) * 1000 / (X10 * 8760)) + X28 + 0","v":54.348182422543218},{"$f":" (('Land-Based Wind'!$S$41 * 'Land-Based Wind'!$S$39 * 'Land-Based Wind'!$S$37 * (Y16 * 1 + Y34) +Y22) * 1000 / (Y10 * 8760)) + Y28 + 0","v":52.439258391146502},{"$f":" (('Land-Based Wind'!$S$41 * 'Land-Based Wind'!$S$39 * 'Land-Based Wind'!$S$37 * (Z16 * 1 + Z34) +Z22) * 1000 / (Z10 * 8760)) + Z28 + 0","v":50.53033431276782},{"$f":" (('Land-Based Wind'!$S$41 * 'Land-Based Wind'!$S$39 * 'Land-Based Wind'!$S$37 * (AA16 * 1 + AA34) +AA22) * 1000 / (AA10 * 8760)) + AA28 + 0","v":48.621410192846071},{"$f":" (('Land-Based Wind'!$S$41 * 'Land-Based Wind'!$S$39 * 'Land-Based Wind'!$S$37 * (AB16 * 1 + AB34) +AB22) * 1000 / (AB10 * 8760)) + AB28 + 0","v":46.712486037039007},{"$f":" (('Land-Based Wind'!$S$41 * 'Land-Based Wind'!$S$39 * 'Land-Based Wind'!$S$37 * (AC16 * 1 + AC34) +AC22) * 1000 / (AC10 * 8760)) + AC28 + 0","v":44.803561851238747},{"$f":" (('Land-Based Wind'!$S$41 * 'Land-Based Wind'!$S$39 * 'Land-Based Wind'!$S$37 * (AD16 * 1 + AD34) +AD22) * 1000 / (AD10 * 8760)) + AD28 + 0","v":43.624538499786532},{"$f":" (('Land-Based Wind'!$S$41 * 'Land-Based Wind'!$S$39 * 'Land-Based Wind'!$S$37 * (AE16 * 1 + AE34) +AE22) * 1000 / (AE10 * 8760)) + AE28 + 0","v":42.445514679009349},{"$f":" (('Land-Based Wind'!$S$41 * 'Land-Based Wind'!$S$39 * 'Land-Based Wind'!$S$37 * (AF16 * 1 + AF34) +AF22) * 1000 / (AF10 * 8760)) + AF28 + 0","v":41.266490371411201},{"$f":" (('Land-Based Wind'!$S$41 * 'Land-Based Wind'!$S$39 * 'Land-Based Wind'!$S$37 * (AG16 * 1 + AG34) +AG22) * 1000 / (AG10 * 8760)) + AG28 + 0","v":40.087465558298774},{"$f":" (('Land-Based Wind'!$S$41 * 'Land-Based Wind'!$S$39 * 'Land-Based Wind'!$S$37 * (AH16 * 1 + AH34) +AH22) * 1000 / (AH10 * 8760)) + AH28 + 0","v":38.908440219683058},{"$f":" (('Land-Based Wind'!$S$41 * 'Land-Based Wind'!$S$39 * 'Land-Based Wind'!$S$37 * (AI16 * 1 + AI34) +AI22) * 1000 / (AI10 * 8760)) + AI28 + 0","v":37.729414334171025},{"$f":" (('Land-Based Wind'!$S$41 * 'Land-Based Wind'!$S$39 * 'Land-Based Wind'!$S$37 * (AJ16 * 1 + AJ34) +AJ22) * 1000 / (AJ10 * 8760)) + AJ28 + 0","v":36.550387878846223},{"$f":" (('Land-Based Wind'!$S$41 * 'Land-Based Wind'!$S$39 * 'Land-Based Wind'!$S$37 * (AK16 * 1 + AK34) +AK22) * 1000 / (AK10 * 8760)) + AK28 + 0","v":35.371360829136869},{"$f":" (('Land-Based Wind'!$S$41 * 'Land-Based Wind'!$S$39 * 'Land-Based Wind'!$S$37 * (AL16 * 1 + AL34) +AL22) * 1000 / (AL10 * 8760)) + AL28 + 0","v":34.192333158669967},{"$f":" (('Land-Based Wind'!$S$41 * 'Land-Based Wind'!$S$39 * 'Land-Based Wind'!$S$37 * (AM16 * 1 + AM34) +AM22) * 1000 / (AM10 * 8760)) + AM28 + 0","v":33.013304839109772},{"$f":" (('Land-Based Wind'!$S$41 * 'Land-Based Wind'!$S$39 * 'Land-Based Wind'!$S$37 * (AN16 * 1 + AN34) +AN22) * 1000 / (AN10 * 8760)) + AN28 + 0","v":32.841616157988426},{"$f":" (('Land-Based Wind'!$S$41 * 'Land-Based Wind'!$S$39 * 'Land-Based Wind'!$S$37 * (AO16 * 1 + AO34) +AO22) * 1000 / (AO10 * 8760)) + AO28 + 0","v":32.683479800610122},{"$f":" (('Land-Based Wind'!$S$41 * 'Land-Based Wind'!$S$39 * 'Land-Based Wind'!$S$37 * (AP16 * 1 + AP34) +AP22) * 1000 / (AP10 * 8760)) + AP28 + 0","v":32.537177646952912},{"$f":" (('Land-Based Wind'!$S$41 * 'Land-Based Wind'!$S$39 * 'Land-Based Wind'!$S$37 * (AQ16 * 1 + AQ34) +AQ22) * 1000 / (AQ10 * 8760)) + AQ28 + 0","v":32.401076511722621},{"$f":" (('Land-Based Wind'!$S$41 * 'Land-Based Wind'!$S$39 * 'Land-Based Wind'!$S$37 * (AR16 * 1 + AR34) +AR22) * 1000 / (AR10 * 8760)) + AR28 + 0","v":32.273628711757958},{"$f":" (('Land-Based Wind'!$S$41 * 'Land-Based Wind'!$S$39 * 'Land-Based Wind'!$S$37 * (AS16 * 1 + AS34) +AS22) * 1000 / (AS10 * 8760)) + AS28 + 0","v":32.153371498468452},{"$f":" (('Land-Based Wind'!$S$41 * 'Land-Based Wind'!$S$39 * 'Land-Based Wind'!$S$37 * (AT16 * 1 + AT34) +AT22) * 1000 / (AT10 * 8760)) + AT28 + 0","v":32.038927473908004},{"$f":" (('Land-Based Wind'!$S$41 * 'Land-Based Wind'!$S$39 * 'Land-Based Wind'!$S$37 * (AU16 * 1 + AU34) +AU22) * 1000 / (AU10 * 8760)) + AU28 + 0","v":31.92900421237125},{"$f":" (('Land-Based Wind'!$S$41 * 'Land-Based Wind'!$S$39 * 'Land-Based Wind'!$S$37 * (AV16 * 1 + AV34) +AV22) * 1000 / (AV10 * 8760)) + AV28 + 0","v":31.822394827792557},{"$f":" (('Land-Based Wind'!$S$41 * 'Land-Based Wind'!$S$39 * 'Land-Based Wind'!$S$37 * (AW16 * 1 + AW34) +AW22) * 1000 / (AW10 * 8760)) + AW28 + 0","v":31.717977368346862},{"$f":" (('Land-Based Wind'!$S$41 * 'Land-Based Wind'!$S$39 * 'Land-Based Wind'!$S$37 * (AX16 * 1 + AX34) +AX22) * 1000 / (AX10 * 8760)) + AX28 + 0","v":31.614717062807546},{"$f":" (('Land-Based Wind'!$S$41 * 'Land-Based Wind'!$S$39 * 'Land-Based Wind'!$S$37 * (AY16 * 1 + AY34) +AY22) * 1000 / (AY10 * 8760)) + AY28 + 0","v":31.511660524830937},{"$f":" (('Land-Based Wind'!$S$41 * 'Land-Based Wind'!$S$39 * 'Land-Based Wind'!$S$37 * (AZ16 * 1 + AZ34) +AZ22) * 1000 / (AZ10 * 8760)) + AZ28 + 0","v":31.407941474796392},{"$f":" (('Land-Based Wind'!$S$41 * 'Land-Based Wind'!$S$39 * 'Land-Based Wind'!$S$37 * (BA16 * 1 + BA34) +BA22) * 1000 / (BA10 * 8760)) + BA28 + 0","v":31.302778793775101},{"$f":" (('Land-Based Wind'!$S$41 * 'Land-Based Wind'!$S$39 * 'Land-Based Wind'!$S$37 * (BB16 * 1 + BB34) +BB22) * 1000 / (BB10 * 8760)) + BB28 + 0","v":31.195476636956812},{"$f":" (('Land-Based Wind'!$S$41 * 'Land-Based Wind'!$S$39 * 'Land-Based Wind'!$S$37 * (BC16 * 1 + BC34) +BC22) * 1000 / (BC10 * 8760)) + BC28 + 0","v":31.085432559445188},{"$f":" (('Land-Based Wind'!$S$41 * 'Land-Based Wind'!$S$39 * 'Land-Based Wind'!$S$37 * (BD16 * 1 + BD34) +BD22) * 1000 / (BD10 * 8760)) + BD28 + 0","v":30.972112703329632},{"$f":" (('Land-Based Wind'!$S$41 * 'Land-Based Wind'!$S$39 * 'Land-Based Wind'!$S$37 * (BE16 * 1 + BE34) +BE22) * 1000 / (BE10 * 8760)) + BE28 + 0","v":30.855076815638881},{"$f":" (('Land-Based Wind'!$S$41 * 'Land-Based Wind'!$S$39 * 'Land-Based Wind'!$S$37 * (BF16 * 1 + BF34) +BF22) * 1000 / (BF10 * 8760)) + BF28 + 0","v":30.733969727658593},{"$f":" (('Land-Based Wind'!$S$41 * 'Land-Based Wind'!$S$39 * 'Land-Based Wind'!$S$37 * (BG16 * 1 + BG34) +BG22) * 1000 / (BG10 * 8760)) + BG28 + 0","v":30.608521657620983}]
[null,null,null,null,"TRG 4 - Program Goal",{"$f":"'Land-Based Wind'!#REF!","v":{"$error":"#REF!"}},{"$f":"'Land-Based Wind'!#REF!","v":{"$error":"#REF!"}},{"$f":"'Land-Based Wind'!#REF!","v":{"$error":"#REF!"}},{"$f":"'Land-Based Wind'!#REF!","v":{"$error":"#REF!"}},{"$f":"'Land-Based Wind'!#REF!","v":{"$error":"#REF!"}},{"$f":"'Land-Based Wind'!#REF!","v":{"$error":"#REF!"}},{"$f":"'Land-Based Wind'!#REF!","v":{"$error":"#REF!"}},{"$f":"'Land-Based Wind'!#REF!","v":{"$error":"#REF!"}},{"$f":"'Land-Based Wind'!#REF!","v":{"$error":"#REF!"}},{"$f":"'Land-Based Wind'!#REF!","v":{"$error":"#REF!"}},{"$f":"'Land-Based Wind'!#REF!","v":{"$error":"#REF!"}},{"$f":"'Land-Based Wind'!#REF!","v":{"$error":"#REF!"}},{"$f":"'Land-Based Wind'!#REF!","v":{"$error":"#REF!"}},null,null,null,{"$f":" (('Land-Based Wind'!$S$41 * 'Land-Based Wind'!$S$39 * 'Land-Based Wind'!$S$37 * (V17 * 1 + V35) +V23) * 1000 / (V11 * 8760)) + V29 + 0","v":71.67774340177499},{"$f":" (('Land-Based Wind'!$S$41 * 'Land-Based Wind'!$S$39 * 'Land-Based Wind'!$S$37 * (W17 * 1 + W35) +W23) * 1000 / (W11 * 8760)) + W29 + 0","v":70.341055170081091},{"$f":" (('Land-Based Wind'!$S$41 * 'Land-Based Wind'!$S$39 * 'Land-Based Wind'!$S$37 * (X17 * 1 + X35) +X23) * 1000 / (X11 * 8760)) + X29 + 0","v":63.685862091052009},{"$f":" (('Land-Based Wind'!$S$41 * 'Land-Based Wind'!$S$39 * 'Land-Based Wind'!$S$37 * (Y17 * 1 + Y35) +Y23) * 1000 / (Y11 * 8760)) + Y29 + 0","v":61.448952146903082},{"$f":" (('Land-Based Wind'!$S$41 * 'Land-Based Wind'!$S$39 * 'Land-Based Wind'!$S$37 * (Z17 * 1 + Z35) +Z23) * 1000 / (Z11 * 8760)) + Z29 + 0","v":59.21204248771383},{"$f":" (('Land-Based Wind'!$S$41 * 'Land-Based Wind'!$S$39 * 'Land-Based Wind'!$S$37 * (AA17 * 1 + AA35) +AA23) * 1000 / (AA11 * 8760)) + AA29 + 0","v":56.975133153122393},{"$f":" (('Land-Based Wind'!$S$41 * 'Land-Based Wind'!$S$39 * 'Land-Based Wind'!$S$37 * (AB17 * 1 + AB35) +AB23) * 1000 / (AB11 * 8760)) + AB29 + 0","v":54.738224183958295},{"$f":" (('Land-Based Wind'!$S$41 * 'Land-Based Wind'!$S$39 * 'Land-Based Wind'!$S$37 * (AC17 * 1 + AC35) +AC23) * 1000 / (AC11 * 8760)) + AC29 + 0","v":52.501315622284437},{"$f":" (('Land-Based Wind'!$S$41 * 'Land-Based Wind'!$S$39 * 'Land-Based Wind'!$S$37 * (AD17 * 1 + AD35) +AD23) * 1000 / (AD11 * 8760)) + AD29 + 0","v":51.119709978670286},{"$f":" (('Land-Based Wind'!$S$41 * 'Land-Based Wind'!$S$39 * 'Land-Based Wind'!$S$37 * (AE17 * 1 + AE35) +AE23) * 1000 / (AE11 * 8760)) + AE29 + 0","v":49.738103768177766},{"$f":" (('Land-Based Wind'!$S$41 * 'Land-Based Wind'!$S$39 * 'Land-Based Wind'!$S$37 * (AF17 * 1 + AF35) +AF23) * 1000 / (AF11 * 8760)) + AF29 + 0","v":48.356496998726961},{"$f":" (('Land-Based Wind'!$S$41 * 'Land-Based Wind'!$S$39 * 'Land-Based Wind'!$S$37 * (AG17 * 1 + AG35) +AG23) * 1000 / (AG11 * 8760)) + AG29 + 0","v":46.974889678579714},{"$f":" (('Land-Based Wind'!$S$41 * 'Land-Based Wind'!$S$39 * 'Land-Based Wind'!$S$37 * (AH17 * 1 + AH35) +AH23) * 1000 / (AH11 * 8760)) + AH29 + 0","v":45.593281816348203},{"$f":" (('Land-Based Wind'!$S$41 * 'Land-Based Wind'!$S$39 * 'Land-Based Wind'!$S$37 * (AI17 * 1 + AI35) +AI23) * 1000 / (AI11 * 8760)) + AI29 + 0","v":44.211673421003809},{"$f":" (('Land-Based Wind'!$S$41 * 'Land-Based Wind'!$S$39 * 'Land-Based Wind'!$S$37 * (AJ17 * 1 + AJ35) +AJ23) * 1000 / (AJ11 * 8760)) + AJ29 + 0","v":42.830064501886241},{"$f":" (('Land-Based Wind'!$S$41 * 'Land-Based Wind'!$S$39 * 'Land-Based Wind'!$S$37 * (AK17 * 1 + AK35) +AK23) * 1000 / (AK11 * 8760)) + AK29 + 0","v":41.448455068713109},{"$f":" (('Land-Based Wind'!$S$41 * 'Land-Based Wind'!$S$39 * 'Land-Based Wind'!$S$37 * (AL17 * 1 + AL35) +AL23) * 1000 / (AL11 * 8760)) + AL29 + 0","v":40.066845131589602},{"$f":" (('Land-Based Wind'!$S$41 * 'Land-Based Wind'!$S$39 * 'Land-Based Wind'!$S$37 * (AM17 * 1 + AM35) +AM23) * 1000 / (AM11 * 8760)) + AM29 + 0","v":38.685234701018715},{"$f":" (('Land-Based Wind'!$S$41 * 'Land-Based Wind'!$S$39 * 'Land-Based Wind'!$S$37 * (AN17 * 1 + AN35) +AN23) * 1000 / (AN11 * 8760)) + AN29 + 0","v":38.484048135162986},{"$f":" (('Land-Based Wind'!$S$41 * 'Land-Based Wind'!$S$39 * 'Land-Based Wind'!$S$37 * (AO17 * 1 + AO35) +AO23) * 1000 / (AO11 * 8760)) + AO29 + 0","v":38.298742294835066},{"$f":" (('Land-Based Wind'!$S$41 * 'Land-Based Wind'!$S$39 * 'Land-Based Wind'!$S$37 * (AP17 * 1 + AP35) +AP23) * 1000 / (AP11 * 8760)) + AP29 + 0","v":38.127303873796457},{"$f":" (('Land-Based Wind'!$S$41 * 'Land-Based Wind'!$S$39 * 'Land-Based Wind'!$S$37 * (AQ17 * 1 + AQ35) +AQ23) * 1000 / (AQ11 * 8760)) + AQ29 + 0","v":37.967819093064143},{"$f":" (('Land-Based Wind'!$S$41 * 'Land-Based Wind'!$S$39 * 'Land-Based Wind'!$S$37 * (AR17 * 1 + AR35) +AR23) * 1000 / (AR11 * 8760)) + AR29 + 0","v":37.818474365790209},{"$f":" (('Land-Based Wind'!$S$41 * 'Land-Based Wind'!$S$39 * 'Land-Based Wind'!$S$37 * (AS17 * 1 + AS35) +AS23) * 1000 / (AS11 * 8760)) + AS29 + 0","v":37.677555632179249},{"$f":" (('Land-Based Wind'!$S$41 * 'Land-Based Wind'!$S$39 * 'Land-Based Wind'!$S$37 * (AT17 * 1 + AT35) +AT23) * 1000 / (AT11 * 8760)) + AT29 + 0","v":37.543448847036764},{"$f":" (('Land-Based Wind'!$S$41 * 'Land-Based Wind'!$S$39 * 'Land-Based Wind'!$S$37 * (AU17 * 1 + AU35) +AU23) * 1000 / (AU11 * 8760)) + AU29 + 0","v":37.414639536344097},{"$f":" (('Land-Based Wind'!$S$41 * 'Land-Based Wind'!$S$39 * 'Land-Based Wind'!$S$37 * (AV17 * 1 + AV35) +AV23) * 1000 / (AV11 * 8760)) + AV29 + 0","v":37.289713462131758},{"$f":" (('Land-Based Wind'!$S$41 * 'Land-Based Wind'!$S$39 * 'Land-Based Wind'!$S$37 * (AW17 * 1 + AW35) +AW23) * 1000 / (AW11 * 8760)) + AW29 + 0","v":37.167355913059424},{"$f":" (('Land-Based Wind'!$S$41 * 'Land-Based Wind'!$S$39 * 'Land-Based Wind'!$S$37 * (AX17 * 1 + AX35) +AX23) * 1000 / (AX11 * 8760)) + AX29 + 0","v":37.046353959421353},{"$f":" (('Land-Based Wind'!$S$41 * 'Land-Based Wind'!$S$39 * 'Land-Based Wind'!$S$37 * (AY17 * 1 + AY35) +AY23) * 1000 / (AY11 * 8760)) + AY29 + 0","v":36.925590792591855},{"$f":" (('Land-Based Wind'!$S$41 * 'Land-Based Wind'!$S$39 * 'Land-Based Wind'!$S$37 * (AZ17 * 1 + AZ35) +AZ23) * 1000 / (AZ11 * 8760)) + AZ29 + 0","v":36.804051299960854},{"$f":" (('Land-Based Wind'!$S$41 * 'Land-Based Wind'!$S$39 * 'Land-Based Wind'!$S$37 * (BA17 * 1 + BA35) +BA23) * 1000 / (BA11 * 8760)) + BA29 + 0","v":36.680820160910571},{"$f":" (('Land-Based Wind'!$S$41 * 'Land-Based Wind'!$S$39 * 'Land-Based Wind'!$S$37 * (BB17 * 1 + BB35) +BB23) * 1000 / (BB11 * 8760)) + BB29 + 0","v":36.555081979717869},{"$f":" (('Land-Based Wind'!$S$41 * 'Land-Based Wind'!$S$39 * 'Land-Based Wind'!$S$37 * (BC17 * 1 + BC35) +BC23) * 1000 / (BC11 * 8760)) + BC29 + 0","v":36.426130171688953},{"$f":" (('Land-Based Wind'!$S$41 * 'Land-Based Wind'!$S$39 * 'Land-Based Wind'!$S$37 * (BD17 * 1 + BD35) +BD23) * 1000 / (BD11 * 8760)) + BD29 + 0","v":36.293339786213657},{"$f":" (('Land-Based Wind'!$S$41 * 'Land-Based Wind'!$S$39 * 'Land-Based Wind'!$S$37 * (BE17 * 1 + BE35) +BE23) * 1000 / (BE11 * 8760)) + BE29 + 0","v":36.156194932258757},{"$f":" (('Land-Based Wind'!$S$41 * 'Land-Based Wind'!$S$39 * 'Land-Based Wind'!$S$37 * (BF17 * 1 + BF35) +BF23) * 1000 / (BF11 * 8760)) + BF29 + 0","v":36.014279421198367},{"$f":" (('Land-Based Wind'!$S$41 * 'Land-Based Wind'!$S$39 * 'Land-Based Wind'!$S$37 * (BG17 * 1 + BG35) +BG23) * 1000 / (BG11 * 8760)) + BG29 + 0","v":35.867277121489671}]
[null,null,null,null,"TRG 5 - Program Goal",{"$f":"'Land-Based Wind'!#REF!","v":{"$error":"#REF!"}},{"$f":"'Land-Based Wind'!#REF!","v":{"$error":"#REF!"}},{"$f":"'Land-Based Wind'!#REF!","v":{"$error":"#REF!"}},{"$f":"'Land-Based Wind'!#REF!","v":{"$error":"#REF!"}},{"$f":"'Land-Based Wind'!#REF!","v":{"$error":"#REF!"}},{"$f":"'Land-Based Wind'!#REF!","v":{"$error":"#REF!"}},{"$f":"'Land-Based Wind'!#REF!","v":{"$error":"#REF!"}},{"$f":"'Land-Based Wind'!#REF!","v":{"$error":"#REF!"}},{"$f":"'Land-Based Wind'!#REF!","v":{"$error":"#REF!"}},{"$f":"'Land-Based Wind'!#REF!","v":{"$error":"#REF!"}},{"$f":"'Land-Based Wind'!#REF!","v":{"$error":"#REF!"}},{"$f":"'Land-Based Wind'!#REF!","v":{"$error":"#REF!"}},{"$f":"'Land-Based Wind'!#REF!","v":{"$error":"#REF!"}},null,null,null,{"$f":" (('Land-Based Wind'!$S$41 * 'Land-Based Wind'!$S$39 * 'Land-Based Wind'!$S$37 * (V18 * 1 + V36) +V24) * 1000 / (V12 * 8760)) + V30 + 0","v":84.848312891808931},{"$f":" (('Land-Based Wind'!$S$41 * 'Land-Based Wind'!$S$39 * 'Land-Based Wind'!$S$37 * (W18 * 1 + W36) +W24) * 1000 / (W12 * 8760)) + W30 + 0","v":83.266012311588995},{"$f":" (('Land-Based Wind'!$S$41 * 'Land-Based Wind'!$S$39 * 'Land-Based Wind'!$S$37 * (X18 * 1 + X36) +X24) * 1000 / (X12 * 8760)) + X30 + 0","v":75.387947538256711},{"$f":" (('Land-Based Wind'!$S$41 * 'Land-Based Wind'!$S$39 * 'Land-Based Wind'!$S$37 * (Y18 * 1 + Y36) +Y24) * 1000 / (Y12 * 8760)) + Y30 + 0","v":72.740012125586858},{"$f":" (('Land-Based Wind'!$S$41 * 'Land-Based Wind'!$S$39 * 'Land-Based Wind'!$S$37 * (Z18 * 1 + Z36) +Z24) * 1000 / (Z12 * 8760)) + Z30 + 0","v":70.092077050237194},{"$f":" (('Land-Based Wind'!$S$41 * 'Land-Based Wind'!$S$39 * 'Land-Based Wind'!$S$37 * (AA18 * 1 + AA36) +AA24) * 1000 / (AA12 * 8760)) + AA30 + 0","v":67.444142359129202},{"$f":" (('Land-Based Wind'!$S$41 * 'Land-Based Wind'!$S$39 * 'Land-Based Wind'!$S$37 * (AB18 * 1 + AB36) +AB24) * 1000 / (AB12 * 8760)) + AB30 + 0","v":64.796208100594711},{"$f":" (('Land-Based Wind'!$S$41 * 'Land-Based Wind'!$S$39 * 'Land-Based Wind'!$S$37 * (AC18 * 1 + AC36) +AC24) * 1000 / (AC12 * 8760)) + AC30 + 0","v":62.148274324425586},{"$f":" (('Land-Based Wind'!$S$41 * 'Land-Based Wind'!$S$39 * 'Land-Based Wind'!$S$37 * (AD18 * 1 + AD36) +AD24) * 1000 / (AD12 * 8760)) + AD30 + 0","v":60.512802802811734},{"$f":" (('Land-Based Wind'!$S$41 * 'Land-Based Wind'!$S$39 * 'Land-Based Wind'!$S$37 * (AE18 * 1 + AE36) +AE24) * 1000 / (AE12 * 8760)) + AE30 + 0","v":58.877330610157308},{"$f":" (('Land-Based Wind'!$S$41 * 'Land-Based Wind'!$S$39 * 'Land-Based Wind'!$S$37 * (AF18 * 1 + AF36) +AF24) * 1000 / (AF12 * 8760)) + AF30 + 0","v":57.2418577558377},{"$f":" (('Land-Based Wind'!$S$41 * 'Land-Based Wind'!$S$39 * 'Land-Based Wind'!$S$37 * (AG18 * 1 + AG36) +AG24) * 1000 / (AG12 * 8760)) + AG30 + 0","v":55.606384249632839},{"$f":" (('Land-Based Wind'!$S$41 * 'Land-Based Wind'!$S$39 * 'Land-Based Wind'!$S$37 * (AH18 * 1 + AH36) +AH24) * 1000 / (AH12 * 8760)) + AH30 + 0","v":53.970910101737367},{"$f":" (('Land-Based Wind'!$S$41 * 'Land-Based Wind'!$S$39 * 'Land-Based Wind'!$S$37 * (AI18 * 1 + AI36) +AI24) * 1000 / (AI12 * 8760)) + AI30 + 0","v":52.335435322771104},{"$f":" (('Land-Based Wind'!$S$41 * 'Land-Based Wind'!$S$39 * 'Land-Based Wind'!$S$37 * (AJ18 * 1 + AJ36) +AJ24) * 1000 / (AJ12 * 8760)) + AJ30 + 0","v":50.699959923789962},{"$f":" (('Land-Based Wind'!$S$41 * 'Land-Based Wind'!$S$39 * 'Land-Based Wind'!$S$37 * (AK18 * 1 + AK36) +AK24) * 1000 / (AK12 * 8760)) + AK30 + 0","v":49.064483916297064},{"$f":" (('Land-Based Wind'!$S$41 * 'Land-Based Wind'!$S$39 * 'Land-Based Wind'!$S$37 * (AL18 * 1 + AL36) +AL24) * 1000 / (AL12 * 8760)) + AL30 + 0","v":47.42900731225442},{"$f":" (('Land-Based Wind'!$S$41 * 'Land-Based Wind'!$S$39 * 'Land-Based Wind'!$S$37 * (AM18 * 1 + AM36) +AM24) * 1000 / (AM12 * 8760)) + AM30 + 0","v":45.793530124094943},{"$f":" (('Land-Based Wind'!$S$41 * 'Land-Based Wind'!$S$39 * 'Land-Based Wind'!$S$37 * (AN18 * 1 + AN36) +AN24) * 1000 / (AN12 * 8760)) + AN30 + 0","v":45.555376132390343},{"$f":" (('Land-Based Wind'!$S$41 * 'Land-Based Wind'!$S$39 * 'Land-Based Wind'!$S$37 * (AO18 * 1 + AO36) +AO24) * 1000 / (AO12 * 8760)) + AO30 + 0","v":45.336020901723899},{"$f":" (('Land-Based Wind'!$S$41 * 'Land-Based Wind'!$S$39 * 'Land-Based Wind'!$S$37 * (AP18 * 1 + AP36) +AP24) * 1000 / (AP12 * 8760)) + AP30 + 0","v":45.133081186896426},{"$f":" (('Land-Based Wind'!$S$41 * 'Land-Based Wind'!$S$39 * 'Land-Based Wind'!$S$37 * (AQ18 * 1 + AQ36) +AQ24) * 1000 / (AQ12 * 8760)) + AQ30 + 0","v":44.94429155779774},{"$f":" (('Land-Based Wind'!$S$41 * 'Land-Based Wind'!$S$39 * 'Land-Based Wind'!$S$37 * (AR18 * 1 + AR36) +AR24) * 1000 / (AR12 * 8760)) + AR30 + 0","v":44.767505186456098},{"$f":" (('Land-Based Wind'!$S$41 * 'Land-Based Wind'!$S$39 * 'Land-Based Wind'!$S$37 * (AS18 * 1 + AS36) +AS24) * 1000 / (AS12 * 8760)) + AS30 + 0","v":44.600693059748401},{"$f":" (('Land-Based Wind'!$S$41 * 'Land-Based Wind'!$S$39 * 'Land-Based Wind'!$S$37 * (AT18 * 1 + AT36) +AT24) * 1000 / (AT12 * 8760)) + AT30 + 0","v":44.441944556534438},{"$f":" (('Land-Based Wind'!$S$41 * 'Land-Based Wind'!$S$39 * 'Land-Based Wind'!$S$37 * (AU18 * 1 + AU36) +AU24) * 1000 / (AU12 * 8760)) + AU30 + 0","v":44.289466922753583},{"$f":" (('Land-Based Wind'!$S$41 * 'Land-Based Wind'!$S$39 * 'Land-Based Wind'!$S$37 * (AV18 * 1 + AV36) +AV24) * 1000 / (AV12 * 8760)) + AV30 + 0","v":44.141586058466693},{"$f":" (('Land-Based Wind'!$S$41 * 'Land-Based Wind'!$S$39 * 'Land-Based Wind'!$S$37 * (AW18 * 1 + AW36) +AW24) * 1000 / (AW12 * 8760)) + AW30 + 0","v":43.996745678082306},{"$f":" (('Land-Based Wind'!$S$41 * 'Land-Based Wind'!$S$39 * 'Land-Based Wind'!$S$37 * (AX18 * 1 + AX36) +AX24) * 1000 / (AX12 * 8760)) + AX30 + 0","v":43.853509979712541},{"$f":" (('Land-Based Wind'!$S$41 * 'Land-Based Wind'!$S$39 * 'Land-Based Wind'!$S$37 * (AY18 * 1 + AY36) +AY24) * 1000 / (AY12 * 8760)) + AY30 + 0","v":43.710556944508582},{"$f":" (('Land-Based Wind'!$S$41 * 'Land-Based Wind'!$S$39 * 'Land-Based Wind'!$S$37 * (AZ18 * 1 + AZ36) +AZ24) * 1000 / (AZ12 * 8760)) + AZ30 + 0","v":43.566684935974074},{"$f":" (('Land-Based Wind'!$S$41 * 'Land-Based Wind'!$S$39 * 'Land-Based Wind'!$S$37 * (BA18 * 1 + BA36) +BA24) * 1000 / (BA12 * 8760)) + BA30 + 0","v":43.420810446083031},{"$f":" (('Land-Based Wind'!$S$41 * 'Land-Based Wind'!$S$39 * 'Land-Based Wind'!$S$37 * (BB18 * 1 + BB36) +BB24) * 1000 / (BB12 * 8760)) + BB30 + 0","v":43.271968252602811},{"$f":" (('Land-Based Wind'!$S$41 * 'Land-Based Wind'!$S$39 * 'Land-Based Wind'!$S$37 * (BC18 * 1 + BC36) +BC24) * 1000 / (BC12 * 8760)) + BC30 + 0","v":43.119321938029124},{"$f":" (('Land-Based Wind'!$S$41 * 'Land-Based Wind'!$S$39 * 'Land-Based Wind'!$S$37 * (BD18 * 1 + BD36) +BD24) * 1000 / (BD12 * 8760)) + BD30 + 0","v":42.96213171895846},{"$f":" (('Land-Based Wind'!$S$41 * 'Land-Based Wind'!$S$39 * 'Land-Based Wind'!$S$37 * (BE18 * 1 + BE36) +BE24) * 1000 / (BE12 * 8760)) + BE30 + 0","v":42.799786910933221},{"$f":" (('Land-Based Wind'!$S$41 * 'Land-Based Wind'!$S$39 * 'Land-Based Wind'!$S$37 * (BF18 * 1 + BF36) +BF24) * 1000 / (BF12 * 8760)) + BF30 + 0","v":42.631794851920347},{"$f":" (('Land-Based Wind'!$S$41 * 'Land-Based Wind'!$S$39 * 'Land-Based Wind'!$S$37 * (BG18 * 1 + BG36) +BG24) * 1000 / (BG12 * 8760)) + BG30 + 0","v":42.457781322157686}]
[]
[]
[]
[]
[]
[]
[]
[]
[]
[]
[]
[]
[]
[]
[]
[]
[]
[]
[]
[]
[]
[]
[]
[]
[]
[]
[]
[]
[]
[]
[]
[]
[]
[]
[]
[]
[]
["Notes:"]
["Land-based wind program goals inputs from file: PHASE 4 WV Wind Inputs 091714 OCC 2013$.xlsx"]
["File location: \\\\nrel.gov\\shared\\Wind\\Public\\Projects\\Projects T-Z\\TAMA\\WindVision\\SupplyCurveData-Sep2014\\"]
["From program goal tab"]
[]
["Offshore Wind Program Goal"]
[]
[null,null,null,null,null,2000,{"$f":"F87+1","v":2001},{"$f":"G87+1","v":2002},{"$f":"H87+1","v":2003},{"$f":"I87+1","v":2004},{"$f":"J87+1","v":2005},{"$f":"K87+1","v":2006},2007,2008,2009,2010,2011,2012,2010,2011,2012,{"$f":"R87+1","v":2013},2014,2015,2016,2017,2018,2019,2020,2021,2022,2023,2024,2025,2026,2027,2028,2029,2030,2031,2032,2033,2034,2035,2036,2037,2038,2039,2040,2041,2042,2043,2044,2045,2046,2047,2048,2049,2050]
[null,"Techno-Economic Cost and Performance Parameters",null,"Net Capacity Factor (%)","TRG 1 - Program Goal",null,null,null,null,null,null,null,null,null,null,null,null,null,null,null,null,0.47425895065325047,0.47425895065325047,0.47521252610271753,0.47523902623175851,0.47890701149368931,0.4809031858764159,0.48290351849431484,0.48490834109800962,0.48554673035262319,0.48699396265913497,0.4884427384518828,0.49035908324297672,0.49390792335562073,0.49745720444202557,0.50100694612381957,0.50455716920427274,0.50810789575860593,0.51165914923271272,0.51162944037983316,0.5122272237204516,0.51282500995878733,0.51342279911608013,0.51402059121377719,0.51461838627353707,0.51521618431723115,0.51581398536694734,0.516411789444991,0.51700959657389001,0.51759333324659484,0.51816481967203287,0.51873631017532862,0.51930780479119498,0.5198793035547391,0.52045080650146947,0.52102231366730056,0.52159382508855978,0.52216534080199217,0.522736860844768]
[null,null,null,null,"TRG 2 - Program Goal",{"$f":"'Offshore Wind'!#REF!","v":{"$error":"#REF!"}},{"$f":"'Offshore Wind'!#REF!","v":{"$error":"#REF!"}},{"$f":"'Offshore Wind'!#REF!","v":{"$error":"#REF!"}},{"$f":"'Offshore Wind'!#REF!","v":{"$error":"#REF!"}},{"$f":"'Offshore Wind'!#REF!","v":{"$error":"#REF!"}},{"$f":"'Offshore Wind'!#REF!","v":{"$error":"#REF!"}},{"$f":"'Offshore Wind'!#REF!","v":{"$error":"#REF!"}},{"$f":"'Offshore Wind'!#REF!","v":{"$error":"#REF!"}},{"$f":"'Offshore Wind'!#REF!","v":{"$error":"#REF!"}},{"$f":"'Offshore Wind'!#REF!","v":{"$error":"#REF!"}},{"$f":"'Offshore Wind'!#REF!","v":{"$error":"#REF!"}},{"$f":"'Offshore Wind'!#REF!","v":{"$error":"#REF!"}},{"$f":"'Offshore Wind'!#REF!","v":{"$error":"#REF!"}},null,null,null,0.43480721621182061,0.43480721621182061,0.43568146747489395,0.43570576316255932,0.43906862317532108,0.44089874367221649,0.44273267649707593,0.44457072580349466,0.44515600997003646,0.44648285272026689,0.44781111056019196,0.44956804217480856,0.4528216682540509,0.45607569862418373,0.45933015127458915,0.46258504527799499,0.46584040087327139,0.46909623955594054,0.46906900206553664,0.46961705816415977,0.4701651169194504,0.47071317835088161,0.47126124247811652,0.47180930932101173,0.47235737889961971,0.47290545123419031,0.47345352634517401,0.47400160425322435,0.47453678217092082,0.47506072889117834,0.4755846793500727,0.47610863357942901,0.47663259161143423,0.47715655347864283,0.47768051921398186,0.47820448885075656,0.47872846242265565,0.4792524399637571]
[null,null,null,null,"TRG 3 - Program Goal",{"$f":"'Offshore Wind'!#REF!","v":{"$error":"#REF!"}},{"$f":"'Offshore Wind'!#REF!","v":{"$error":"#REF!"}},{"$f":"'Offshore Wind'!#REF!","v":{"$error":"#REF!"}},{"$f":"'Offshore Wind'!#REF!","v":{"$error":"#REF!"}},{"$f":"'Offshore Wind'!#REF!","v":{"$error":"#REF!"}},{"$f":"'Offshore Wind'!#REF!","v":{"$error":"#REF!"}},{"$f":"'Offshore Wind'!#REF!","v":{"$error":"#REF!"}},{"$f":"'Offshore Wind'!#REF!","v":{"$error":"#REF!"}},{"$f":"'Offshore Wind'!#REF!","v":{"$error":"#REF!"}},{"$f":"'Offshore Wind'!#REF!","v":{"$error":"#REF!"}},{"$f":"'Offshore Wind'!#REF!","v":{"$error":"#REF!"}},{"$f":"'Offshore Wind'!#REF!","v":{"$error":"#REF!"}},{"$f":"'Offshore Wind'!#REF!","v":{"$error":"#REF!"}},null,null,null,0.39740244508359729,0.39740244508359729,0.39820148791593363,0.3982236935402268,0.40129725980526854,0.40296994216459153,0.40464610889215386,0.40632603797640149,0.40686097242592328,0.40807367206273476,0.40928766505458636,0.41089345468608407,0.41386718398741368,0.41684128280006338,0.41981576756585853,0.42279065571677471,0.42576596575061099,0.42874171731371319,0.42871682295851199,0.42921773192578572,0.4297186433211842,0.4302195571625051,0.43072047346772041,0.43122139225497835,0.43172231354260615,0.43222323734911211,0.43272416369318695,0.43322509259370784,0.4337142312397963,0.43419310486461304,0.43467198190644629,0.43515086239438344,0.43562974635784235,0.43610863382657716,0.43658752483068208,0.43706641940059748,0.43754531756711368,0.43802421936137725]
[null,null,null,null,"TRG 4 - Program Goal",{"$f":"'Offshore Wind'!#REF!","v":{"$error":"#REF!"}},{"$f":"'Offshore Wind'!#REF!","v":{"$error":"#REF!"}},{"$f":"'Offshore Wind'!#REF!","v":{"$error":"#REF!"}},{"$f":"'Offshore Wind'!#REF!","v":{"$error":"#REF!"}},{"$f":"'Offshore Wind'!#REF!","v":{"$error":"#REF!"}},{"$f":"'Offshore Wind'!#REF!","v":{"$error":"#REF!"}},{"$f":"'Offshore Wind'!#REF!","v":{"$error":"#REF!"}},{"$f":"'Offshore Wind'!#REF!","v":{"$error":"#REF!"}},{"$f":"'Offshore Wind'!#REF!","v":{"$error":"#REF!"}},{"$f":"'Offshore Wind'!#REF!","v":{"$error":"#REF!"}},{"$f":"'Offshore Wind'!#REF!","v":{"$error":"#REF!"}},{"$f":"'Offshore Wind'!#REF!","v":{"$error":"#REF!"}},{"$f":"'Offshore Wind'!#REF!","v":{"$error":"#REF!"}},null,null,null,0.33754788847036948,0.33754788847036948,0.33822658389408322,0.33824544503015597,0.34085608775687681,0.34227683995771541,0.34370055173053515,0.3451274591947015,0.34558182477835614,0.34661187430829388,0.34764302239529443,0.34900695688071426,0.35153279953458905,0.35405895604603405,0.35658544038049816,0.35911226734444918,0.36163945264964986,0.36416701298342241,0.3641458680782087,0.36457133290941668,0.36499679980303862,0.36542226877419182,0.36584773983814112,0.36627321301030163,0.36669868830624019,0.36712416574167728,0.36754964533248885,0.36797512709470848,0.36839059438535798,0.36879734271542192,0.36920409394785025,0.36961084810734929,0.37001760521890625,0.37042436530779382,0.37083112839957366,0.37123789452010131,0.37164466369552968,0.37205143595231421]
[null,null,null,null,"TRG 5 - Program Goal",{"$f":"'Offshore Wind'!#REF!","v":{"$error":"#REF!"}},{"$f":"'Offshore Wind'!#REF!","v":{"$error":"#REF!"}},{"$f":"'Offshore Wind'!#REF!","v":{"$error":"#REF!"}},{"$f":"'Offshore Wind'!#REF!","v":{"$error":"#REF!"}},{"$f":"'Offshore Wind'!#REF!","v":{"$error":"#REF!"}},{"$f":"'Offshore Wind'!#REF!","v":{"$error":"#REF!"}},{"$f":"'Offshore Wind'!#REF!","v":{"$error":"#REF!"}},{"$f":"'Offshore Wind'!#REF!","v":{"$error":"#REF!"}},{"$f":"'Offshore Wind'!#REF!","v":{"$error":"#REF!"}},{"$f":"'Offshore Wind'!#REF!","v":{"$error":"#REF!"}},{"$f":"'Offshore Wind'!#REF!","v":{"$error":"#REF!"}},{"$f":"'Offshore Wind'!#REF!","v":{"$error":"#REF!"}},{"$f":"'Offshore Wind'!#REF!","v":{"$error":"#REF!"}},null,null,null,0.46954546363361682,0.46954546363361682,0.47045165130671968,0.47051328954441235,0.47393130726504984,0.47581813907432113,0.47770376687225841,0.47958809460092056,0.48032341851703891,0.48179911551822824,0.48327812740621384,0.48522169197352782,0.48865254676964226,0.49208030109730527,0.49550481699765325,0.49892594820374925,0.50234353950561639,0.50575742605613805,0.50576151093885391,0.50633846476655442,0.50691532067118439,0.50749207793499063,0.50806873583318757,0.50864529363387168,0.50922175059793418,0.50979810597897113,0.51037435902319406,0.51095050896933825,0.51150920246266018,0.51205657470830324,0.51260381409148548,0.51315091948122549,0.51369788973366937,0.51424472369190621,0.51479142018578128,0.51533797803170711,0.51588439603246827,0.51643067297702783]
[null,null,null,null,"TRG 6 - Program Goal",{"$f":"'Offshore Wind'!#REF!","v":{"$error":"#REF!"}},{"$f":"'Offshore Wind'!#REF!","v":{"$error":"#REF!"}},{"$f":"'Offshore Wind'!#REF!","v":{"$error":"#REF!"}},{"$f":"'Offshore Wind'!#REF!","v":{"$error":"#REF!"}},{"$f":"'Offshore Wind'!#REF!","v":{"$error":"#REF!"}},{"$f":"'Offshore Wind'!#REF!","v":{"$error":"#REF!"}},{"$f":"'Offshore Wind'!#REF!","v":{"$error":"#REF!"}},{"$f":"'Offshore Wind'!#REF!","v":{"$error":"#REF!"}},{"$f":"'Offshore Wind'!#REF!","v":{"$error":"#REF!"}},{"$f":"'Offshore Wind'!#REF!","v":{"$error":"#REF!"}},{"$f":"'Offshore Wind'!#REF!","v":{"$error":"#REF!"}},{"$f":"'Offshore Wind'!#REF!","v":{"$error":"#REF!"}},{"$f":"'Offshore Wind'!#REF!","v":{"$error":"#REF!"}},null,null,null,0.44144156480848457,0.44144156480848457,0.44229351405601686,0.44235146303477701,0.44556490072718918,0.44733879921184166,0.44911156574934846,0.45088311003116427,0.45157442230082268,0.45296179379909468,0.45435228177687265,0.45617951737033785,0.45940502379543924,0.46262761532570962,0.46584716225959455,0.4690635270847322,0.47227656388099282,0.47548611766792265,0.47548995805646393,0.47603237922810371,0.47657470833770316,0.477116944710469,0.47765908766499621,0.47820113651318857,0.47874309056017533,0.47928494910422736,0.47982671143667294,0.48036837684181188,0.48089363062241869,0.4814082407706663,0.48192272600872454,0.4824370852733057,0.48295131748901915,0.48346542156819911,0.48397939641072862,0.48449324090386175,0.48500695392204091,0.4855205343267136]
[null,null,null,null,"TRG 7 - Program Goal",{"$f":"'Offshore Wind'!#REF!","v":{"$error":"#REF!"}},{"$f":"'Offshore Wind'!#REF!","v":{"$error":"#REF!"}},{"$f":"'Offshore Wind'!#REF!","v":{"$error":"#REF!"}},{"$f":"'Offshore Wind'!#REF!","v":{"$error":"#REF!"}},{"$f":"'Offshore Wind'!#REF!","v":{"$error":"#REF!"}},{"$f":"'Offshore Wind'!#REF!","v":{"$error":"#REF!"}},{"$f":"'Offshore Wind'!#REF!","v":{"$error":"#REF!"}},{"$f":"'Offshore Wind'!#REF!","v":{"$error":"#REF!"}},{"$f":"'Offshore Wind'!#REF!","v":{"$error":"#REF!"}},{"$f":"'Offshore Wind'!#REF!","v":{"$error":"#REF!"}},{"$f":"'Offshore Wind'!#REF!","v":{"$error":"#REF!"}},{"$f":"'Offshore Wind'!#REF!","v":{"$error":"#REF!"}},{"$f":"'Offshore Wind'!#REF!","v":{"$error":"#REF!"}},null,null,null,0.42061484373887859,0.42061484373887859,0.42142659897035478,0.42148181398087753,0.42454364526412997,0.4262338531951716,0.42792298258307249,0.4296109473799436,0.43026964430714237,0.43159156116426173,0.43291644746885705,0.43465747612335826,0.43773080674994153,0.4408013600031836,0.44386901230070458,0.4469336326178226,0.44999508191875731,0.45305321253485975,0.4530568717381494,0.45357370208340458,0.45409044471000387,0.45460709897498991,0.45512366422910572,0.45564013981671886,0.45615652507574145,0.45667281933755138,0.45718902192691135,0.45770513216188685,0.45820560505448588,0.4586959364694389,0.45918614886732612,0.45967624123502454,0.46016621254787898,0.46065606176953905,0.46114578785178978,0.46163538973438339,0.46212486634486477,0.46261421659839702]
[null,null,null,null,"TRG 8 - Program Goal",{"$f":"'Offshore Wind'!#REF!","v":{"$error":"#REF!"}},{"$f":"'Offshore Wind'!#REF!","v":{"$error":"#REF!"}},{"$f":"'Offshore Wind'!#REF!","v":{"$error":"#REF!"}},{"$f":"'Offshore Wind'!#REF!","v":{"$error":"#REF!"}},{"$f":"'Offshore Wind'!#REF!","v":{"$error":"#REF!"}},{"$f":"'Offshore Wind'!#REF!","v":{"$error":"#REF!"}},{"$f":"'Offshore Wind'!#REF!","v":{"$error":"#REF!"}},{"$f":"'Offshore Wind'!#REF!","v":{"$error":"#REF!"}},{"$f":"'Offshore Wind'!#REF!","v":{"$error":"#REF!"}},{"$f":"'Offshore Wind'!#REF!","v":{"$error":"#REF!"}},{"$f":"'Offshore Wind'!#REF!","v":{"$error":"#REF!"}},{"$f":"'Offshore Wind'!#REF!","v":{"$error":"#REF!"}},{"$f":"'Offshore Wind'!#REF!","v":{"$error":"#REF!"}},null,null,null,0.49436284990699381,0.49436284990699381,0.49541901145415357,0.49555634065756288,0.49916744369555993,0.50109550397423075,0.50301873966026656,0.50493676583998526,0.50562886052332712,0.50713106618860382,0.50863468086368424,0.51062497977537935,0.51424755468199779,0.51786739646690905,0.52148438351676019,0.52509838689447352,0.52870926977951282,0.53231688685602019,0.53229720065699182,0.53290599749018619,0.53351470260167888,0.53412331531917112,0.5347318349637773,0.5353402608499449,0.53594859228537139,0.53655682857092268,0.53716496900054633,0.53777301286118795,0.53836369349838498,0.53894197696167356,0.53952013769342666,0.54009817464890186,0.54067608677146528,0.54125387299242234,0.5418315322308439,0.54240906339339201,0.54298646537414119,0.54356373705439631]
[null,null,null,null,"TRG 9 - Program Goal",{"$f":"'Offshore Wind'!#REF!","v":{"$error":"#REF!"}},{"$f":"'Offshore Wind'!#REF!","v":{"$error":"#REF!"}},{"$f":"'Offshore Wind'!#REF!","v":{"$error":"#REF!"}},{"$f":"'Offshore Wind'!#REF!","v":{"$error":"#REF!"}},{"$f":"'Offshore Wind'!#REF!","v":{"$error":"#REF!"}},{"$f":"'Offshore Wind'!#REF!","v":{"$error":"#REF!"}},{"$f":"'Offshore Wind'!#REF!","v":{"$error":"#REF!"}},{"$f":"'Offshore Wind'!#REF!","v":{"$error":"#REF!"}},{"$f":"'Offshore Wind'!#REF!","v":{"$error":"#REF!"}},{"$f":"'Offshore Wind'!#REF!","v":{"$error":"#REF!"}},{"$f":"'Offshore Wind'!#REF!","v":{"$error":"#REF!"}},{"$f":"'Offshore Wind'!#REF!","v":{"$error":"#REF!"}},{"$f":"'Offshore Wind'!#REF!","v":{"$error":"#REF!"}},null,null,null,0.46973771367266881,0.46973771367266881,0.4707412658419371,0.47087175442141299,0.47430298167731272,0.47613500167496486,0.47796243740194572,0.4797849231178421,0.4804425432732789,0.48186992127064665,0.4832986380924098,0.48518979650061289,0.48863192418994678,0.49207145489946691,0.4955082730736084,0.49894225619789001,0.50237327426706169,0.50580118920371975,0.50578248361100742,0.50636095513767998,0.50693933951147996,0.50751763609359712,0.50809584423896237,0.50867396329617176,0.50925199260740805,0.50982993150836176,0.5104077793281504,0.51098553538923863,0.51154679312144835,0.51209627120612045,0.51264563267274366,0.51319487652861662,0.51374400176973811,0.51429300738064732,0.51484189233425792,0.51539065559169339,0.51593929610211642,0.51648781280255618]
[null,null,null,null,"TRG 10 - Program Goal",{"$f":"'Offshore Wind'!#REF!","v":{"$error":"#REF!"}},{"$f":"'Offshore Wind'!#REF!","v":{"$error":"#REF!"}},{"$f":"'Offshore Wind'!#REF!","v":{"$error":"#REF!"}},{"$f":"'Offshore Wind'!#REF!","v":{"$error":"#REF!"}},{"$f":"'Offshore Wind'!#REF!","v":{"$error":"#REF!"}},{"$f":"'Offshore Wind'!#REF!","v":{"$error":"#REF!"}},{"$f":"'Offshore Wind'!#REF!","v":{"$error":"#REF!"}},{"$f":"'Offshore Wind'!#REF!","v":{"$error":"#REF!"}},{"$f":"'Offshore Wind'!#REF!","v":{"$error":"#REF!"}},{"$f":"'Offshore Wind'!#REF!","v":{"$error":"#REF!"}},{"$f":"'Offshore Wind'!#REF!","v":{"$error":"#REF!"}},{"$f":"'Offshore Wind'!#REF!","v":{"$error":"#REF!"}},{"$f":"'Offshore Wind'!#REF!","v":{"$error":"#REF!"}},null,null,null,0.43587876392829994,0.43587876392829994,0.43680997951169098,0.43693106240342644,0.4401149649335539,0.4418149319339148,0.44351064510032639,0.44520176505514342,0.44581198359230317,0.44713647540771795,0.44846220954433791,0.45021705222647052,0.45341106948086496,0.45660267694716211,0.45979176739910516,0.46297822715312342,0.46616193557481583,0.46934276453947305,0.46932540725605154,0.46986218224063259,0.47039887635436745,0.47093548900449161,0.47147201959243312,0.47200846751374137,0.47254483215801507,0.47308111290882859,0.47361730914365702,0.47415342023380175,0.47467422220358202,0.47518409360922226,0.47569385680270621,0.47620351086288654,0.47671305485813126,0.4772224878461741,0.47773180887396244,0.47824101697750199,0.4787501111817003,0.47925909050020649]
[]
[null,null,null,"Overnight Capital Cost (OCC) ($/kW)","TRG 1 - Program Goal",null,null,null,null,null,null,null,null,null,null,null,null,null,null,null,null,5306.6069235258792,5306.6069235258792,5146.7044256853533,4986.5063596639284,4871.6028079489943,4756.6992562340611,4641.7957045191279,4526.8921528041938,4459.2912567659696,4391.6903607277463,4324.0894646895222,4256.488568651298,4188.8876726130738,4121.2867765748497,4053.6858805366255,3986.0849844984014,3918.4840884601776,3850.8831924219535,3840.4830545699192,3830.0829167178845,3819.6827788658502,3809.2826410138155,3798.8825031617812,3788.4823653097469,3778.0822274577122,3767.6820896056779,3757.2819517536432,3746.8818139016084,3735.0606778424158,3723.2395417832226,3711.41840572403,3699.5972696648369,3687.7761336056442,3675.9549975464515,3664.1338614872584,3652.3127254280657,3640.4915893688731,3628.6704533096781]
[null,null,null,null,"TRG 2 - Program Goal",{"$f":"'Offshore Wind'!#REF!","v":{"$error":"#REF!"}},{"$f":"'Offshore Wind'!#REF!","v":{"$error":"#REF!"}},{"$f":"'Offshore Wind'!#REF!","v":{"$error":"#REF!"}},{"$f":"'Offshore Wind'!#REF!","v":{"$error":"#REF!"}},{"$f":"'Offshore Wind'!#REF!","v":{"$error":"#REF!"}},{"$f":"'Offshore Wind'!#REF!","v":{"$error":"#REF!"}},{"$f":"'Offshore Wind'!#REF!","v":{"$error":"#REF!"}},{"$f":"'Offshore Wind'!#REF!","v":{"$error":"#REF!"}},{"$f":"'Offshore Wind'!#REF!","v":{"$error":"#REF!"}},{"$f":"'Offshore Wind'!#REF!","v":{"$error":"#REF!"}},{"$f":"'Offshore Wind'!#REF!","v":{"$error":"#REF!"}},{"$f":"'Offshore Wind'!#REF!","v":{"$error":"#REF!"}},{"$f":"'Offshore Wind'!#REF!","v":{"$error":"#REF!"}},null,null,null,5306.6069235258246,5306.6069235258246,5146.7044256853533,4986.5063596639275,4871.6028079489934,4756.6992562340602,4641.795704519127,4526.8921528041938,4459.2912567659696,4391.6903607277463,4324.0894646895222,4256.488568651298,4188.8876726130738,4121.2867765748497,4053.6858805366255,3986.0849844984014,3918.4840884601776,3850.8831924219535,3840.4830545699192,3830.0829167178845,3819.6827788658502,3809.2826410138155,3798.8825031617812,3788.4823653097469,3778.0822274577122,3767.6820896056779,3757.2819517536432,3746.8818139016084,3735.0606778424158,3723.2395417832226,3711.41840572403,3699.5972696648369,3687.7761336056442,3675.9549975464515,3664.1338614872584,3652.3127254280657,3640.4915893688731,3628.6704533096781]
[null,null,null,null,"TRG 3 - Program Goal",{"$f":"'Offshore Wind'!#REF!","v":{"$error":"#REF!"}},{"$f":"'Offshore Wind'!#REF!","v":{"$error":"#REF!"}},{"$f":"'Offshore Wind'!#REF!","v":{"$error":"#REF!"}},{"$f":"'Offshore Wind'!#REF!","v":{"$error":"#REF!"}},{"$f":"'Offshore Wind'!#REF!","v":{"$error":"#REF!"}},{"$f":"'Offshore Wind'!#REF!","v":{"$error":"#REF!"}},{"$f":"'Offshore Wind'!#REF!","v":{"$error":"#REF!"}},{"$f":"'Offshore Wind'!#REF!","v":{"$error":"#REF!"}},{"$f":"'Offshore Wind'!#REF!","v":{"$error":"#REF!"}},{"$f":"'Offshore Wind'!#REF!","v":{"$error":"#REF!"}},{"$f":"'Offshore Wind'!#REF!","v":{"$error":"#REF!"}},{"$f":"'Offshore Wind'!#REF!","v":{"$error":"#REF!"}},{"$f":"'Offshore Wind'!#REF!","v":{"$error":"#REF!"}},null,null,null,5306.6069235258483,5306.6069235258483,5146.7044256853533,4986.5063596639275,4871.6028079489934,4756.6992562340602,4641.795704519127,4526.8921528041938,4459.2912567659696,4391.6903607277463,4324.0894646895222,4256.488568651298,4188.8876726130738,4121.2867765748497,4053.6858805366255,3986.0849844984014,3918.4840884601776,3850.8831924219535,3840.4830545699192,3830.0829167178845,3819.6827788658502,3809.2826410138155,3798.8825031617812,3788.4823653097469,3778.0822274577122,3767.6820896056779,3757.2819517536432,3746.8818139016084,3735.0606778424158,3723.2395417832226,3711.41840572403,3699.5972696648369,3687.7761336056442,3675.9549975464515,3664.1338614872584,3652.3127254280657,3640.4915893688731,3628.6704533096781]
[null,null,null,null,"TRG 4 - Program Goal",{"$f":"'Offshore Wind'!#REF!","v":{"$error":"#REF!"}},{"$f":"'Offshore Wind'!#REF!","v":{"$error":"#REF!"}},{"$f":"'Offshore Wind'!#REF!","v":{"$error":"#REF!"}},{"$f":"'Offshore Wind'!#REF!","v":{"$error":"#REF!"}},{"$f":"'Offshore Wind'!#REF!","v":{"$error":"#REF!"}},{"$f":"'Offshore Wind'!#REF!","v":{"$error":"#REF!"}},{"$f":"'Offshore Wind'!#REF!","v":{"$error":"#REF!"}},{"$f":"'Offshore Wind'!#REF!","v":{"$error":"#REF!"}},{"$f":"'Offshore Wind'!#REF!","v":{"$error":"#REF!"}},{"$f":"'Offshore Wind'!#REF!","v":{"$error":"#REF!"}},{"$f":"'Offshore Wind'!#REF!","v":{"$error":"#REF!"}},{"$f":"'Offshore Wind'!#REF!","v":{"$error":"#REF!"}},{"$f":"'Offshore Wind'!#REF!","v":{"$error":"#REF!"}},null,null,null,5306.6069235259274,5306.6069235259274,5146.7044256853533,4986.5063596639284,4871.6028079489943,4756.6992562340611,4641.7957045191279,4526.8921528041938,4459.2912567659696,4391.6903607277463,4324.0894646895222,4256.488568651298,4188.8876726130738,4121.2867765748497,4053.6858805366255,3986.0849844984014,3918.4840884601776,3850.8831924219535,3840.4830545699192,3830.0829167178845,3819.6827788658502,3809.2826410138155,3798.8825031617812,3788.4823653097469,3778.0822274577122,3767.6820896056779,3757.2819517536432,3746.8818139016084,3735.0606778424158,3723.2395417832226,3711.41840572403,3699.5972696648369,3687.7761336056442,3675.9549975464515,3664.1338614872584,3652.3127254280657,3640.4915893688731,3628.6704533096781]
[null,null,null,null,"TRG 5 - Program Goal",{"$f":"'Offshore Wind'!#REF!","v":{"$error":"#REF!"}},{"$f":"'Offshore Wind'!#REF!","v":{"$error":"#REF!"}},{"$f":"'Offshore Wind'!#REF!","v":{"$error":"#REF!"}},{"$f":"'Offshore Wind'!#REF!","v":{"$error":"#REF!"}},{"$f":"'Offshore Wind'!#REF!","v":{"$error":"#REF!"}},{"$f":"'Offshore Wind'!#REF!","v":{"$error":"#REF!"}},{"$f":"'Offshore Wind'!#REF!","v":{"$error":"#REF!"}},{"$f":"'Offshore Wind'!#REF!","v":{"$error":"#REF!"}},{"$f":"'Offshore Wind'!#REF!","v":{"$error":"#REF!"}},{"$f":"'Offshore Wind'!#REF!","v":{"$error":"#REF!"}},{"$f":"'Offshore Wind'!#REF!","v":{"$error":"#REF!"}},{"$f":"'Offshore Wind'!#REF!","v":{"$error":"#REF!"}},{"$f":"'Offshore Wind'!#REF!","v":{"$error":"#REF!"}},null,null,null,5859.5898629755147,5859.5898629755147,5685.6522651489595,5511.4190991415026,5382.796237190224,5254.1733752389446,5125.5505132876651,4996.9276513363857,4922.1379770853164,4847.3483028342471,4772.5586285831778,4697.7689543321085,4622.9792800810392,4548.1896058299699,4473.3999315789006,4398.6102573278313,4323.820583076762,4249.0309088256927,4237.5248050947584,4226.0187013638242,4214.5125976328909,4203.0064939019567,4191.5003901710224,4179.9942864400891,4168.4881827091549,4156.9820789782207,4145.4759752472874,4133.9698715163549,4120.8916585494035,4107.813445582452,4094.735232615501,4081.6570196485495,4068.5788066815985,4055.5005937146475,4042.422380747696,4029.344167780745,4016.2659548137935,4003.1877418468434]
[null,null,null,null,"TRG 6 - Program Goal",{"$f":"'Offshore Wind'!#REF!","v":{"$error":"#REF!"}},{"$f":"'Offshore Wind'!#REF!","v":{"$error":"#REF!"}},{"$f":"'Offshore Wind'!#REF!","v":{"$error":"#REF!"}},{"$f":"'Offshore Wind'!#REF!","v":{"$error":"#REF!"}},{"$f":"'Offshore Wind'!#REF!","v":{"$error":"#REF!"}},{"$f":"'Offshore Wind'!#REF!","v":{"$error":"#REF!"}},{"$f":"'Offshore Wind'!#REF!","v":{"$error":"#REF!"}},{"$f":"'Offshore Wind'!#REF!","v":{"$error":"#REF!"}},{"$f":"'Offshore Wind'!#REF!","v":{"$error":"#REF!"}},{"$f":"'Offshore Wind'!#REF!","v":{"$error":"#REF!"}},{"$f":"'Offshore Wind'!#REF!","v":{"$error":"#REF!"}},{"$f":"'Offshore Wind'!#REF!","v":{"$error":"#REF!"}},{"$f":"'Offshore Wind'!#REF!","v":{"$error":"#REF!"}},null,null,null,5859.5898629755102,5859.5898629755102,5685.6522651489595,5511.4190991415016,5382.7962371902231,5254.1733752389437,5125.5505132876642,4996.9276513363857,4922.1379770853164,4847.3483028342471,4772.5586285831778,4697.7689543321085,4622.9792800810392,4548.1896058299699,4473.3999315789006,4398.6102573278313,4323.820583076762,4249.0309088256927,4237.5248050947584,4226.0187013638242,4214.5125976328909,4203.0064939019567,4191.5003901710224,4179.9942864400891,4168.4881827091549,4156.9820789782207,4145.4759752472874,4133.9698715163549,4120.8916585494035,4107.813445582452,4094.735232615501,4081.6570196485495,4068.5788066815985,4055.5005937146475,4042.422380747696,4029.344167780745,4016.2659548137935,4003.1877418468434]
[null,null,null,null,"TRG 7 - Program Goal",{"$f":"'Offshore Wind'!#REF!","v":{"$error":"#REF!"}},{"$f":"'Offshore Wind'!#REF!","v":{"$error":"#REF!"}},{"$f":"'Offshore Wind'!#REF!","v":{"$error":"#REF!"}},{"$f":"'Offshore Wind'!#REF!","v":{"$error":"#REF!"}},{"$f":"'Offshore Wind'!#REF!","v":{"$error":"#REF!"}},{"$f":"'Offshore Wind'!#REF!","v":{"$error":"#REF!"}},{"$f":"'Offshore Wind'!#REF!","v":{"$error":"#REF!"}},{"$f":"'Offshore Wind'!#REF!","v":{"$error":"#REF!"}},{"$f":"'Offshore Wind'!#REF!","v":{"$error":"#REF!"}},{"$f":"'Offshore Wind'!#REF!","v":{"$error":"#REF!"}},{"$f":"'Offshore Wind'!#REF!","v":{"$error":"#REF!"}},{"$f":"'Offshore Wind'!#REF!","v":{"$error":"#REF!"}},{"$f":"'Offshore Wind'!#REF!","v":{"$error":"#REF!"}},null,null,null,5859.5898629755065,5859.5898629755065,5685.6522651489595,5511.4190991415016,5382.7962371902231,5254.1733752389437,5125.5505132876642,4996.9276513363857,4922.1379770853164,4847.3483028342471,4772.5586285831778,4697.7689543321085,4622.9792800810392,4548.1896058299699,4473.3999315789006,4398.6102573278313,4323.820583076762,4249.0309088256927,4237.5248050947584,4226.0187013638242,4214.5125976328909,4203.0064939019567,4191.5003901710224,4179.9942864400891,4168.4881827091549,4156.9820789782207,4145.4759752472874,4133.9698715163549,4120.8916585494035,4107.813445582452,4094.735232615501,4081.6570196485495,4068.5788066815985,4055.5005937146475,4042.422380747696,4029.344167780745,4016.2659548137935,4003.1877418468434]
[null,null,null,null,"TRG 8 - Program Goal",{"$f":"'Offshore Wind'!#REF!","v":{"$error":"#REF!"}},{"$f":"'Offshore Wind'!#REF!","v":{"$error":"#REF!"}},{"$f":"'Offshore Wind'!#REF!","v":{"$error":"#REF!"}},{"$f":"'Offshore Wind'!#REF!","v":{"$error":"#REF!"}},{"$f":"'Offshore Wind'!#REF!","v":{"$error":"#REF!"}},{"$f":"'Offshore Wind'!#REF!","v":{"$error":"#REF!"}},{"$f":"'Offshore Wind'!#REF!","v":{"$error":"#REF!"}},{"$f":"'Offshore Wind'!#REF!","v":{"$error":"#REF!"}},{"$f":"'Offshore Wind'!#REF!","v":{"$error":"#REF!"}},{"$f":"'Offshore Wind'!#REF!","v":{"$error":"#REF!"}},{"$f":"'Offshore Wind'!#REF!","v":{"$error":"#REF!"}},{"$f":"'Offshore Wind'!#REF!","v":{"$error":"#REF!"}},{"$f":"'Offshore Wind'!#REF!","v":{"$error":"#REF!"}},null,null,null,6859.0177443661605,6859.0177443661605,6655.2550992036086,6451.1968858601722,6300.0080020247333,6148.8191181892953,5997.6302343538564,5846.4413505184202,5758.6591138092717,5670.8768771001241,5583.0946403909775,5495.3124036818299,5407.5301669726823,5319.7479302635338,5231.9656935543862,5144.1834568452387,5056.4012201360911,4968.6189834269444,4955.1140239332299,4941.6090644395154,4928.1041049458008,4914.5991454520863,4901.0941859583718,4887.5892264646573,4874.0842669709427,4860.5793074772282,4847.0743479835137,4833.5693884897955,4818.2192108363461,4802.8690331828966,4787.5188555294471,4772.1686778759977,4756.8185002225482,4741.4683225690987,4726.1181449156502,4710.7679672622007,4695.4177896087513,4680.0676119552982]
[null,null,null,null,"TRG 9 - Program Goal",{"$f":"'Offshore Wind'!#REF!","v":{"$error":"#REF!"}},{"$f":"'Offshore Wind'!#REF!","v":{"$error":"#REF!"}},{"$f":"'Offshore Wind'!#REF!","v":{"$error":"#REF!"}},{"$f":"'Offshore Wind'!#REF!","v":{"$error":"#REF!"}},{"$f":"'Offshore Wind'!#REF!","v":{"$error":"#REF!"}},{"$f":"'Offshore Wind'!#REF!","v":{"$error":"#REF!"}},{"$f":"'Offshore Wind'!#REF!","v":{"$error":"#REF!"}},{"$f":"'Offshore Wind'!#REF!","v":{"$error":"#REF!"}},{"$f":"'Offshore Wind'!#REF!","v":{"$error":"#REF!"}},{"$f":"'Offshore Wind'!#REF!","v":{"$error":"#REF!"}},{"$f":"'Offshore Wind'!#REF!","v":{"$error":"#REF!"}},{"$f":"'Offshore Wind'!#REF!","v":{"$error":"#REF!"}},{"$f":"'Offshore Wind'!#REF!","v":{"$error":"#REF!"}},null,null,null,6859.0177443662333,6859.0177443662333,6655.2550992036095,6451.196885860174,6300.0080020247351,6148.8191181892971,5997.6302343538582,5846.4413505184202,5758.6591138092717,5670.8768771001241,5583.0946403909775,5495.3124036818299,5407.5301669726823,5319.7479302635338,5231.9656935543862,5144.1834568452387,5056.4012201360911,4968.6189834269444,4955.1140239332299,4941.6090644395154,4928.1041049458008,4914.5991454520863,4901.0941859583718,4887.5892264646573,4874.0842669709427,4860.5793074772282,4847.0743479835137,4833.5693884897955,4818.2192108363461,4802.8690331828966,4787.5188555294471,4772.1686778759977,4756.8185002225482,4741.4683225690987,4726.1181449156502,4710.7679672622007,4695.4177896087513,4680.0676119552982]
[null,null,null,null,"TRG 10 - Program Goal",{"$f":"'Offshore Wind'!#REF!","v":{"$error":"#REF!"}},{"$f":"'Offshore Wind'!#REF!","v":{"$error":"#REF!"}},{"$f":"'Offshore Wind'!#REF!","v":{"$error":"#REF!"}},{"$f":"'Offshore Wind'!#REF!","v":{"$error":"#REF!"}},{"$f":"'Offshore Wind'!#REF!","v":{"$error":"#REF!"}},{"$f":"'Offshore Wind'!#REF!","v":{"$error":"#REF!"}},{"$f":"'Offshore Wind'!#REF!","v":{"$error":"#REF!"}},{"$f":"'Offshore Wind'!#REF!","v":{"$error":"#REF!"}},{"$f":"'Offshore Wind'!#REF!","v":{"$error":"#REF!"}},{"$f":"'Offshore Wind'!#REF!","v":{"$error":"#REF!"}},{"$f":"'Offshore Wind'!#REF!","v":{"$error":"#REF!"}},{"$f":"'Offshore Wind'!#REF!","v":{"$error":"#REF!"}},{"$f":"'Offshore Wind'!#REF!","v":{"$error":"#REF!"}},null,null,null,6859.0177443662224,6859.0177443662224,6655.2550992036086,6451.1968858601722,6300.0080020247333,6148.8191181892953,5997.6302343538564,5846.4413505184202,5758.6591138092717,5670.8768771001241,5583.0946403909775,5495.3124036818299,5407.5301669726823,5319.7479302635338,5231.9656935543862,5144.1834568452387,5056.4012201360911,4968.6189834269444,4955.1140239332299,4941.6090644395154,4928.1041049458008,4914.5991454520863,4901.0941859583718,4887.5892264646573,4874.0842669709427,4860.5793074772282,4847.0743479835137,4833.5693884897955,4818.2192108363461,4802.8690331828966,4787.5188555294471,4772.1686778759977,4756.8185002225482,4741.4683225690987,4726.1181449156502,4710.7679672622007,4695.4177896087513,4680.0676119552982]
[]
[null,null,null,"Fixed Operation and Maintenance Expenses ($/kW)","TRG 1 - Program Goal",null,null,null,null,null,null,null,null,null,null,null,null,null,null,null,null,131.90418739165659,131.90418739165659,130.58514551774002,129.26610364382344,125.63873849055288,122.01137333728232,118.38400818401176,114.75664303074122,112.11855928290809,109.48047553507497,106.84239178724184,106.08865357357523,105.33491535990862,104.581177146242,103.82743893257539,103.07370071890878,102.31996250524216,101.56622429157558,101.43432010418393,101.30241591679227,101.17051172940062,101.03860754200898,100.90670335461732,100.77479916722567,100.64289497983401,100.51099079244236,100.37908660505072,100.247182417659,100.10356513842697,99.959947859194941,99.816330579962909,99.672713300730877,99.529096021498844,99.385478742266812,99.24186146303478,99.098244183802748,98.954626904570716,98.811009625338642]
[null,null,null,null,"TRG 2 - Program Goal",{"$f":"'Offshore Wind'!#REF!","v":{"$error":"#REF!"}},{"$f":"'Offshore Wind'!#REF!","v":{"$error":"#REF!"}},{"$f":"'Offshore Wind'!#REF!","v":{"$error":"#REF!"}},{"$f":"'Offshore Wind'!#REF!","v":{"$error":"#REF!"}},{"$f":"'Offshore Wind'!#REF!","v":{"$error":"#REF!"}},{"$f":"'Offshore Wind'!#REF!","v":{"$error":"#REF!"}},{"$f":"'Offshore Wind'!#REF!","v":{"$error":"#REF!"}},{"$f":"'Offshore Wind'!#REF!","v":{"$error":"#REF!"}},{"$f":"'Offshore Wind'!#REF!","v":{"$error":"#REF!"}},{"$f":"'Offshore Wind'!#REF!","v":{"$error":"#REF!"}},{"$f":"'Offshore Wind'!#REF!","v":{"$error":"#REF!"}},{"$f":"'Offshore Wind'!#REF!","v":{"$error":"#REF!"}},{"$f":"'Offshore Wind'!#REF!","v":{"$error":"#REF!"}},null,null,null,131.90418739165659,131.90418739165659,130.58514551774002,129.26610364382344,125.63873849055288,122.01137333728232,118.38400818401176,114.75664303074122,112.11855928290809,109.48047553507497,106.84239178724184,106.08865357357523,105.33491535990862,104.581177146242,103.82743893257539,103.07370071890878,102.31996250524216,101.56622429157558,101.43432010418393,101.30241591679227,101.17051172940062,101.03860754200898,100.90670335461732,100.77479916722567,100.64289497983401,100.51099079244236,100.37908660505072,100.247182417659,100.10356513842697,99.959947859194941,99.816330579962909,99.672713300730877,99.529096021498844,99.385478742266812,99.24186146303478,99.098244183802748,98.954626904570716,98.811009625338642]
[null,null,null,null,"TRG 3 - Program Goal",{"$f":"'Offshore Wind'!#REF!","v":{"$error":"#REF!"}},{"$f":"'Offshore Wind'!#REF!","v":{"$error":"#REF!"}},{"$f":"'Offshore Wind'!#REF!","v":{"$error":"#REF!"}},{"$f":"'Offshore Wind'!#REF!","v":{"$error":"#REF!"}},{"$f":"'Offshore Wind'!#REF!","v":{"$error":"#REF!"}},{"$f":"'Offshore Wind'!#REF!","v":{"$error":"#REF!"}},{"$f":"'Offshore Wind'!#REF!","v":{"$error":"#REF!"}},{"$f":"'Offshore Wind'!#REF!","v":{"$error":"#REF!"}},{"$f":"'Offshore Wind'!#REF!","v":{"$error":"#REF!"}},{"$f":"'Offshore Wind'!#REF!","v":{"$error":"#REF!"}},{"$f":"'Offshore Wind'!#REF!","v":{"$error":"#REF!"}},{"$f":"'Offshore Wind'!#REF!","v":{"$error":"#REF!"}},{"$f":"'Offshore Wind'!#REF!","v":{"$error":"#REF!"}},null,null,null,131.90418739165659,131.90418739165659,130.58514551774002,129.26610364382344,125.63873849055288,122.01137333728232,118.38400818401176,114.75664303074122,112.11855928290809,109.48047553507497,106.84239178724184,106.08865357357523,105.33491535990862,104.581177146242,103.82743893257539,103.07370071890878,102.31996250524216,101.56622429157558,101.43432010418393,101.30241591679227,101.17051172940062,101.03860754200898,100.90670335461732,100.77479916722567,100.64289497983401,100.51099079244236,100.37908660505072,100.247182417659,100.10356513842697,99.959947859194941,99.816330579962909,99.672713300730877,99.529096021498844,99.385478742266812,99.24186146303478,99.098244183802748,98.954626904570716,98.811009625338642]
[null,null,null,null,"TRG 4 - Program Goal",{"$f":"'Offshore Wind'!#REF!","v":{"$error":"#REF!"}},{"$f":"'Offshore Wind'!#REF!","v":{"$error":"#REF!"}},{"$f":"'Offshore Wind'!#REF!","v":{"$error":"#REF!"}},{"$f":"'Offshore Wind'!#REF!","v":{"$error":"#REF!"}},{"$f":"'Offshore Wind'!#REF!","v":{"$error":"#REF!"}},{"$f":"'Offshore Wind'!#REF!","v":{"$error":"#REF!"}},{"$f":"'Offshore Wind'!#REF!","v":{"$error":"#REF!"}},{"$f":"'Offshore Wind'!#REF!","v":{"$error":"#REF!"}},{"$f":"'Offshore Wind'!#REF!","v":{"$error":"#REF!"}},{"$f":"'Offshore Wind'!#REF!","v":{"$error":"#REF!"}},{"$f":"'Offshore Wind'!#REF!","v":{"$error":"#REF!"}},{"$f":"'Offshore Wind'!#REF!","v":{"$error":"#REF!"}},{"$f":"'Offshore Wind'!#REF!","v":{"$error":"#REF!"}},null,null,null,131.90418739165659,131.90418739165659,130.58514551774002,129.26610364382344,125.63873849055288,122.01137333728232,118.38400818401176,114.75664303074122,112.11855928290809,109.48047553507497,106.84239178724184,106.08865357357523,105.33491535990862,104.581177146242,103.82743893257539,103.07370071890878,102.31996250524216,101.56622429157558,101.43432010418393,101.30241591679227,101.17051172940062,101.03860754200898,100.90670335461732,100.77479916722567,100.64289497983401,100.51099079244236,100.37908660505072,100.247182417659,100.10356513842697,99.959947859194941,99.816330579962909,99.672713300730877,99.529096021498844,99.385478742266812,99.24186146303478,99.098244183802748,98.954626904570716,98.811009625338642]
[null,null,null,null,"TRG 5 - Program Goal",{"$f":"'Offshore Wind'!#REF!","v":{"$error":"#REF!"}},{"$f":"'Offshore Wind'!#REF!","v":{"$error":"#REF!"}},{"$f":"'Offshore Wind'!#REF!","v":{"$error":"#REF!"}},{"$f":"'Offshore Wind'!#REF!","v":{"$error":"#REF!"}},{"$f":"'Offshore Wind'!#REF!","v":{"$error":"#REF!"}},{"$f":"'Offshore Wind'!#REF!","v":{"$error":"#REF!"}},{"$f":"'Offshore Wind'!#REF!","v":{"$error":"#REF!"}},{"$f":"'Offshore Wind'!#REF!","v":{"$error":"#REF!"}},{"$f":"'Offshore Wind'!#REF!","v":{"$error":"#REF!"}},{"$f":"'Offshore Wind'!#REF!","v":{"$error":"#REF!"}},{"$f":"'Offshore Wind'!#REF!","v":{"$error":"#REF!"}},{"$f":"'Offshore Wind'!#REF!","v":{"$error":"#REF!"}},{"$f":"'Offshore Wind'!#REF!","v":{"$error":"#REF!"}},null,null,null,131.90418739165659,131.90418739165659,130.58514551774002,129.26610364382344,125.63873849055288,122.01137333728232,118.38400818401176,114.75664303074122,112.11855928290809,109.48047553507497,106.84239178724184,106.08865357357523,105.33491535990862,104.581177146242,103.82743893257539,103.07370071890878,102.31996250524216,101.56622429157558,101.43432010418393,101.30241591679227,101.17051172940062,101.03860754200898,100.90670335461732,100.77479916722567,100.64289497983401,100.51099079244236,100.37908660505072,100.247182417659,100.10356513842697,99.959947859194941,99.816330579962909,99.672713300730877,99.529096021498844,99.385478742266812,99.24186146303478,99.098244183802748,98.954626904570716,98.811009625338642]
[null,null,null,null,"TRG 6 - Program Goal",{"$f":"'Offshore Wind'!#REF!","v":{"$error":"#REF!"}},{"$f":"'Offshore Wind'!#REF!","v":{"$error":"#REF!"}},{"$f":"'Offshore Wind'!#REF!","v":{"$error":"#REF!"}},{"$f":"'Offshore Wind'!#REF!","v":{"$error":"#REF!"}},{"$f":"'Offshore Wind'!#REF!","v":{"$error":"#REF!"}},{"$f":"'Offshore Wind'!#REF!","v":{"$error":"#REF!"}},{"$f":"'Offshore Wind'!#REF!","v":{"$error":"#REF!"}},{"$f":"'Offshore Wind'!#REF!","v":{"$error":"#REF!"}},{"$f":"'Offshore Wind'!#REF!","v":{"$error":"#REF!"}},{"$f":"'Offshore Wind'!#REF!","v":{"$error":"#REF!"}},{"$f":"'Offshore Wind'!#REF!","v":{"$error":"#REF!"}},{"$f":"'Offshore Wind'!#REF!","v":{"$error":"#REF!"}},{"$f":"'Offshore Wind'!#REF!","v":{"$error":"#REF!"}},null,null,null,131.90418739165659,131.90418739165659,130.58514551774002,129.26610364382344,125.63873849055288,122.01137333728232,118.38400818401176,114.75664303074122,112.11855928290809,109.48047553507497,106.84239178724184,106.08865357357523,105.33491535990862,104.581177146242,103.82743893257539,103.07370071890878,102.31996250524216,101.56622429157558,101.43432010418393,101.30241591679227,101.17051172940062,101.03860754200898,100.90670335461732,100.77479916722567,100.64289497983401,100.51099079244236,100.37908660505072,100.247182417659,100.10356513842697,99.959947859194941,99.816330579962909,99.672713300730877,99.529096021498844,99.385478742266812,99.24186146303478,99.098244183802748,98.954626904570716,98.811009625338642]
[null,null,null,null,"TRG 7 - Program Goal",{"$f":"'Offshore Wind'!#REF!","v":{"$error":"#REF!"}},{"$f":"'Offshore Wind'!#REF!","v":{"$error":"#REF!"}},{"$f":"'Offshore Wind'!#REF!","v":{"$error":"#REF!"}},{"$f":"'Offshore Wind'!#REF!","v":{"$error":"#REF!"}},{"$f":"'Offshore Wind'!#REF!","v":{"$error":"#REF!"}},{"$f":"'Offshore Wind'!#REF!","v":{"$error":"#REF!"}},{"$f":"'Offshore Wind'!#REF!","v":{"$error":"#REF!"}},{"$f":"'Offshore Wind'!#REF!","v":{"$error":"#REF!"}},{"$f":"'Offshore Wind'!#REF!","v":{"$error":"#REF!"}},{"$f":"'Offshore Wind'!#REF!","v":{"$error":"#REF!"}},{"$f":"'Offshore Wind'!#REF!","v":{"$error":"#REF!"}},{"$f":"'Offshore Wind'!#REF!","v":{"$error":"#REF!"}},{"$f":"'Offshore Wind'!#REF!","v":{"$error":"#REF!"}},null,null,null,131.90418739165659,131.90418739165659,130.58514551774002,129.26610364382344,125.63873849055288,122.01137333728232,118.38400818401176,114.75664303074122,112.11855928290809,109.48047553507497,106.84239178724184,106.08865357357523,105.33491535990862,104.581177146242,103.82743893257539,103.07370071890878,102.31996250524216,101.56622429157558,101.43432010418393,101.30241591679227,101.17051172940062,101.03860754200898,100.90670335461732,100.77479916722567,100.64289497983401,100.51099079244236,100.37908660505072,100.247182417659,100.10356513842697,99.959947859194941,99.816330579962909,99.672713300730877,99.529096021498844,99.385478742266812,99.24186146303478,99.098244183802748,98.954626904570716,98.811009625338642]
[null,null,null,null,"TRG 8 - Program Goal",{"$f":"'Offshore Wind'!#REF!","v":{"$error":"#REF!"}},{"$f":"'Offshore Wind'!#REF!","v":{"$error":"#REF!"}},{"$f":"'Offshore Wind'!#REF!","v":{"$error":"#REF!"}},{"$f":"'Offshore Wind'!#REF!","v":{"$error":"#REF!"}},{"$f":"'Offshore Wind'!#REF!","v":{"$error":"#REF!"}},{"$f":"'Offshore Wind'!#REF!","v":{"$error":"#REF!"}},{"$f":"'Offshore Wind'!#REF!","v":{"$error":"#REF!"}},{"$f":"'Offshore Wind'!#REF!","v":{"$error":"#REF!"}},{"$f":"'Offshore Wind'!#REF!","v":{"$error":"#REF!"}},{"$f":"'Offshore Wind'!#REF!","v":{"$error":"#REF!"}},{"$f":"'Offshore Wind'!#REF!","v":{"$error":"#REF!"}},{"$f":"'Offshore Wind'!#REF!","v":{"$error":"#REF!"}},{"$f":"'Offshore Wind'!#REF!","v":{"$error":"#REF!"}},null,null,null,162.34361525126963,162.34361525126963,160.72017909875694,159.09674294624426,154.63229352683433,150.16784410742443,145.7033946880145,141.23894526860457,137.9920729635792,134.74520065855381,131.49832835352842,130.57065055209262,129.64297275065678,128.71529494922095,127.78761714778514,126.85993934634932,125.93226154491349,125.00458374347762,124.84224012822636,124.67989651297509,124.51755289772383,124.35520928247256,124.1928656672213,124.03052205197002,123.86817843671876,123.70583482146749,123.54349120621623,123.38114759096491,123.20438786267934,123.02762813439377,122.85086840610819,122.67410867782262,122.49734894953704,122.32058922125147,122.14382949296589,121.96706976468032,121.79031003639474,121.61355030810911]
[null,null,null,null,"TRG 9 - Program Goal",{"$f":"'Offshore Wind'!#REF!","v":{"$error":"#REF!"}},{"$f":"'Offshore Wind'!#REF!","v":{"$error":"#REF!"}},{"$f":"'Offshore Wind'!#REF!","v":{"$error":"#REF!"}},{"$f":"'Offshore Wind'!#REF!","v":{"$error":"#REF!"}},{"$f":"'Offshore Wind'!#REF!","v":{"$error":"#REF!"}},{"$f":"'Offshore Wind'!#REF!","v":{"$error":"#REF!"}},{"$f":"'Offshore Wind'!#REF!","v":{"$error":"#REF!"}},{"$f":"'Offshore Wind'!#REF!","v":{"$error":"#REF!"}},{"$f":"'Offshore Wind'!#REF!","v":{"$error":"#REF!"}},{"$f":"'Offshore Wind'!#REF!","v":{"$error":"#REF!"}},{"$f":"'Offshore Wind'!#REF!","v":{"$error":"#REF!"}},{"$f":"'Offshore Wind'!#REF!","v":{"$error":"#REF!"}},{"$f":"'Offshore Wind'!#REF!","v":{"$error":"#REF!"}},null,null,null,162.34361525126963,162.34361525126963,160.72017909875694,159.09674294624426,154.63229352683433,150.16784410742443,145.7033946880145,141.23894526860457,137.9920729635792,134.74520065855381,131.49832835352842,130.57065055209262,129.64297275065678,128.71529494922095,127.78761714778514,126.85993934634932,125.93226154491349,125.00458374347762,124.84224012822636,124.67989651297509,124.51755289772383,124.35520928247256,124.1928656672213,124.03052205197002,123.86817843671876,123.70583482146749,123.54349120621623,123.38114759096491,123.20438786267934,123.02762813439377,122.85086840610819,122.67410867782262,122.49734894953704,122.32058922125147,122.14382949296589,121.96706976468032,121.79031003639474,121.61355030810911]
[null,null,null,null,"TRG 10 - Program Goal",{"$f":"'Offshore Wind'!#REF!","v":{"$error":"#REF!"}},{"$f":"'Offshore Wind'!#REF!","v":{"$error":"#REF!"}},{"$f":"'Offshore Wind'!#REF!","v":{"$error":"#REF!"}},{"$f":"'Offshore Wind'!#REF!","v":{"$error":"#REF!"}},{"$f":"'Offshore Wind'!#REF!","v":{"$error":"#REF!"}},{"$f":"'Offshore Wind'!#REF!","v":{"$error":"#REF!"}},{"$f":"'Offshore Wind'!#REF!","v":{"$error":"#REF!"}},{"$f":"'Offshore Wind'!#REF!","v":{"$error":"#REF!"}},{"$f":"'Offshore Wind'!#REF!","v":{"$error":"#REF!"}},{"$f":"'Offshore Wind'!#REF!","v":{"$error":"#REF!"}},{"$f":"'Offshore Wind'!#REF!","v":{"$error":"#REF!"}},{"$f":"'Offshore Wind'!#REF!","v":{"$error":"#REF!"}},{"$f":"'Offshore Wind'!#REF!","v":{"$error":"#REF!"}},null,null,null,162.34361525126963,162.34361525126963,160.72017909875694,159.09674294624426,154.63229352683433,150.16784410742443,145.7033946880145,141.23894526860457,137.9920729635792,134.74520065855381,131.49832835352842,130.57065055209262,129.64297275065678,128.71529494922095,127.78761714778514,126.85993934634932,125.93226154491349,125.00458374347762,124.84224012822636,124.67989651297509,124.51755289772383,124.35520928247256,124.1928656672213,124.03052205197002,123.86817843671876,123.70583482146749,123.54349120621623,123.38114759096491,123.20438786267934,123.02762813439377,122.85086840610819,122.67410867782262,122.49734894953704,122.32058922125147,122.14382949296589,121.96706976468032,121.79031003639474,121.61355030810911]
[]
[null,null,null,"Variable Operation and Maintenance Expenses ($/MWh)","TRG 1 - Program Goal",null,null,null,null,null,null,null,null,null,null,null,null,null,null,null,null,0,0,0,0,0,0,0,0,0,0,0,0,0,0,0,0,0,0,0,0,0,0,0,0,0,0,0,0,0,0,0,0,0,0,0,0,0,0]
[null,null,null,null,"TRG 2 - Program Goal",{"$f":"'Offshore Wind'!#REF!","v":{"$error":"#REF!"}},{"$f":"'Offshore Wind'!#REF!","v":{"$error":"#REF!"}},{"$f":"'Offshore Wind'!#REF!","v":{"$error":"#REF!"}},{"$f":"'Offshore Wind'!#REF!","v":{"$error":"#REF!"}},{"$f":"'Offshore Wind'!#REF!","v":{"$error":"#REF!"}},{"$f":"'Offshore Wind'!#REF!","v":{"$error":"#REF!"}},{"$f":"'Offshore Wind'!#REF!","v":{"$error":"#REF!"}},{"$f":"'Offshore Wind'!#REF!","v":{"$error":"#REF!"}},{"$f":"'Offshore Wind'!#REF!","v":{"$error":"#REF!"}},{"$f":"'Offshore Wind'!#REF!","v":{"$error":"#REF!"}},{"$f":"'Offshore Wind'!#REF!","v":{"$error":"#REF!"}},{"$f":"'Offshore Wind'!#REF!","v":{"$error":"#REF!"}},{"$f":"'Offshore Wind'!#REF!","v":{"$error":"#REF!"}},null,null,null,0,0,0,0,0,0,0,0,0,0,0,0,0,0,0,0,0,0,0,0,0,0,0,0,0,0,0,0,0,0,0,0,0,0,0,0,0,0]
[null,null,null,null,"TRG 3 - Program Goal",{"$f":"'Offshore Wind'!#REF!","v":{"$error":"#REF!"}},{"$f":"'Offshore Wind'!#REF!","v":{"$error":"#REF!"}},{"$f":"'Offshore Wind'!#REF!","v":{"$error":"#REF!"}},{"$f":"'Offshore Wind'!#REF!","v":{"$error":"#REF!"}},{"$f":"'Offshore Wind'!#REF!","v":{"$error":"#REF!"}},{"$f":"'Offshore Wind'!#REF!","v":{"$error":"#REF!"}},{"$f":"'Offshore Wind'!#REF!","v":{"$error":"#REF!"}},{"$f":"'Offshore Wind'!#REF!","v":{"$error":"#REF!"}},{"$f":"'Offshore Wind'!#REF!","v":{"$error":"#REF!"}},{"$f":"'Offshore Wind'!#REF!","v":{"$error":"#REF!"}},{"$f":"'Offshore Wind'!#REF!","v":{"$error":"#REF!"}},{"$f":"'Offshore Wind'!#REF!","v":{"$error":"#REF!"}},{"$f":"'Offshore Wind'!#REF!","v":{"$error":"#REF!"}},null,null,null,0,0,0,0,0,0,0,0,0,0,0,0,0,0,0,0,0,0,0,0,0,0,0,0,0,0,0,0,0,0,0,0,0,0,0,0,0,0]
[null,null,null,null,"TRG 4 - Program Goal",{"$f":"'Offshore Wind'!#REF!","v":{"$error":"#REF!"}},{"$f":"'Offshore Wind'!#REF!","v":{"$error":"#REF!"}},{"$f":"'Offshore Wind'!#REF!","v":{"$error":"#REF!"}},{"$f":"'Offshore Wind'!#REF!","v":{"$error":"#REF!"}},{"$f":"'Offshore Wind'!#REF!","v":{"$error":"#REF!"}},{"$f":"'Offshore Wind'!#REF!","v":{"$error":"#REF!"}},{"$f":"'Offshore Wind'!#REF!","v":{"$error":"#REF!"}},{"$f":"'Offshore Wind'!#REF!","v":{"$error":"#REF!"}},{"$f":"'Offshore Wind'!#REF!","v":{"$error":"#REF!"}},{"$f":"'Offshore Wind'!#REF!","v":{"$error":"#REF!"}},{"$f":"'Offshore Wind'!#REF!","v":{"$error":"#REF!"}},{"$f":"'Offshore Wind'!#REF!","v":{"$error":"#REF!"}},{"$f":"'Offshore Wind'!#REF!","v":{"$error":"#REF!"}},null,null,null,0,0,0,0,0,0,0,0,0,0,0,0,0,0,0,0,0,0,0,0,0,0,0,0,0,0,0,0,0,0,0,0,0,0,0,0,0,0]
[null,null,null,null,"TRG 5 - Program Goal",{"$f":"'Offshore Wind'!#REF!","v":{"$error":"#REF!"}},{"$f":"'Offshore Wind'!#REF!","v":{"$error":"#REF!"}},{"$f":"'Offshore Wind'!#REF!","v":{"$error":"#REF!"}},{"$f":"'Offshore Wind'!#REF!","v":{"$error":"#REF!"}},{"$f":"'Offshore Wind'!#REF!","v":{"$error":"#REF!"}},{"$f":"'Offshore Wind'!#REF!","v":{"$error":"#REF!"}},{"$f":"'Offshore Wind'!#REF!","v":{"$error":"#REF!"}},{"$f":"'Offshore Wind'!#REF!","v":{"$error":"#REF!"}},{"$f":"'Offshore Wind'!#REF!","v":{"$error":"#REF!"}},{"$f":"'Offshore Wind'!#REF!","v":{"$error":"#REF!"}},{"$f":"'Offshore Wind'!#REF!","v":{"$error":"#REF!"}},{"$f":"'Offshore Wind'!#REF!","v":{"$error":"#REF!"}},{"$f":"'Offshore Wind'!#REF!","v":{"$error":"#REF!"}},null,null,null,0,0,0,0,0,0,0,0,0,0,0,0,0,0,0,0,0,0,0,0,0,0,0,0,0,0,0,0,0,0,0,0,0,0,0,0,0,0]
[null,null,null,null,"TRG 6 - Program Goal",{"$f":"'Offshore Wind'!#REF!","v":{"$error":"#REF!"}},{"$f":"'Offshore Wind'!#REF!","v":{"$error":"#REF!"}},{"$f":"'Offshore Wind'!#REF!","v":{"$error":"#REF!"}},{"$f":"'Offshore Wind'!#REF!","v":{"$error":"#REF!"}},{"$f":"'Offshore Wind'!#REF!","v":{"$error":"#REF!"}},{"$f":"'Offshore Wind'!#REF!","v":{"$error":"#REF!"}},{"$f":"'Offshore Wind'!#REF!","v":{"$error":"#REF!"}},{"$f":"'Offshore Wind'!#REF!","v":{"$error":"#REF!"}},{"$f":"'Offshore Wind'!#REF!","v":{"$error":"#REF!"}},{"$f":"'Offshore Wind'!#REF!","v":{"$error":"#REF!"}},{"$f":"'Offshore Wind'!#REF!","v":{"$error":"#REF!"}},{"$f":"'Offshore Wind'!#REF!","v":{"$error":"#REF!"}},{"$f":"'Offshore Wind'!#REF!","v":{"$error":"#REF!"}},null,null,null,0,0,0,0,0,0,0,0,0,0,0,0,0,0,0,0,0,0,0,0,0,0,0,0,0,0,0,0,0,0,0,0,0,0,0,0,0,0]
[null,null,null,null,"TRG 7 - Program Goal",{"$f":"'Offshore Wind'!#REF!","v":{"$error":"#REF!"}},{"$f":"'Offshore Wind'!#REF!","v":{"$error":"#REF!"}},{"$f":"'Offshore Wind'!#REF!","v":{"$error":"#REF!"}},{"$f":"'Offshore Wind'!#REF!","v":{"$error":"#REF!"}},{"$f":"'Offshore Wind'!#REF!","v":{"$error":"#REF!"}},{"$f":"'Offshore Wind'!#REF!","v":{"$error":"#REF!"}},{"$f":"'Offshore Wind'!#REF!","v":{"$error":"#REF!"}},{"$f":"'Offshore Wind'!#REF!","v":{"$error":"#REF!"}},{"$f":"'Offshore Wind'!#REF!","v":{"$error":"#REF!"}},{"$f":"'Offshore Wind'!#REF!","v":{"$error":"#REF!"}},{"$f":"'Offshore Wind'!#REF!","v":{"$error":"#REF!"}},{"$f":"'Offshore Wind'!#REF!","v":{"$error":"#REF!"}},{"$f":"'Offshore Wind'!#REF!","v":{"$error":"#REF!"}},null,null,null,0,0,0,0,0,0,0,0,0,0,0,0,0,0,0,0,0,0,0,0,0,0,0,0,0,0,0,0,0,0,0,0,0,0,0,0,0,0]
[null,null,null,null,"TRG 8 - Program Goal",{"$f":"'Offshore Wind'!#REF!","v":{"$error":"#REF!"}},{"$f":"'Offshore Wind'!#REF!","v":{"$error":"#REF!"}},{"$f":"'Offshore Wind'!#REF!","v":{"$error":"#REF!"}},{"$f":"'Offshore Wind'!#REF!","v":{"$error":"#REF!"}},{"$f":"'Offshore Wind'!#REF!","v":{"$error":"#REF!"}},{"$f":"'Offshore Wind'!#REF!","v":{"$error":"#REF!"}},{"$f":"'Offshore Wind'!#REF!","v":{"$error":"#REF!"}},{"$f":"'Offshore Wind'!#REF!","v":{"$error":"#REF!"}},{"$f":"'Offshore Wind'!#REF!","v":{"$error":"#REF!"}},{"$f":"'Offshore Wind'!#REF!","v":{"$error":"#REF!"}},{"$f":"'Offshore Wind'!#REF!","v":{"$error":"#REF!"}},{"$f":"'Offshore Wind'!#REF!","v":{"$error":"#REF!"}},{"$f":"'Offshore Wind'!#REF!","v":{"$error":"#REF!"}},null,null,null,0,0,0,0,0,0,0,0,0,0,0,0,0,0,0,0,0,0,0,0,0,0,0,0,0,0,0,0,0,0,0,0,0,0,0,0,0,0]
[null,null,null,null,"TRG 9 - Program Goal",{"$f":"'Offshore Wind'!#REF!","v":{"$error":"#REF!"}},{"$f":"'Offshore Wind'!#REF!","v":{"$error":"#REF!"}},{"$f":"'Offshore Wind'!#REF!","v":{"$error":"#REF!"}},{"$f":"'Offshore Wind'!#REF!","v":{"$error":"#REF!"}},{"$f":"'Offshore Wind'!#REF!","v":{"$error":"#REF!"}},{"$f":"'Offshore Wind'!#REF!","v":{"$error":"#REF!"}},{"$f":"'Offshore Wind'!#REF!","v":{"$error":"#REF!"}},{"$f":"'Offshore Wind'!#REF!","v":{"$error":"#REF!"}},{"$f":"'Offshore Wind'!#REF!","v":{"$error":"#REF!"}},{"$f":"'Offshore Wind'!#REF!","v":{"$error":"#REF!"}},{"$f":"'Offshore Wind'!#REF!","v":{"$error":"#REF!"}},{"$f":"'Offshore Wind'!#REF!","v":{"$error":"#REF!"}},{"$f":"'Offshore Wind'!#REF!","v":{"$error":"#REF!"}},null,null,null,0,0,0,0,0,0,0,0,0,0,0,0,0,0,0,0,0,0,0,0,0,0,0,0,0,0,0,0,0,0,0,0,0,0,0,0,0,0]
[null,null,null,null,"TRG 10 - Program Goal",{"$f":"'Offshore Wind'!#REF!","v":{"$error":"#REF!"}},{"$f":"'Offshore Wind'!#REF!","v":{"$error":"#REF!"}},{"$f":"'Offshore Wind'!#REF!","v":{"$error":"#REF!"}},{"$f":"'Offshore Wind'!#REF!","v":{"$error":"#REF!"}},{"$f":"'Offshore Wind'!#REF!","v":{"$error":"#REF!"}},{"$f":"'Offshore Wind'!#REF!","v":{"$error":"#REF!"}},{"$f":"'Offshore Wind'!#REF!","v":{"$error":"#REF!"}},{"$f":"'Offshore Wind'!#REF!","v":{"$error":"#REF!"}},{"$f":"'Offshore Wind'!#REF!","v":{"$error":"#REF!"}},{"$f":"'Offshore Wind'!#REF!","v":{"$error":"#REF!"}},{"$f":"'Offshore Wind'!#REF!","v":{"$error":"#REF!"}},{"$f":"'Offshore Wind'!#REF!","v":{"$error":"#REF!"}},{"$f":"'Offshore Wind'!#REF!","v":{"$error":"#REF!"}},null,null,null,0,0,0,0,0,0,0,0,0,0,0,0,0,0,0,0,0,0,0,0,0,0,0,0,0,0,0,0,0,0,0,0,0,0,0,0,0,0]
[]
[null,"Grid Connection Costs",null,"Grid Connection Costs (GCC) ($/kW)","TRG 1 - Program Goal",null,null,null,null,null,null,null,null,null,null,null,null,null,null,null,null,{"$f":"V143","v":243},{"$f":"W143","v":243},243,243,243,243,243,243,243,243,243,243,243,243,243,243,243,243,243,243,243,243,243,243,243,243,243,243,243,243,243,243,243,243,243,243,243,243]
[null,null,null,null,"TRG 2 - Program Goal",null,null,null,null,null,null,null,null,null,null,null,null,null,null,null,null,{"$f":"V144","v":243},243,243,243,243,243,243,243,243,243,243,243,243,243,243,243,243,243,243,243,243,243,243,243,243,243,243,243,243,243,243,243,243,243,243,243,243,243]
[null,null,null,null,"TRG 3 - Program Goal",null,null,null,null,null,null,null,null,null,null,null,null,null,null,null,null,243,243,243,243,243,243,243,243,243,243,243,243,243,243,243,243,243,243,243,243,243,243,243,243,243,243,243,243,243,243,243,243,243,243,243,243,243,243]
[null,null,null,null,"TRG 4 - Program Goal",null,null,null,null,null,null,null,null,null,null,null,null,null,null,null,null,243,243,243,243,243,243,243,243,243,243,243,243,243,243,243,243,243,243,243,243,243,243,243,243,243,243,243,243,243,243,243,243,243,243,243,243,243,243]
[null,null,null,null,"TRG 5 - Program Goal",null,null,null,null,null,null,null,null,null,null,null,null,null,null,null,null,243,243,243,243,243,243,243,243,243,243,243,243,243,243,243,243,243,243,243,243,243,243,243,243,243,243,243,243,243,243,243,243,243,243,243,243,243,243]
[null,null,null,null,"TRG 6 - Program Goal",null,null,null,null,null,null,null,null,null,null,null,null,null,null,null,null,243,243,243,243,243,243,243,243,243,243,243,243,243,243,243,243,243,243,243,243,243,243,243,243,243,243,243,243,243,243,243,243,243,243,243,243,243,243]
[null,null,null,null,"TRG 7 - Program Goal",null,null,null,null,null,null,null,null,null,null,null,null,null,null,null,null,243,243,243,243,243,243,243,243,243,243,243,243,243,243,243,243,243,243,243,243,243,243,243,243,243,243,243,243,243,243,243,243,243,243,243,243,243,243]
[null,null,null,null,"TRG 8 - Program Goal",null,null,null,null,null,null,null,null,null,null,null,null,null,null,null,null,243,243,243,243,243,243,243,243,243,243,243,243,{"$f":"AH150","v":243},243,243,243,243,243,243,243,243,243,243,243,243,243,243,243,243,243,243,243,243,243,243,243,243,243]
[null,null,null,null,"TRG 9 - Program Goal",null,null,null,null,null,null,null,null,null,null,null,null,null,null,null,null,243,243,243,243,243,243,243,243,243,243,243,243,243,243,243,243,243,243,243,243,243,243,243,243,243,243,243,243,243,243,243,243,243,243,243,243,243,243]
[null,null,null,null,"TRG 10 - Program Goal",null,null,null,null,null,null,null,null,null,null,null,null,null,null,null,null,243,243,243,243,243,243,243,243,243,243,243,243,243,243,243,243,243,243,243,243,243,243,243,243,243,243,243,243,243,243,243,243,243,243,243,243,243,243]
[]
[null,null,null,"Offshore Spur Line Costs ($/kW)","TRG 1 - Program Goal",null,null,null,null,null,null,null,null,null,null,null,null,null,null,null,null,243,243,243,243,243,243,243,243,243,243,243,243,243,243,243,243,243,243,243,243,243,243,243,243,243,243,243,243,243,243,243,243,243,243,243,243,243,243]
[null,null,null,null,"TRG 2 - Program Goal",null,null,null,null,null,null,null,null,null,null,null,null,null,null,null,null,243,243,243,243,243,243,243,243,243,243,243,243,243,243,243,243,243,243,243,243,243,243,243,243,243,243,243,243,243,243,243,243,243,243,243,243,243,243]
[null,null,null,null,"TRG 3 - Program Goal",null,null,null,null,null,null,null,null,null,null,null,null,null,null,null,null,243,243,243,243,243,243,243,243,243,243,243,243,243,243,243,243,243,243,243,243,243,243,243,243,243,243,243,243,243,243,243,243,243,243,243,243,243,243]
[null,null,null,null,"TRG 4 - Program Goal",null,null,null,null,null,null,null,null,null,null,null,null,null,null,null,null,243,243,243,243,243,243,243,243,243,243,243,243,243,243,243,243,243,243,243,243,243,243,243,243,243,243,243,243,243,243,243,243,243,243,243,243,243,243]
[null,null,null,null,"TRG 5 - Program Goal",null,null,null,null,null,null,null,null,null,null,null,null,null,null,null,null,243,243,243,243,243,243,243,243,243,243,243,243,243,243,243,243,243,243,243,243,243,243,243,243,243,243,243,243,243,243,243,243,243,243,243,243,243,243]
[null,null,null,null,"TRG 6 - Program Goal",null,null,null,null,null,null,null,null,null,null,null,null,null,null,null,null,243,243,243,243,243,243,243,243,243,243,243,243,243,243,243,243,243,243,243,243,243,243,243,243,243,243,243,243,243,243,243,243,243,243,243,243,243,243]
[null,null,null,null,"TRG 7 - Program Goal",null,null,null,null,null,null,null,null,null,null,null,null,null,null,null,null,243,243,243,243,243,243,243,243,243,243,243,243,243,243,243,243,243,243,243,243,243,243,243,243,243,243,243,243,243,243,243,243,243,243,243,243,243,243]
[null,null,null,null,"TRG 8 - Program Goal",null,null,null,null,null,null,null,null,null,null,null,null,null,null,null,null,243,243,243,243,243,243,243,243,243,243,243,243,243,243,243,243,243,243,243,243,243,243,243,243,243,243,243,243,243,243,243,243,243,243,243,243,243,243]
[null,null,null,null,"TRG 9 - Program Goal",null,null,null,null,null,null,null,null,null,null,null,null,null,null,null,null,243,243,243,243,243,243,243,243,243,243,243,243,243,243,243,243,243,243,243,243,243,243,243,243,243,243,243,243,243,243,243,243,243,243,243,243,243,243]
[null,null,null,null,"TRG 10 - Program Goal",null,null,null,null,null,null,null,null,null,null,null,null,null,null,null,null,243,243,243,243,243,243,243,243,243,243,243,243,243,243,243,243,243,243,243,243,243,243,243,243,243,243,243,243,243,243,243,243,243,243,243,243,243,243]
[]
[null,"LCOE",null," Levelized Cost of Energy ($/MWh)","TRG 1 - Program Goal",null,null,null,null,null,null,null,null,null,null,null,null,null,null,null,null,{"$f":" (('Offshore Wind'!$S$46 * 'Offshore Wind'!$S$44 * 'Offshore Wind'!$S$42 * (V99 * 1 + V132) +V110) * 1000 / (V88 * 8760)) + V121 + 0","v":172.11010314852655},{"$f":" (('Offshore Wind'!$S$46 * 'Offshore Wind'!$S$44 * 'Offshore Wind'!$S$42 * (W99 * 1 + W132) +W110) * 1000 / (W88 * 8760)) + W121 + 0","v":172.11010314852655},{"$f":" (('Offshore Wind'!$S$46 * 'Offshore Wind'!$S$44 * 'Offshore Wind'!$S$42 * (X99 * 1 + X132) +X110) * 1000 / (X88 * 8760)) + X121 + 0","v":167.41174978599193},{"$f":" (('Offshore Wind'!$S$46 * 'Offshore Wind'!$S$44 * 'Offshore Wind'!$S$42 * (Y99 * 1 + Y132) +Y110) * 1000 / (Y88 * 8760)) + Y121 + 0","v":163.04220511084839},{"$f":" (('Offshore Wind'!$S$46 * 'Offshore Wind'!$S$44 * 'Offshore Wind'!$S$42 * (Z99 * 1 + Z132) +Z110) * 1000 / (Z88 * 8760)) + Z121 + 0","v":158.05088044806109},{"$f":" (('Offshore Wind'!$S$46 * 'Offshore Wind'!$S$44 * 'Offshore Wind'!$S$42 * (AA99 * 1 + AA132) +AA110) * 1000 / (AA88 * 8760)) + AA121 + 0","v":153.66779222395772},{"$f":" (('Offshore Wind'!$S$46 * 'Offshore Wind'!$S$44 * 'Offshore Wind'!$S$42 * (AB99 * 1 + AB132) +AB110) * 1000 / (AB88 * 8760)) + AB121 + 0","v":149.31965519674387},{"$f":" (('Offshore Wind'!$S$46 * 'Offshore Wind'!$S$44 * 'Offshore Wind'!$S$42 * (AC99 * 1 + AC132) +AC110) * 1000 / (AC88 * 8760)) + AC121 + 0","v":145.00604948023073},{"$f":" (('Offshore Wind'!$S$46 * 'Offshore Wind'!$S$44 * 'Offshore Wind'!$S$42 * (AD99 * 1 + AD132) +AD110) * 1000 / (AD88 * 8760)) + AD121 + 0","v":142.52515521493112},{"$f":" (('Offshore Wind'!$S$46 * 'Offshore Wind'!$S$44 * 'Offshore Wind'!$S$42 * (AE99 * 1 + AE132) +AE110) * 1000 / (AE88 * 8760)) + AE121 + 0","v":139.81816723310061},{"$f":" (('Offshore Wind'!$S$46 * 'Offshore Wind'!$S$44 * 'Offshore Wind'!$S$42 * (AF99 * 1 + AF132) +AF110) * 1000 / (AF88 * 8760)) + AF121 + 0","v":137.12678732792497},{"$f":" (('Offshore Wind'!$S$46 * 'Offshore Wind'!$S$44 * 'Offshore Wind'!$S$42 * (AG99 * 1 + AG132) +AG110) * 1000 / (AG88 * 8760)) + AG121 + 0","v":134.76179787105571},{"$f":" (('Offshore Wind'!$S$46 * 'Offshore Wind'!$S$44 * 'Offshore Wind'!$S$42 * (AH99 * 1 + AH132) +AH110) * 1000 / (AH88 * 8760)) + AH121 + 0","v":131.97755435876624},{"$f":" (('Offshore Wind'!$S$46 * 'Offshore Wind'!$S$44 * 'Offshore Wind'!$S$42 * (AI99 * 1 + AI132) +AI110) * 1000 / (AI88 * 8760)) + AI121 + 0","v":129.2329216895472},{"$f":" (('Offshore Wind'!$S$46 * 'Offshore Wind'!$S$44 * 'Offshore Wind'!$S$42 * (AJ99 * 1 + AJ132) +AJ110) * 1000 / (AJ88 * 8760)) + AJ121 + 0","v":126.52706031056987},{"$f":" (('Offshore Wind'!$S$46 * 'Offshore Wind'!$S$44 * 'Offshore Wind'!$S$42 * (AK99 * 1 + AK132) +AK110) * 1000 / (AK88 * 8760)) + AK121 + 0","v":123.85915421526293},{"$f":" (('Offshore Wind'!$S$46 * 'Offshore Wind'!$S$44 * 'Offshore Wind'!$S$42 * (AL99 * 1 + AL132) +AL110) * 1000 / (AL88 * 8760)) + AL121 + 0","v":121.22841012259711},{"$f":" (('Offshore Wind'!$S$46 * 'Offshore Wind'!$S$44 * 'Offshore Wind'!$S$42 * (AM99 * 1 + AM132) +AM110) * 1000 / (AM88 * 8760)) + AM121 + 0","v":118.63405669036915},{"$f":" (('Offshore Wind'!$S$46 * 'Offshore Wind'!$S$44 * 'Offshore Wind'!$S$42 * (AN99 * 1 + AN132) +AN110) * 1000 / (AN88 * 8760)) + AN121 + 0","v":118.36768792581924},{"$f":" (('Offshore Wind'!$S$46 * 'Offshore Wind'!$S$44 * 'Offshore Wind'!$S$42 * (AO99 * 1 + AO132) +AO110) * 1000 / (AO88 * 8760)) + AO121 + 0","v":117.95661095482529},{"$f":" (('Offshore Wind'!$S$46 * 'Offshore Wind'!$S$44 * 'Offshore Wind'!$S$42 * (AP99 * 1 + AP132) +AP110) * 1000 / (AP88 * 8760)) + AP121 + 0","v":117.54649167759958},{"$f":" (('Offshore Wind'!$S$46 * 'Offshore Wind'!$S$44 * 'Offshore Wind'!$S$42 * (AQ99 * 1 + AQ132) +AQ110) * 1000 / (AQ88 * 8760)) + AQ121 + 0","v":117.13732675106651},{"$f":" (('Offshore Wind'!$S$46 * 'Offshore Wind'!$S$44 * 'Offshore Wind'!$S$42 * (AR99 * 1 + AR132) +AR110) * 1000 / (AR88 * 8760)) + AR121 + 0","v":116.72911284769016},{"$f":" (('Offshore Wind'!$S$46 * 'Offshore Wind'!$S$44 * 'Offshore Wind'!$S$42 * (AS99 * 1 + AS132) +AS110) * 1000 / (AS88 * 8760)) + AS121 + 0","v":116.32184665538358},{"$f":" (('Offshore Wind'!$S$46 * 'Offshore Wind'!$S$44 * 'Offshore Wind'!$S$42 * (AT99 * 1 + AT132) +AT110) * 1000 / (AT88 * 8760)) + AT121 + 0","v":115.91552487741977},{"$f":" (('Offshore Wind'!$S$46 * 'Offshore Wind'!$S$44 * 'Offshore Wind'!$S$42 * (AU99 * 1 + AU132) +AU110) * 1000 / (AU88 * 8760)) + AU121 + 0","v":115.510144232342},{"$f":" (('Offshore Wind'!$S$46 * 'Offshore Wind'!$S$44 * 'Offshore Wind'!$S$42 * (AV99 * 1 + AV132) +AV110) * 1000 / (AV88 * 8760)) + AV121 + 0","v":115.10570145387632},{"$f":" (('Offshore Wind'!$S$46 * 'Offshore Wind'!$S$44 * 'Offshore Wind'!$S$42 * (AW99 * 1 + AW132) +AW110) * 1000 / (AW88 * 8760)) + AW121 + 0","v":114.70219329084301},{"$f":" (('Offshore Wind'!$S$46 * 'Offshore Wind'!$S$44 * 'Offshore Wind'!$S$42 * (AX99 * 1 + AX132) +AX110) * 1000 / (AX88 * 8760)) + AX121 + 0","v":114.26721017793881},{"$f":" (('Offshore Wind'!$S$46 * 'Offshore Wind'!$S$44 * 'Offshore Wind'!$S$42 * (AY99 * 1 + AY132) +AY110) * 1000 / (AY88 * 8760)) + AY121 + 0","v":113.83589829867741},{"$f":" (('Offshore Wind'!$S$46 * 'Offshore Wind'!$S$44 * 'Offshore Wind'!$S$42 * (AZ99 * 1 + AZ132) +AZ110) * 1000 / (AZ88 * 8760)) + AZ121 + 0","v":113.40553587159593},{"$f":" (('Offshore Wind'!$S$46 * 'Offshore Wind'!$S$44 * 'Offshore Wind'!$S$42 * (BA99 * 1 + BA132) +BA110) * 1000 / (BA88 * 8760)) + BA121 + 0","v":112.97611976470677},{"$f":" (('Offshore Wind'!$S$46 * 'Offshore Wind'!$S$44 * 'Offshore Wind'!$S$42 * (BB99 * 1 + BB132) +BB110) * 1000 / (BB88 * 8760)) + BB121 + 0","v":112.54764685977875},{"$f":" (('Offshore Wind'!$S$46 * 'Offshore Wind'!$S$44 * 'Offshore Wind'!$S$42 * (BC99 * 1 + BC132) +BC110) * 1000 / (BC88 * 8760)) + BC121 + 0","v":112.12011405226099},{"$f":" (('Offshore Wind'!$S$46 * 'Offshore Wind'!$S$44 * 'Offshore Wind'!$S$42 * (BD99 * 1 + BD132) +BD110) * 1000 / (BD88 * 8760)) + BD121 + 0","v":111.69351825120837},{"$f":" (('Offshore Wind'!$S$46 * 'Offshore Wind'!$S$44 * 'Offshore Wind'!$S$42 * (BE99 * 1 + BE132) +BE110) * 1000 / (BE88 * 8760)) + BE121 + 0","v":111.26785637920668},{"$f":" (('Offshore Wind'!$S$46 * 'Offshore Wind'!$S$44 * 'Offshore Wind'!$S$42 * (BF99 * 1 + BF132) +BF110) * 1000 / (BF88 * 8760)) + BF121 + 0","v":110.84312537229891},{"$f":" (('Offshore Wind'!$S$46 * 'Offshore Wind'!$S$44 * 'Offshore Wind'!$S$42 * (BG99 * 1 + BG132) +BG110) * 1000 / (BG88 * 8760)) + BG121 + 0","v":110.41932217991122}]
[null,null,null,null,"TRG 2 - Program Goal",{"$f":"'Offshore Wind'!#REF!","v":{"$error":"#REF!"}},{"$f":"'Offshore Wind'!#REF!","v":{"$error":"#REF!"}},{"$f":"'Offshore Wind'!#REF!","v":{"$error":"#REF!"}},{"$f":"'Offshore Wind'!#REF!","v":{"$error":"#REF!"}},{"$f":"'Offshore Wind'!#REF!","v":{"$error":"#REF!"}},{"$f":"'Offshore Wind'!#REF!","v":{"$error":"#REF!"}},{"$f":"'Offshore Wind'!#REF!","v":{"$error":"#REF!"}},{"$f":"'Offshore Wind'!#REF!","v":{"$error":"#REF!"}},{"$f":"'Offshore Wind'!#REF!","v":{"$error":"#REF!"}},{"$f":"'Offshore Wind'!#REF!","v":{"$error":"#REF!"}},{"$f":"'Offshore Wind'!#REF!","v":{"$error":"#REF!"}},{"$f":"'Offshore Wind'!#REF!","v":{"$error":"#REF!"}},{"$f":"'Offshore Wind'!#REF!","v":{"$error":"#REF!"}},null,null,null,{"$f":" (('Offshore Wind'!$S$46 * 'Offshore Wind'!$S$44 * 'Offshore Wind'!$S$42 * (V100 * 1 + V133) +V111) * 1000 / (V89 * 8760)) + V122 + 0","v":187.72631610667182},{"$f":" (('Offshore Wind'!$S$46 * 'Offshore Wind'!$S$44 * 'Offshore Wind'!$S$42 * (W100 * 1 + W133) +W111) * 1000 / (W89 * 8760)) + W122 + 0","v":187.72631610667182},{"$f":" (('Offshore Wind'!$S$46 * 'Offshore Wind'!$S$44 * 'Offshore Wind'!$S$42 * (X100 * 1 + X133) +X111) * 1000 / (X89 * 8760)) + X122 + 0","v":182.60166303645155},{"$f":" (('Offshore Wind'!$S$46 * 'Offshore Wind'!$S$44 * 'Offshore Wind'!$S$42 * (Y100 * 1 + Y133) +Y111) * 1000 / (Y89 * 8760)) + Y122 + 0","v":177.83565273303344},{"$f":" (('Offshore Wind'!$S$46 * 'Offshore Wind'!$S$44 * 'Offshore Wind'!$S$42 * (Z100 * 1 + Z133) +Z111) * 1000 / (Z89 * 8760)) + Z122 + 0","v":172.39144594739912},{"$f":" (('Offshore Wind'!$S$46 * 'Offshore Wind'!$S$44 * 'Offshore Wind'!$S$42 * (AA100 * 1 + AA133) +AA111) * 1000 / (AA89 * 8760)) + AA122 + 0","v":167.61066323662834},{"$f":" (('Offshore Wind'!$S$46 * 'Offshore Wind'!$S$44 * 'Offshore Wind'!$S$42 * (AB100 * 1 + AB133) +AB111) * 1000 / (AB89 * 8760)) + AB122 + 0","v":162.86800297954005},{"$f":" (('Offshore Wind'!$S$46 * 'Offshore Wind'!$S$44 * 'Offshore Wind'!$S$42 * (AC100 * 1 + AC133) +AC111) * 1000 / (AC89 * 8760)) + AC122 + 0","v":158.16300719205356},{"$f":" (('Offshore Wind'!$S$46 * 'Offshore Wind'!$S$44 * 'Offshore Wind'!$S$42 * (AD100 * 1 + AD133) +AD111) * 1000 / (AD89 * 8760)) + AD122 + 0","v":155.45701182888212},{"$f":" (('Offshore Wind'!$S$46 * 'Offshore Wind'!$S$44 * 'Offshore Wind'!$S$42 * (AE100 * 1 + AE133) +AE111) * 1000 / (AE89 * 8760)) + AE122 + 0","v":152.50440839493072},{"$f":" (('Offshore Wind'!$S$46 * 'Offshore Wind'!$S$44 * 'Offshore Wind'!$S$42 * (AF100 * 1 + AF133) +AF111) * 1000 / (AF89 * 8760)) + AF122 + 0","v":149.56882921858139},{"$f":" (('Offshore Wind'!$S$46 * 'Offshore Wind'!$S$44 * 'Offshore Wind'!$S$42 * (AG100 * 1 + AG133) +AG111) * 1000 / (AG89 * 8760)) + AG122 + 0","v":146.98925515379767},{"$f":" (('Offshore Wind'!$S$46 * 'Offshore Wind'!$S$44 * 'Offshore Wind'!$S$42 * (AH100 * 1 + AH133) +AH111) * 1000 / (AH89 * 8760)) + AH122 + 0","v":143.95238649737175},{"$f":" (('Offshore Wind'!$S$46 * 'Offshore Wind'!$S$44 * 'Offshore Wind'!$S$42 * (AI100 * 1 + AI133) +AI111) * 1000 / (AI89 * 8760)) + AI122 + 0","v":140.95872272846518},{"$f":" (('Offshore Wind'!$S$46 * 'Offshore Wind'!$S$44 * 'Offshore Wind'!$S$42 * (AJ100 * 1 + AJ133) +AJ111) * 1000 / (AJ89 * 8760)) + AJ122 + 0","v":138.00734811838561},{"$f":" (('Offshore Wind'!$S$46 * 'Offshore Wind'!$S$44 * 'Offshore Wind'!$S$42 * (AK100 * 1 + AK133) +AK111) * 1000 / (AK89 * 8760)) + AK122 + 0","v":135.09737262114069},{"$f":" (('Offshore Wind'!$S$46 * 'Offshore Wind'!$S$44 * 'Offshore Wind'!$S$42 * (AL100 * 1 + AL133) +AL111) * 1000 / (AL89 * 8760)) + AL122 + 0","v":132.22793097825615},{"$f":" (('Offshore Wind'!$S$46 * 'Offshore Wind'!$S$44 * 'Offshore Wind'!$S$42 * (AM100 * 1 + AM133) +AM111) * 1000 / (AM89 * 8760)) + AM122 + 0","v":129.39818186067782},{"$f":" (('Offshore Wind'!$S$46 * 'Offshore Wind'!$S$44 * 'Offshore Wind'!$S$42 * (AN100 * 1 + AN133) +AN111) * 1000 / (AN89 * 8760)) + AN122 + 0","v":129.10764443155497},{"$f":" (('Offshore Wind'!$S$46 * 'Offshore Wind'!$S$44 * 'Offshore Wind'!$S$42 * (AO100 * 1 + AO133) +AO111) * 1000 / (AO89 * 8760)) + AO122 + 0","v":128.6592688627228},{"$f":" (('Offshore Wind'!$S$46 * 'Offshore Wind'!$S$44 * 'Offshore Wind'!$S$42 * (AP100 * 1 + AP133) +AP111) * 1000 / (AP89 * 8760)) + AP122 + 0","v":128.21193788290537},{"$f":" (('Offshore Wind'!$S$46 * 'Offshore Wind'!$S$44 * 'Offshore Wind'!$S$42 * (AQ100 * 1 + AQ133) +AQ111) * 1000 / (AQ89 * 8760)) + AQ122 + 0","v":127.7656478456969},{"$f":" (('Offshore Wind'!$S$46 * 'Offshore Wind'!$S$44 * 'Offshore Wind'!$S$42 * (AR100 * 1 + AR133) +AR111) * 1000 / (AR89 * 8760)) + AR122 + 0","v":127.32039512164131},{"$f":" (('Offshore Wind'!$S$46 * 'Offshore Wind'!$S$44 * 'Offshore Wind'!$S$42 * (AS100 * 1 + AS133) +AS111) * 1000 / (AS89 * 8760)) + AS122 + 0","v":126.87617609813333},{"$f":" (('Offshore Wind'!$S$46 * 'Offshore Wind'!$S$44 * 'Offshore Wind'!$S$42 * (AT100 * 1 + AT133) +AT111) * 1000 / (AT89 * 8760)) + AT122 + 0","v":126.432987179321},{"$f":" (('Offshore Wind'!$S$46 * 'Offshore Wind'!$S$44 * 'Offshore Wind'!$S$42 * (AU100 * 1 + AU133) +AU111) * 1000 / (AU89 * 8760)) + AU122 + 0","v":125.99082478600864},{"$f":" (('Offshore Wind'!$S$46 * 'Offshore Wind'!$S$44 * 'Offshore Wind'!$S$42 * (AV100 * 1 + AV133) +AV111) * 1000 / (AV89 * 8760)) + AV122 + 0","v":125.54968535556048},{"$f":" (('Offshore Wind'!$S$46 * 'Offshore Wind'!$S$44 * 'Offshore Wind'!$S$42 * (AW100 * 1 + AW133) +AW111) * 1000 / (AW89 * 8760)) + AW122 + 0","v":125.10956534180485},{"$f":" (('Offshore Wind'!$S$46 * 'Offshore Wind'!$S$44 * 'Offshore Wind'!$S$42 * (AX100 * 1 + AX133) +AX111) * 1000 / (AX89 * 8760)) + AX122 + 0","v":124.63511453467444},{"$f":" (('Offshore Wind'!$S$46 * 'Offshore Wind'!$S$44 * 'Offshore Wind'!$S$42 * (AY100 * 1 + AY133) +AY111) * 1000 / (AY89 * 8760)) + AY122 + 0","v":124.16466806636389},{"$f":" (('Offshore Wind'!$S$46 * 'Offshore Wind'!$S$44 * 'Offshore Wind'!$S$42 * (AZ100 * 1 + AZ133) +AZ111) * 1000 / (AZ89 * 8760)) + AZ122 + 0","v":123.69525719768866},{"$f":" (('Offshore Wind'!$S$46 * 'Offshore Wind'!$S$44 * 'Offshore Wind'!$S$42 * (BA100 * 1 + BA133) +BA111) * 1000 / (BA89 * 8760)) + BA122 + 0","v":123.22687851248389},{"$f":" (('Offshore Wind'!$S$46 * 'Offshore Wind'!$S$44 * 'Offshore Wind'!$S$42 * (BB100 * 1 + BB133) +BB111) * 1000 / (BB89 * 8760)) + BB122 + 0","v":122.75952860958918},{"$f":" (('Offshore Wind'!$S$46 * 'Offshore Wind'!$S$44 * 'Offshore Wind'!$S$42 * (BC100 * 1 + BC133) +BC111) * 1000 / (BC89 * 8760)) + BC122 + 0","v":122.29320410276584},{"$f":" (('Offshore Wind'!$S$46 * 'Offshore Wind'!$S$44 * 'Offshore Wind'!$S$42 * (BD100 * 1 + BD133) +BD111) * 1000 / (BD89 * 8760)) + BD122 + 0","v":121.82790162061536},{"$f":" (('Offshore Wind'!$S$46 * 'Offshore Wind'!$S$44 * 'Offshore Wind'!$S$42 * (BE100 * 1 + BE133) +BE111) * 1000 / (BE89 * 8760)) + BE122 + 0","v":121.36361780649794},{"$f":" (('Offshore Wind'!$S$46 * 'Offshore Wind'!$S$44 * 'Offshore Wind'!$S$42 * (BF100 * 1 + BF133) +BF111) * 1000 / (BF89 * 8760)) + BF122 + 0","v":120.90034931845183},{"$f":" (('Offshore Wind'!$S$46 * 'Offshore Wind'!$S$44 * 'Offshore Wind'!$S$42 * (BG100 * 1 + BG133) +BG111) * 1000 / (BG89 * 8760)) + BG122 + 0","v":120.43809282911293}]
[null,null,null,null,"TRG 3 - Program Goal",{"$f":"'Offshore Wind'!#REF!","v":{"$error":"#REF!"}},{"$f":"'Offshore Wind'!#REF!","v":{"$error":"#REF!"}},{"$f":"'Offshore Wind'!#REF!","v":{"$error":"#REF!"}},{"$f":"'Offshore Wind'!#REF!","v":{"$error":"#REF!"}},{"$f":"'Offshore Wind'!#REF!","v":{"$error":"#REF!"}},{"$f":"'Offshore Wind'!#REF!","v":{"$error":"#REF!"}},{"$f":"'Offshore Wind'!#REF!","v":{"$error":"#REF!"}},{"$f":"'Offshore Wind'!#REF!","v":{"$error":"#REF!"}},{"$f":"'Offshore Wind'!#REF!","v":{"$error":"#REF!"}},{"$f":"'Offshore Wind'!#REF!","v":{"$error":"#REF!"}},{"$f":"'Offshore Wind'!#REF!","v":{"$error":"#REF!"}},{"$f":"'Offshore Wind'!#REF!","v":{"$error":"#REF!"}},{"$f":"'Offshore Wind'!#REF!","v":{"$error":"#REF!"}},null,null,null,{"$f":" (('Offshore Wind'!$S$46 * 'Offshore Wind'!$S$44 * 'Offshore Wind'!$S$42 * (V101 * 1 + V134) +V112) * 1000 / (V90 * 8760)) + V123 + 0","v":205.39570887358784},{"$f":" (('Offshore Wind'!$S$46 * 'Offshore Wind'!$S$44 * 'Offshore Wind'!$S$42 * (W101 * 1 + W134) +W112) * 1000 / (W90 * 8760)) + W123 + 0","v":205.39570887358784},{"$f":" (('Offshore Wind'!$S$46 * 'Offshore Wind'!$S$44 * 'Offshore Wind'!$S$42 * (X101 * 1 + X134) +X112) * 1000 / (X90 * 8760)) + X123 + 0","v":199.78870729853429},{"$f":" (('Offshore Wind'!$S$46 * 'Offshore Wind'!$S$44 * 'Offshore Wind'!$S$42 * (Y101 * 1 + Y134) +Y112) * 1000 / (Y90 * 8760)) + Y123 + 0","v":194.5741050782834},{"$f":" (('Offshore Wind'!$S$46 * 'Offshore Wind'!$S$44 * 'Offshore Wind'!$S$42 * (Z101 * 1 + Z134) +Z112) * 1000 / (Z90 * 8760)) + Z123 + 0","v":188.6174723845786},{"$f":" (('Offshore Wind'!$S$46 * 'Offshore Wind'!$S$44 * 'Offshore Wind'!$S$42 * (AA101 * 1 + AA134) +AA112) * 1000 / (AA90 * 8760)) + AA123 + 0","v":183.38670733141802},{"$f":" (('Offshore Wind'!$S$46 * 'Offshore Wind'!$S$44 * 'Offshore Wind'!$S$42 * (AB101 * 1 + AB134) +AB112) * 1000 / (AB90 * 8760)) + AB123 + 0","v":178.19765293747932},{"$f":" (('Offshore Wind'!$S$46 * 'Offshore Wind'!$S$44 * 'Offshore Wind'!$S$42 * (AC101 * 1 + AC134) +AC112) * 1000 / (AC90 * 8760)) + AC123 + 0","v":173.04980811177626},{"$f":" (('Offshore Wind'!$S$46 * 'Offshore Wind'!$S$44 * 'Offshore Wind'!$S$42 * (AD101 * 1 + AD134) +AD112) * 1000 / (AD90 * 8760)) + AD123 + 0","v":170.08911593310802},{"$f":" (('Offshore Wind'!$S$46 * 'Offshore Wind'!$S$44 * 'Offshore Wind'!$S$42 * (AE101 * 1 + AE134) +AE112) * 1000 / (AE90 * 8760)) + AE123 + 0","v":166.85860415449065},{"$f":" (('Offshore Wind'!$S$46 * 'Offshore Wind'!$S$44 * 'Offshore Wind'!$S$42 * (AF101 * 1 + AF134) +AF112) * 1000 / (AF90 * 8760)) + AF123 + 0","v":163.64671901027788},{"$f":" (('Offshore Wind'!$S$46 * 'Offshore Wind'!$S$44 * 'Offshore Wind'!$S$42 * (AG101 * 1 + AG134) +AG112) * 1000 / (AG90 * 8760)) + AG123 + 0","v":160.82434730120372},{"$f":" (('Offshore Wind'!$S$46 * 'Offshore Wind'!$S$44 * 'Offshore Wind'!$S$42 * (AH101 * 1 + AH134) +AH112) * 1000 / (AH90 * 8760)) + AH123 + 0","v":157.50163899168712},{"$f":" (('Offshore Wind'!$S$46 * 'Offshore Wind'!$S$44 * 'Offshore Wind'!$S$42 * (AI101 * 1 + AI134) +AI112) * 1000 / (AI90 * 8760)) + AI123 + 0","v":154.22620214992676},{"$f":" (('Offshore Wind'!$S$46 * 'Offshore Wind'!$S$44 * 'Offshore Wind'!$S$42 * (AJ101 * 1 + AJ134) +AJ112) * 1000 / (AJ90 * 8760)) + AJ123 + 0","v":150.99703485595859},{"$f":" (('Offshore Wind'!$S$46 * 'Offshore Wind'!$S$44 * 'Offshore Wind'!$S$42 * (AK101 * 1 + AK134) +AK112) * 1000 / (AK90 * 8760)) + AK123 + 0","v":147.81316328985511},{"$f":" (('Offshore Wind'!$S$46 * 'Offshore Wind'!$S$44 * 'Offshore Wind'!$S$42 * (AL101 * 1 + AL134) +AL112) * 1000 / (AL90 * 8760)) + AL123 + 0","v":144.67364075228625},{"$f":" (('Offshore Wind'!$S$46 * 'Offshore Wind'!$S$44 * 'Offshore Wind'!$S$42 * (AM101 * 1 + AM134) +AM112) * 1000 / (AM90 * 8760)) + AM123 + 0","v":141.57754672565474},{"$f":" (('Offshore Wind'!$S$46 * 'Offshore Wind'!$S$44 * 'Offshore Wind'!$S$42 * (AN101 * 1 + AN134) +AN112) * 1000 / (AN90 * 8760)) + AN123 + 0","v":141.25966299764778},{"$f":" (('Offshore Wind'!$S$46 * 'Offshore Wind'!$S$44 * 'Offshore Wind'!$S$42 * (AO101 * 1 + AO134) +AO112) * 1000 / (AO90 * 8760)) + AO123 + 0","v":140.76908490656356},{"$f":" (('Offshore Wind'!$S$46 * 'Offshore Wind'!$S$44 * 'Offshore Wind'!$S$42 * (AP101 * 1 + AP134) +AP112) * 1000 / (AP90 * 8760)) + AP123 + 0","v":140.2796497245057},{"$f":" (('Offshore Wind'!$S$46 * 'Offshore Wind'!$S$44 * 'Offshore Wind'!$S$42 * (AQ101 * 1 + AQ134) +AQ112) * 1000 / (AQ90 * 8760)) + AQ123 + 0","v":139.79135346185728},{"$f":" (('Offshore Wind'!$S$46 * 'Offshore Wind'!$S$44 * 'Offshore Wind'!$S$42 * (AR101 * 1 + AR134) +AR112) * 1000 / (AR90 * 8760)) + AR123 + 0","v":139.30419214754622},{"$f":" (('Offshore Wind'!$S$46 * 'Offshore Wind'!$S$44 * 'Offshore Wind'!$S$42 * (AS101 * 1 + AS134) +AS112) * 1000 / (AS90 * 8760)) + AS123 + 0","v":138.81816182893755},{"$f":" (('Offshore Wind'!$S$46 * 'Offshore Wind'!$S$44 * 'Offshore Wind'!$S$42 * (AT101 * 1 + AT134) +AT112) * 1000 / (AT90 * 8760)) + AT123 + 0","v":138.33325857172645},{"$f":" (('Offshore Wind'!$S$46 * 'Offshore Wind'!$S$44 * 'Offshore Wind'!$S$42 * (AU101 * 1 + AU134) +AU112) * 1000 / (AU90 * 8760)) + AU123 + 0","v":137.84947845983189},{"$f":" (('Offshore Wind'!$S$46 * 'Offshore Wind'!$S$44 * 'Offshore Wind'!$S$42 * (AV101 * 1 + AV134) +AV112) * 1000 / (AV90 * 8760)) + AV123 + 0","v":137.36681759529174},{"$f":" (('Offshore Wind'!$S$46 * 'Offshore Wind'!$S$44 * 'Offshore Wind'!$S$42 * (AW101 * 1 + AW134) +AW112) * 1000 / (AW90 * 8760)) + AW123 + 0","v":136.88527209815732},{"$f":" (('Offshore Wind'!$S$46 * 'Offshore Wind'!$S$44 * 'Offshore Wind'!$S$42 * (AX101 * 1 + AX134) +AX112) * 1000 / (AX90 * 8760)) + AX123 + 0","v":136.36616448513186},{"$f":" (('Offshore Wind'!$S$46 * 'Offshore Wind'!$S$44 * 'Offshore Wind'!$S$42 * (AY101 * 1 + AY134) +AY112) * 1000 / (AY90 * 8760)) + AY123 + 0","v":135.85143811192157},{"$f":" (('Offshore Wind'!$S$46 * 'Offshore Wind'!$S$44 * 'Offshore Wind'!$S$42 * (AZ101 * 1 + AZ134) +AZ112) * 1000 / (AZ90 * 8760)) + AZ123 + 0","v":135.33784481224947},{"$f":" (('Offshore Wind'!$S$46 * 'Offshore Wind'!$S$44 * 'Offshore Wind'!$S$42 * (BA101 * 1 + BA134) +BA112) * 1000 / (BA90 * 8760)) + BA123 + 0","v":134.82538084841048},{"$f":" (('Offshore Wind'!$S$46 * 'Offshore Wind'!$S$44 * 'Offshore Wind'!$S$42 * (BB101 * 1 + BB134) +BB112) * 1000 / (BB90 * 8760)) + BB123 + 0","v":134.31404249911631},{"$f":" (('Offshore Wind'!$S$46 * 'Offshore Wind'!$S$44 * 'Offshore Wind'!$S$42 * (BC101 * 1 + BC134) +BC112) * 1000 / (BC90 * 8760)) + BC123 + 0","v":133.80382605940474},{"$f":" (('Offshore Wind'!$S$46 * 'Offshore Wind'!$S$44 * 'Offshore Wind'!$S$42 * (BD101 * 1 + BD134) +BD112) * 1000 / (BD90 * 8760)) + BD123 + 0","v":133.29472784055071},{"$f":" (('Offshore Wind'!$S$46 * 'Offshore Wind'!$S$44 * 'Offshore Wind'!$S$42 * (BE101 * 1 + BE134) +BE112) * 1000 / (BE90 * 8760)) + BE123 + 0","v":132.7867441699768},{"$f":" (('Offshore Wind'!$S$46 * 'Offshore Wind'!$S$44 * 'Offshore Wind'!$S$42 * (BF101 * 1 + BF134) +BF112) * 1000 / (BF90 * 8760)) + BF123 + 0","v":132.27987139116536},{"$f":" (('Offshore Wind'!$S$46 * 'Offshore Wind'!$S$44 * 'Offshore Wind'!$S$42 * (BG101 * 1 + BG134) +BG112) * 1000 / (BG90 * 8760)) + BG123 + 0","v":131.77410586357027}]
[null,null,null,null,"TRG 4 - Program Goal",{"$f":"'Offshore Wind'!#REF!","v":{"$error":"#REF!"}},{"$f":"'Offshore Wind'!#REF!","v":{"$error":"#REF!"}},{"$f":"'Offshore Wind'!#REF!","v":{"$error":"#REF!"}},{"$f":"'Offshore Wind'!#REF!","v":{"$error":"#REF!"}},{"$f":"'Offshore Wind'!#REF!","v":{"$error":"#REF!"}},{"$f":"'Offshore Wind'!#REF!","v":{"$error":"#REF!"}},{"$f":"'Offshore Wind'!#REF!","v":{"$error":"#REF!"}},{"$f":"'Offshore Wind'!#REF!","v":{"$error":"#REF!"}},{"$f":"'Offshore Wind'!#REF!","v":{"$error":"#REF!"}},{"$f":"'Offshore Wind'!#REF!","v":{"$error":"#REF!"}},{"$f":"'Offshore Wind'!#REF!","v":{"$error":"#REF!"}},{"$f":"'Offshore Wind'!#REF!","v":{"$error":"#REF!"}},{"$f":"'Offshore Wind'!#REF!","v":{"$error":"#REF!"}},null,null,null,{"$f":" (('Offshore Wind'!$S$46 * 'Offshore Wind'!$S$44 * 'Offshore Wind'!$S$42 * (V102 * 1 + V135) +V113) * 1000 / (V91 * 8760)) + V124 + 0","v":241.81681978795322},{"$f":" (('Offshore Wind'!$S$46 * 'Offshore Wind'!$S$44 * 'Offshore Wind'!$S$42 * (W102 * 1 + W135) +W113) * 1000 / (W91 * 8760)) + W124 + 0","v":241.81681978795322},{"$f":" (('Offshore Wind'!$S$46 * 'Offshore Wind'!$S$44 * 'Offshore Wind'!$S$42 * (X102 * 1 + X135) +X113) * 1000 / (X91 * 8760)) + X124 + 0","v":235.21557530791426},{"$f":" (('Offshore Wind'!$S$46 * 'Offshore Wind'!$S$44 * 'Offshore Wind'!$S$42 * (Y102 * 1 + Y135) +Y113) * 1000 / (Y91 * 8760)) + Y124 + 0","v":229.07631109311825},{"$f":" (('Offshore Wind'!$S$46 * 'Offshore Wind'!$S$44 * 'Offshore Wind'!$S$42 * (Z102 * 1 + Z135) +Z113) * 1000 / (Z91 * 8760)) + Z124 + 0","v":222.06343831921254},{"$f":" (('Offshore Wind'!$S$46 * 'Offshore Wind'!$S$44 * 'Offshore Wind'!$S$42 * (AA102 * 1 + AA135) +AA113) * 1000 / (AA91 * 8760)) + AA124 + 0","v":215.90514525091987},{"$f":" (('Offshore Wind'!$S$46 * 'Offshore Wind'!$S$44 * 'Offshore Wind'!$S$42 * (AB102 * 1 + AB135) +AB113) * 1000 / (AB91 * 8760)) + AB124 + 0","v":209.79595904576306},{"$f":" (('Offshore Wind'!$S$46 * 'Offshore Wind'!$S$44 * 'Offshore Wind'!$S$42 * (AC102 * 1 + AC135) +AC113) * 1000 / (AC91 * 8760)) + AC124 + 0","v":203.7352897584629},{"$f":" (('Offshore Wind'!$S$46 * 'Offshore Wind'!$S$44 * 'Offshore Wind'!$S$42 * (AD102 * 1 + AD135) +AD113) * 1000 / (AD91 * 8760)) + AD124 + 0","v":200.24960268669807},{"$f":" (('Offshore Wind'!$S$46 * 'Offshore Wind'!$S$44 * 'Offshore Wind'!$S$42 * (AE102 * 1 + AE135) +AE113) * 1000 / (AE91 * 8760)) + AE124 + 0","v":196.44625115186363},{"$f":" (('Offshore Wind'!$S$46 * 'Offshore Wind'!$S$44 * 'Offshore Wind'!$S$42 * (AF102 * 1 + AF135) +AF113) * 1000 / (AF91 * 8760)) + AF124 + 0","v":192.664829157426},{"$f":" (('Offshore Wind'!$S$46 * 'Offshore Wind'!$S$44 * 'Offshore Wind'!$S$42 * (AG102 * 1 + AG135) +AG113) * 1000 / (AG91 * 8760)) + AG124 + 0","v":189.34198977246177},{"$f":" (('Offshore Wind'!$S$46 * 'Offshore Wind'!$S$44 * 'Offshore Wind'!$S$42 * (AH102 * 1 + AH135) +AH113) * 1000 / (AH91 * 8760)) + AH124 + 0","v":185.43009326353894},{"$f":" (('Offshore Wind'!$S$46 * 'Offshore Wind'!$S$44 * 'Offshore Wind'!$S$42 * (AI102 * 1 + AI135) +AI113) * 1000 / (AI91 * 8760)) + AI124 + 0","v":181.57385047816382},{"$f":" (('Offshore Wind'!$S$46 * 'Offshore Wind'!$S$44 * 'Offshore Wind'!$S$42 * (AJ102 * 1 + AJ135) +AJ113) * 1000 / (AJ91 * 8760)) + AJ124 + 0","v":177.77208183424707},{"$f":" (('Offshore Wind'!$S$46 * 'Offshore Wind'!$S$44 * 'Offshore Wind'!$S$42 * (AK102 * 1 + AK135) +AK113) * 1000 / (AK91 * 8760)) + AK124 + 0","v":174.02364083248159},{"$f":" (('Offshore Wind'!$S$46 * 'Offshore Wind'!$S$44 * 'Offshore Wind'!$S$42 * (AL102 * 1 + AL135) +AL113) * 1000 / (AL91 * 8760)) + AL124 + 0","v":170.32741290322753},{"$f":" (('Offshore Wind'!$S$46 * 'Offshore Wind'!$S$44 * 'Offshore Wind'!$S$42 * (AM102 * 1 + AM135) +AM113) * 1000 / (AM91 * 8760)) + AM124 + 0","v":166.6823143011662},{"$f":" (('Offshore Wind'!$S$46 * 'Offshore Wind'!$S$44 * 'Offshore Wind'!$S$42 * (AN102 * 1 + AN135) +AN113) * 1000 / (AN91 * 8760)) + AN124 + 0","v":166.30806289839569},{"$f":" (('Offshore Wind'!$S$46 * 'Offshore Wind'!$S$44 * 'Offshore Wind'!$S$42 * (AO102 * 1 + AO135) +AO113) * 1000 / (AO91 * 8760)) + AO124 + 0","v":165.73049467900972},{"$f":" (('Offshore Wind'!$S$46 * 'Offshore Wind'!$S$44 * 'Offshore Wind'!$S$42 * (AP102 * 1 + AP135) +AP113) * 1000 / (AP91 * 8760)) + AP124 + 0","v":165.15427203119185},{"$f":" (('Offshore Wind'!$S$46 * 'Offshore Wind'!$S$44 * 'Offshore Wind'!$S$42 * (AQ102 * 1 + AQ135) +AQ113) * 1000 / (AQ91 * 8760)) + AQ124 + 0","v":164.57939025787954},{"$f":" (('Offshore Wind'!$S$46 * 'Offshore Wind'!$S$44 * 'Offshore Wind'!$S$42 * (AR102 * 1 + AR135) +AR113) * 1000 / (AR91 * 8760)) + AR124 + 0","v":164.00584468384363},{"$f":" (('Offshore Wind'!$S$46 * 'Offshore Wind'!$S$44 * 'Offshore Wind'!$S$42 * (AS102 * 1 + AS135) +AS113) * 1000 / (AS91 * 8760)) + AS124 + 0","v":163.43363065556122},{"$f":" (('Offshore Wind'!$S$46 * 'Offshore Wind'!$S$44 * 'Offshore Wind'!$S$42 * (AT102 * 1 + AT135) +AT113) * 1000 / (AT91 * 8760)) + AT124 + 0","v":162.86274354109},{"$f":" (('Offshore Wind'!$S$46 * 'Offshore Wind'!$S$44 * 'Offshore Wind'!$S$42 * (AU102 * 1 + AU135) +AU113) * 1000 / (AU91 * 8760)) + AU124 + 0","v":162.29317872994295},{"$f":" (('Offshore Wind'!$S$46 * 'Offshore Wind'!$S$44 * 'Offshore Wind'!$S$42 * (AV102 * 1 + AV135) +AV113) * 1000 / (AV91 * 8760)) + AV124 + 0","v":161.72493163296465},{"$f":" (('Offshore Wind'!$S$46 * 'Offshore Wind'!$S$44 * 'Offshore Wind'!$S$42 * (AW102 * 1 + AW135) +AW113) * 1000 / (AW91 * 8760)) + AW124 + 0","v":161.15799768220765},{"$f":" (('Offshore Wind'!$S$46 * 'Offshore Wind'!$S$44 * 'Offshore Wind'!$S$42 * (AX102 * 1 + AX135) +AX113) * 1000 / (AX91 * 8760)) + AX124 + 0","v":160.54684103829362},{"$f":" (('Offshore Wind'!$S$46 * 'Offshore Wind'!$S$44 * 'Offshore Wind'!$S$42 * (AY102 * 1 + AY135) +AY113) * 1000 / (AY91 * 8760)) + AY124 + 0","v":159.94084252297259},{"$f":" (('Offshore Wind'!$S$46 * 'Offshore Wind'!$S$44 * 'Offshore Wind'!$S$42 * (AZ102 * 1 + AZ135) +AZ113) * 1000 / (AZ91 * 8760)) + AZ124 + 0","v":159.33617799968621},{"$f":" (('Offshore Wind'!$S$46 * 'Offshore Wind'!$S$44 * 'Offshore Wind'!$S$42 * (BA102 * 1 + BA135) +BA113) * 1000 / (BA91 * 8760)) + BA124 + 0","v":158.73284306795333},{"$f":" (('Offshore Wind'!$S$46 * 'Offshore Wind'!$S$44 * 'Offshore Wind'!$S$42 * (BB102 * 1 + BB135) +BB113) * 1000 / (BB91 * 8760)) + BB124 + 0","v":158.13083334662053},{"$f":" (('Offshore Wind'!$S$46 * 'Offshore Wind'!$S$44 * 'Offshore Wind'!$S$42 * (BC102 * 1 + BC135) +BC113) * 1000 / (BC91 * 8760)) + BC124 + 0","v":157.53014447375557},{"$f":" (('Offshore Wind'!$S$46 * 'Offshore Wind'!$S$44 * 'Offshore Wind'!$S$42 * (BD102 * 1 + BD135) +BD113) * 1000 / (BD91 * 8760)) + BD124 + 0","v":156.93077210654238},{"$f":" (('Offshore Wind'!$S$46 * 'Offshore Wind'!$S$44 * 'Offshore Wind'!$S$42 * (BE102 * 1 + BE135) +BE113) * 1000 / (BE91 * 8760)) + BE124 + 0","v":156.33271192117601},{"$f":" (('Offshore Wind'!$S$46 * 'Offshore Wind'!$S$44 * 'Offshore Wind'!$S$42 * (BF102 * 1 + BF135) +BF113) * 1000 / (BF91 * 8760)) + BF124 + 0","v":155.73595961275899},{"$f":" (('Offshore Wind'!$S$46 * 'Offshore Wind'!$S$44 * 'Offshore Wind'!$S$42 * (BG102 * 1 + BG135) +BG113) * 1000 / (BG91 * 8760)) + BG124 + 0","v":155.14051089519742}]
[null,null,null,null,"TRG 5 - Program Goal",{"$f":"'Offshore Wind'!#REF!","v":{"$error":"#REF!"}},{"$f":"'Offshore Wind'!#REF!","v":{"$error":"#REF!"}},{"$f":"'Offshore Wind'!#REF!","v":{"$error":"#REF!"}},{"$f":"'Offshore Wind'!#REF!","v":{"$error":"#REF!"}},{"$f":"'Offshore Wind'!#REF!","v":{"$error":"#REF!"}},{"$f":"'Offshore Wind'!#REF!","v":{"$error":"#REF!"}},{"$f":"'Offshore Wind'!#REF!","v":{"$error":"#REF!"}},{"$f":"'Offshore Wind'!#REF!","v":{"$error":"#REF!"}},{"$f":"'Offshore Wind'!#REF!","v":{"$error":"#REF!"}},{"$f":"'Offshore Wind'!#REF!","v":{"$error":"#REF!"}},{"$f":"'Offshore Wind'!#REF!","v":{"$error":"#REF!"}},{"$f":"'Offshore Wind'!#REF!","v":{"$error":"#REF!"}},{"$f":"'Offshore Wind'!#REF!","v":{"$error":"#REF!"}},null,null,null,{"$f":" (('Offshore Wind'!$S$46 * 'Offshore Wind'!$S$44 * 'Offshore Wind'!$S$42 * (V103 * 1 + V136) +V114) * 1000 / (V92 * 8760)) + V125 + 0","v":187.96423531323791},{"$f":" (('Offshore Wind'!$S$46 * 'Offshore Wind'!$S$44 * 'Offshore Wind'!$S$42 * (W103 * 1 + W136) +W114) * 1000 / (W92 * 8760)) + W125 + 0","v":187.96423531323791},{"$f":" (('Offshore Wind'!$S$46 * 'Offshore Wind'!$S$44 * 'Offshore Wind'!$S$42 * (X103 * 1 + X136) +X114) * 1000 / (X92 * 8760)) + X125 + 0","v":182.84728557456927},{"$f":" (('Offshore Wind'!$S$46 * 'Offshore Wind'!$S$44 * 'Offshore Wind'!$S$42 * (Y103 * 1 + Y136) +Y114) * 1000 / (Y92 * 8760)) + Y125 + 0","v":178.06152853385171},{"$f":" (('Offshore Wind'!$S$46 * 'Offshore Wind'!$S$44 * 'Offshore Wind'!$S$42 * (Z103 * 1 + Z136) +Z114) * 1000 / (Z92 * 8760)) + Z125 + 0","v":172.64824670595766},{"$f":" (('Offshore Wind'!$S$46 * 'Offshore Wind'!$S$44 * 'Offshore Wind'!$S$42 * (AA103 * 1 + AA136) +AA114) * 1000 / (AA92 * 8760)) + AA125 + 0","v":167.85090022073106},{"$f":" (('Offshore Wind'!$S$46 * 'Offshore Wind'!$S$44 * 'Offshore Wind'!$S$42 * (AB103 * 1 + AB136) +AB114) * 1000 / (AB92 * 8760)) + AB125 + 0","v":163.09186176548602},{"$f":" (('Offshore Wind'!$S$46 * 'Offshore Wind'!$S$44 * 'Offshore Wind'!$S$42 * (AC103 * 1 + AC136) +AC114) * 1000 / (AC92 * 8760)) + AC125 + 0","v":158.37067536338515},{"$f":" (('Offshore Wind'!$S$46 * 'Offshore Wind'!$S$44 * 'Offshore Wind'!$S$42 * (AD103 * 1 + AD136) +AD114) * 1000 / (AD92 * 8760)) + AD125 + 0","v":155.63355605615109},{"$f":" (('Offshore Wind'!$S$46 * 'Offshore Wind'!$S$44 * 'Offshore Wind'!$S$42 * (AE103 * 1 + AE136) +AE114) * 1000 / (AE92 * 8760)) + AE125 + 0","v":152.66983801828442},{"$f":" (('Offshore Wind'!$S$46 * 'Offshore Wind'!$S$44 * 'Offshore Wind'!$S$42 * (AF103 * 1 + AF136) +AF114) * 1000 / (AF92 * 8760)) + AF125 + 0","v":149.72319263554809},{"$f":" (('Offshore Wind'!$S$46 * 'Offshore Wind'!$S$44 * 'Offshore Wind'!$S$42 * (AG103 * 1 + AG136) +AG114) * 1000 / (AG92 * 8760)) + AG125 + 0","v":147.09730526729757},{"$f":" (('Offshore Wind'!$S$46 * 'Offshore Wind'!$S$44 * 'Offshore Wind'!$S$42 * (AH103 * 1 + AH136) +AH114) * 1000 / (AH92 * 8760)) + AH125 + 0","v":144.05258499570539},{"$f":" (('Offshore Wind'!$S$46 * 'Offshore Wind'!$S$44 * 'Offshore Wind'!$S$42 * (AI103 * 1 + AI136) +AI114) * 1000 / (AI92 * 8760)) + AI125 + 0","v":141.05120963485572},{"$f":" (('Offshore Wind'!$S$46 * 'Offshore Wind'!$S$44 * 'Offshore Wind'!$S$42 * (AJ103 * 1 + AJ136) +AJ114) * 1000 / (AJ92 * 8760)) + AJ125 + 0","v":138.0922617507876},{"$f":" (('Offshore Wind'!$S$46 * 'Offshore Wind'!$S$44 * 'Offshore Wind'!$S$42 * (AK103 * 1 + AK136) +AK114) * 1000 / (AK92 * 8760)) + AK125 + 0","v":135.17484971623767},{"$f":" (('Offshore Wind'!$S$46 * 'Offshore Wind'!$S$44 * 'Offshore Wind'!$S$42 * (AL103 * 1 + AL136) +AL114) * 1000 / (AL92 * 8760)) + AL125 + 0","v":132.29810681697299},{"$f":" (('Offshore Wind'!$S$46 * 'Offshore Wind'!$S$44 * 'Offshore Wind'!$S$42 * (AM103 * 1 + AM136) +AM114) * 1000 / (AM92 * 8760)) + AM125 + 0","v":129.46119039568936},{"$f":" (('Offshore Wind'!$S$46 * 'Offshore Wind'!$S$44 * 'Offshore Wind'!$S$42 * (AN103 * 1 + AN136) +AN114) * 1000 / (AN92 * 8760)) + AN125 + 0","v":129.15748715149968},{"$f":" (('Offshore Wind'!$S$46 * 'Offshore Wind'!$S$44 * 'Offshore Wind'!$S$42 * (AO103 * 1 + AO136) +AO114) * 1000 / (AO92 * 8760)) + AO125 + 0","v":128.70800424568782},{"$f":" (('Offshore Wind'!$S$46 * 'Offshore Wind'!$S$44 * 'Offshore Wind'!$S$42 * (AP103 * 1 + AP136) +AP114) * 1000 / (AP92 * 8760)) + AP125 + 0","v":128.25956928854222},{"$f":" (('Offshore Wind'!$S$46 * 'Offshore Wind'!$S$44 * 'Offshore Wind'!$S$42 * (AQ103 * 1 + AQ136) +AQ114) * 1000 / (AQ92 * 8760)) + AQ125 + 0","v":127.81217862770067},{"$f":" (('Offshore Wind'!$S$46 * 'Offshore Wind'!$S$44 * 'Offshore Wind'!$S$42 * (AR103 * 1 + AR136) +AR114) * 1000 / (AR92 * 8760)) + AR125 + 0","v":127.36582862783521},{"$f":" (('Offshore Wind'!$S$46 * 'Offshore Wind'!$S$44 * 'Offshore Wind'!$S$42 * (AS103 * 1 + AS136) +AS114) * 1000 / (AS92 * 8760)) + AS125 + 0","v":126.92051567055394},{"$f":" (('Offshore Wind'!$S$46 * 'Offshore Wind'!$S$44 * 'Offshore Wind'!$S$42 * (AT103 * 1 + AT136) +AT114) * 1000 / (AT92 * 8760)) + AT125 + 0","v":126.47623615430308},{"$f":" (('Offshore Wind'!$S$46 * 'Offshore Wind'!$S$44 * 'Offshore Wind'!$S$42 * (AU103 * 1 + AU136) +AU114) * 1000 / (AU92 * 8760)) + AU125 + 0","v":126.03298649427094},{"$f":" (('Offshore Wind'!$S$46 * 'Offshore Wind'!$S$44 * 'Offshore Wind'!$S$42 * (AV103 * 1 + AV136) +AV114) * 1000 / (AV92 * 8760)) + AV125 + 0","v":125.59076312229132},{"$f":" (('Offshore Wind'!$S$46 * 'Offshore Wind'!$S$44 * 'Offshore Wind'!$S$42 * (AW103 * 1 + AW136) +AW114) * 1000 / (AW92 * 8760)) + AW125 + 0","v":125.14956248674797},{"$f":" (('Offshore Wind'!$S$46 * 'Offshore Wind'!$S$44 * 'Offshore Wind'!$S$42 * (AX103 * 1 + AX136) +AX114) * 1000 / (AX92 * 8760)) + AX125 + 0","v":124.6741315665664},{"$f":" (('Offshore Wind'!$S$46 * 'Offshore Wind'!$S$44 * 'Offshore Wind'!$S$42 * (AY103 * 1 + AY136) +AY114) * 1000 / (AY92 * 8760)) + AY125 + 0","v":124.20248406538653},{"$f":" (('Offshore Wind'!$S$46 * 'Offshore Wind'!$S$44 * 'Offshore Wind'!$S$42 * (AZ103 * 1 + AZ136) +AZ114) * 1000 / (AZ92 * 8760)) + AZ125 + 0","v":123.73187591013527},{"$f":" (('Offshore Wind'!$S$46 * 'Offshore Wind'!$S$44 * 'Offshore Wind'!$S$42 * (BA103 * 1 + BA136) +BA114) * 1000 / (BA92 * 8760)) + BA125 + 0","v":123.26230368177136},{"$f":" (('Offshore Wind'!$S$46 * 'Offshore Wind'!$S$44 * 'Offshore Wind'!$S$42 * (BB103 * 1 + BB136) +BB114) * 1000 / (BB92 * 8760)) + BB125 + 0","v":122.79376397637922},{"$f":" (('Offshore Wind'!$S$46 * 'Offshore Wind'!$S$44 * 'Offshore Wind'!$S$42 * (BC103 * 1 + BC136) +BC114) * 1000 / (BC92 * 8760)) + BC125 + 0","v":122.32625340508798},{"$f":" (('Offshore Wind'!$S$46 * 'Offshore Wind'!$S$44 * 'Offshore Wind'!$S$42 * (BD103 * 1 + BD136) +BD114) * 1000 / (BD92 * 8760)) + BD125 + 0","v":121.85976859399013},{"$f":" (('Offshore Wind'!$S$46 * 'Offshore Wind'!$S$44 * 'Offshore Wind'!$S$42 * (BE103 * 1 + BE136) +BE114) * 1000 / (BE92 * 8760)) + BE125 + 0","v":121.39430618406136},{"$f":" (('Offshore Wind'!$S$46 * 'Offshore Wind'!$S$44 * 'Offshore Wind'!$S$42 * (BF103 * 1 + BF136) +BF114) * 1000 / (BF92 * 8760)) + BF125 + 0","v":120.92986283108094},{"$f":" (('Offshore Wind'!$S$46 * 'Offshore Wind'!$S$44 * 'Offshore Wind'!$S$42 * (BG103 * 1 + BG136) +BG114) * 1000 / (BG92 * 8760)) + BG125 + 0","v":120.46643520555195}]
[null,null,null,null,"TRG 6 - Program Goal",{"$f":"'Offshore Wind'!#REF!","v":{"$error":"#REF!"}},{"$f":"'Offshore Wind'!#REF!","v":{"$error":"#REF!"}},{"$f":"'Offshore Wind'!#REF!","v":{"$error":"#REF!"}},{"$f":"'Offshore Wind'!#REF!","v":{"$error":"#REF!"}},{"$f":"'Offshore Wind'!#REF!","v":{"$error":"#REF!"}},{"$f":"'Offshore Wind'!#REF!","v":{"$error":"#REF!"}},{"$f":"'Offshore Wind'!#REF!","v":{"$error":"#REF!"}},{"$f":"'Offshore Wind'!#REF!","v":{"$error":"#REF!"}},{"$f":"'Offshore Wind'!#REF!","v":{"$error":"#REF!"}},{"$f":"'Offshore Wind'!#REF!","v":{"$error":"#REF!"}},{"$f":"'Offshore Wind'!#REF!","v":{"$error":"#REF!"}},{"$f":"'Offshore Wind'!#REF!","v":{"$error":"#REF!"}},{"$f":"'Offshore Wind'!#REF!","v":{"$error":"#REF!"}},null,null,null,{"$f":" (('Offshore Wind'!$S$46 * 'Offshore Wind'!$S$44 * 'Offshore Wind'!$S$42 * (V104 * 1 + V137) +V115) * 1000 / (V93 * 8760)) + V126 + 0","v":199.93077465413188},{"$f":" (('Offshore Wind'!$S$46 * 'Offshore Wind'!$S$44 * 'Offshore Wind'!$S$42 * (W104 * 1 + W137) +W115) * 1000 / (W93 * 8760)) + W126 + 0","v":199.93077465413188},{"$f":" (('Offshore Wind'!$S$46 * 'Offshore Wind'!$S$44 * 'Offshore Wind'!$S$42 * (X104 * 1 + X137) +X115) * 1000 / (X93 * 8760)) + X126 + 0","v":194.4880598556841},{"$f":" (('Offshore Wind'!$S$46 * 'Offshore Wind'!$S$44 * 'Offshore Wind'!$S$42 * (Y104 * 1 + Y137) +Y115) * 1000 / (Y93 * 8760)) + Y126 + 0","v":189.39762277938286},{"$f":" (('Offshore Wind'!$S$46 * 'Offshore Wind'!$S$44 * 'Offshore Wind'!$S$42 * (Z104 * 1 + Z137) +Z115) * 1000 / (Z93 * 8760)) + Z126 + 0","v":183.63971023038957},{"$f":" (('Offshore Wind'!$S$46 * 'Offshore Wind'!$S$44 * 'Offshore Wind'!$S$42 * (AA104 * 1 + AA137) +AA115) * 1000 / (AA93 * 8760)) + AA126 + 0","v":178.53694588015438},{"$f":" (('Offshore Wind'!$S$46 * 'Offshore Wind'!$S$44 * 'Offshore Wind'!$S$42 * (AB104 * 1 + AB137) +AB115) * 1000 / (AB93 * 8760)) + AB126 + 0","v":173.47492839911425},{"$f":" (('Offshore Wind'!$S$46 * 'Offshore Wind'!$S$44 * 'Offshore Wind'!$S$42 * (AC104 * 1 + AC137) +AC115) * 1000 / (AC93 * 8760)) + AC126 + 0","v":168.45317278116076},{"$f":" (('Offshore Wind'!$S$46 * 'Offshore Wind'!$S$44 * 'Offshore Wind'!$S$42 * (AD104 * 1 + AD137) +AD115) * 1000 / (AD93 * 8760)) + AD126 + 0","v":165.54179773949858},{"$f":" (('Offshore Wind'!$S$46 * 'Offshore Wind'!$S$44 * 'Offshore Wind'!$S$42 * (AE104 * 1 + AE137) +AE115) * 1000 / (AE93 * 8760)) + AE126 + 0","v":162.38939780458728},{"$f":" (('Offshore Wind'!$S$46 * 'Offshore Wind'!$S$44 * 'Offshore Wind'!$S$42 * (AF104 * 1 + AF137) +AF115) * 1000 / (AF93 * 8760)) + AF126 + 0","v":159.25515743689317},{"$f":" (('Offshore Wind'!$S$46 * 'Offshore Wind'!$S$44 * 'Offshore Wind'!$S$42 * (AG104 * 1 + AG137) +AG115) * 1000 / (AG93 * 8760)) + AG126 + 0","v":156.46209579506572},{"$f":" (('Offshore Wind'!$S$46 * 'Offshore Wind'!$S$44 * 'Offshore Wind'!$S$42 * (AH104 * 1 + AH137) +AH115) * 1000 / (AH93 * 8760)) + AH126 + 0","v":153.22353670700235},{"$f":" (('Offshore Wind'!$S$46 * 'Offshore Wind'!$S$44 * 'Offshore Wind'!$S$42 * (AI104 * 1 + AI137) +AI115) * 1000 / (AI93 * 8760)) + AI126 + 0","v":150.03108203645033},{"$f":" (('Offshore Wind'!$S$46 * 'Offshore Wind'!$S$44 * 'Offshore Wind'!$S$42 * (AJ104 * 1 + AJ137) +AJ115) * 1000 / (AJ93 * 8760)) + AJ126 + 0","v":146.88375594200963},{"$f":" (('Offshore Wind'!$S$46 * 'Offshore Wind'!$S$44 * 'Offshore Wind'!$S$42 * (AK104 * 1 + AK137) +AK115) * 1000 / (AK93 * 8760)) + AK126 + 0","v":143.78061003193355},{"$f":" (('Offshore Wind'!$S$46 * 'Offshore Wind'!$S$44 * 'Offshore Wind'!$S$42 * (AL104 * 1 + AL137) +AL115) * 1000 / (AL93 * 8760)) + AL126 + 0","v":140.72072241356676},{"$f":" (('Offshore Wind'!$S$46 * 'Offshore Wind'!$S$44 * 'Offshore Wind'!$S$42 * (AM104 * 1 + AM137) +AM115) * 1000 / (AM93 * 8760)) + AM126 + 0","v":137.70319678274095},{"$f":" (('Offshore Wind'!$S$46 * 'Offshore Wind'!$S$44 * 'Offshore Wind'!$S$42 * (AN104 * 1 + AN137) +AN115) * 1000 / (AN93 * 8760)) + AN126 + 0","v":137.38015860063874},{"$f":" (('Offshore Wind'!$S$46 * 'Offshore Wind'!$S$44 * 'Offshore Wind'!$S$42 * (AO104 * 1 + AO137) +AO115) * 1000 / (AO93 * 8760)) + AO126 + 0","v":136.90205985274139},{"$f":" (('Offshore Wind'!$S$46 * 'Offshore Wind'!$S$44 * 'Offshore Wind'!$S$42 * (AP104 * 1 + AP137) +AP115) * 1000 / (AP93 * 8760)) + AP126 + 0","v":136.42507577002638},{"$f":" (('Offshore Wind'!$S$46 * 'Offshore Wind'!$S$44 * 'Offshore Wind'!$S$42 * (AQ104 * 1 + AQ137) +AQ115) * 1000 / (AQ93 * 8760)) + AQ126 + 0","v":135.94920246760788},{"$f":" (('Offshore Wind'!$S$46 * 'Offshore Wind'!$S$44 * 'Offshore Wind'!$S$42 * (AR104 * 1 + AR137) +AR115) * 1000 / (AR93 * 8760)) + AR126 + 0","v":135.47443607871875},{"$f":" (('Offshore Wind'!$S$46 * 'Offshore Wind'!$S$44 * 'Offshore Wind'!$S$42 * (AS104 * 1 + AS137) +AS115) * 1000 / (AS93 * 8760)) + AS126 + 0","v":135.00077275460603},{"$f":" (('Offshore Wind'!$S$46 * 'Offshore Wind'!$S$44 * 'Offshore Wind'!$S$42 * (AT104 * 1 + AT137) +AT115) * 1000 / (AT93 * 8760)) + AT126 + 0","v":134.52820866442701},{"$f":" (('Offshore Wind'!$S$46 * 'Offshore Wind'!$S$44 * 'Offshore Wind'!$S$42 * (AU104 * 1 + AU137) +AU115) * 1000 / (AU93 * 8760)) + AU126 + 0","v":134.05673999514678},{"$f":" (('Offshore Wind'!$S$46 * 'Offshore Wind'!$S$44 * 'Offshore Wind'!$S$42 * (AV104 * 1 + AV137) +AV115) * 1000 / (AV93 * 8760)) + AV126 + 0","v":133.58636295143577},{"$f":" (('Offshore Wind'!$S$46 * 'Offshore Wind'!$S$44 * 'Offshore Wind'!$S$42 * (AW104 * 1 + AW137) +AW115) * 1000 / (AW93 * 8760)) + AW126 + 0","v":133.11707375556782},{"$f":" (('Offshore Wind'!$S$46 * 'Offshore Wind'!$S$44 * 'Offshore Wind'!$S$42 * (AX104 * 1 + AX137) +AX115) * 1000 / (AX93 * 8760)) + AX126 + 0","v":132.61137504108621},{"$f":" (('Offshore Wind'!$S$46 * 'Offshore Wind'!$S$44 * 'Offshore Wind'!$S$42 * (AY104 * 1 + AY137) +AY115) * 1000 / (AY93 * 8760)) + AY126 + 0","v":132.10970061287682},{"$f":" (('Offshore Wind'!$S$46 * 'Offshore Wind'!$S$44 * 'Offshore Wind'!$S$42 * (AZ104 * 1 + AZ137) +AZ115) * 1000 / (AZ93 * 8760)) + AZ126 + 0","v":131.6091316994283},{"$f":" (('Offshore Wind'!$S$46 * 'Offshore Wind'!$S$44 * 'Offshore Wind'!$S$42 * (BA104 * 1 + BA137) +BA115) * 1000 / (BA93 * 8760)) + BA126 + 0","v":131.10966466402971},{"$f":" (('Offshore Wind'!$S$46 * 'Offshore Wind'!$S$44 * 'Offshore Wind'!$S$42 * (BB104 * 1 + BB137) +BB115) * 1000 / (BB93 * 8760)) + BB126 + 0","v":130.61129588605897},{"$f":" (('Offshore Wind'!$S$46 * 'Offshore Wind'!$S$44 * 'Offshore Wind'!$S$42 * (BC104 * 1 + BC137) +BC115) * 1000 / (BC93 * 8760)) + BC126 + 0","v":130.11402176089632},{"$f":" (('Offshore Wind'!$S$46 * 'Offshore Wind'!$S$44 * 'Offshore Wind'!$S$42 * (BD104 * 1 + BD137) +BD115) * 1000 / (BD93 * 8760)) + BD126 + 0","v":129.61783869983816},{"$f":" (('Offshore Wind'!$S$46 * 'Offshore Wind'!$S$44 * 'Offshore Wind'!$S$42 * (BE104 * 1 + BE137) +BE115) * 1000 / (BE93 * 8760)) + BE126 + 0","v":129.12274313001154},{"$f":" (('Offshore Wind'!$S$46 * 'Offshore Wind'!$S$44 * 'Offshore Wind'!$S$42 * (BF104 * 1 + BF137) +BF115) * 1000 / (BF93 * 8760)) + BF126 + 0","v":128.62873149428947},{"$f":" (('Offshore Wind'!$S$46 * 'Offshore Wind'!$S$44 * 'Offshore Wind'!$S$42 * (BG104 * 1 + BG137) +BG115) * 1000 / (BG93 * 8760)) + BG126 + 0","v":128.13580025120629}]
[null,null,null,null,"TRG 7 - Program Goal",{"$f":"'Offshore Wind'!#REF!","v":{"$error":"#REF!"}},{"$f":"'Offshore Wind'!#REF!","v":{"$error":"#REF!"}},{"$f":"'Offshore Wind'!#REF!","v":{"$error":"#REF!"}},{"$f":"'Offshore Wind'!#REF!","v":{"$error":"#REF!"}},{"$f":"'Offshore Wind'!#REF!","v":{"$error":"#REF!"}},{"$f":"'Offshore Wind'!#REF!","v":{"$error":"#REF!"}},{"$f":"'Offshore Wind'!#REF!","v":{"$error":"#REF!"}},{"$f":"'Offshore Wind'!#REF!","v":{"$error":"#REF!"}},{"$f":"'Offshore Wind'!#REF!","v":{"$error":"#REF!"}},{"$f":"'Offshore Wind'!#REF!","v":{"$error":"#REF!"}},{"$f":"'Offshore Wind'!#REF!","v":{"$error":"#REF!"}},{"$f":"'Offshore Wind'!#REF!","v":{"$error":"#REF!"}},{"$f":"'Offshore Wind'!#REF!","v":{"$error":"#REF!"}},null,null,null,{"$f":" (('Offshore Wind'!$S$46 * 'Offshore Wind'!$S$44 * 'Offshore Wind'!$S$42 * (V105 * 1 + V138) +V116) * 1000 / (V94 * 8760)) + V127 + 0","v":209.83033606746332},{"$f":" (('Offshore Wind'!$S$46 * 'Offshore Wind'!$S$44 * 'Offshore Wind'!$S$42 * (W105 * 1 + W138) +W116) * 1000 / (W94 * 8760)) + W127 + 0","v":209.83033606746332},{"$f":" (('Offshore Wind'!$S$46 * 'Offshore Wind'!$S$44 * 'Offshore Wind'!$S$42 * (X105 * 1 + X138) +X116) * 1000 / (X94 * 8760)) + X127 + 0","v":204.11812554232867},{"$f":" (('Offshore Wind'!$S$46 * 'Offshore Wind'!$S$44 * 'Offshore Wind'!$S$42 * (Y105 * 1 + Y138) +Y116) * 1000 / (Y94 * 8760)) + Y127 + 0","v":198.77563575155796},{"$f":" (('Offshore Wind'!$S$46 * 'Offshore Wind'!$S$44 * 'Offshore Wind'!$S$42 * (Z105 * 1 + Z138) +Z116) * 1000 / (Z94 * 8760)) + Z127 + 0","v":192.73262047643385},{"$f":" (('Offshore Wind'!$S$46 * 'Offshore Wind'!$S$44 * 'Offshore Wind'!$S$42 * (AA105 * 1 + AA138) +AA116) * 1000 / (AA94 * 8760)) + AA127 + 0","v":187.37719302743207},{"$f":" (('Offshore Wind'!$S$46 * 'Offshore Wind'!$S$44 * 'Offshore Wind'!$S$42 * (AB105 * 1 + AB138) +AB116) * 1000 / (AB94 * 8760)) + AB127 + 0","v":182.06453002663338},{"$f":" (('Offshore Wind'!$S$46 * 'Offshore Wind'!$S$44 * 'Offshore Wind'!$S$42 * (AC105 * 1 + AC138) +AC116) * 1000 / (AC94 * 8760)) + AC127 + 0","v":176.79412245287836},{"$f":" (('Offshore Wind'!$S$46 * 'Offshore Wind'!$S$44 * 'Offshore Wind'!$S$42 * (AD105 * 1 + AD138) +AD116) * 1000 / (AD94 * 8760)) + AD127 + 0","v":173.73859083466093},{"$f":" (('Offshore Wind'!$S$46 * 'Offshore Wind'!$S$44 * 'Offshore Wind'!$S$42 * (AE105 * 1 + AE138) +AE116) * 1000 / (AE94 * 8760)) + AE127 + 0","v":170.43009998873791},{"$f":" (('Offshore Wind'!$S$46 * 'Offshore Wind'!$S$44 * 'Offshore Wind'!$S$42 * (AF105 * 1 + AF138) +AF116) * 1000 / (AF94 * 8760)) + AF127 + 0","v":167.14066788001338},{"$f":" (('Offshore Wind'!$S$46 * 'Offshore Wind'!$S$44 * 'Offshore Wind'!$S$42 * (AG105 * 1 + AG138) +AG116) * 1000 / (AG94 * 8760)) + AG127 + 0","v":164.20930794317704},{"$f":" (('Offshore Wind'!$S$46 * 'Offshore Wind'!$S$44 * 'Offshore Wind'!$S$42 * (AH105 * 1 + AH138) +AH116) * 1000 / (AH94 * 8760)) + AH127 + 0","v":160.81039177832824},{"$f":" (('Offshore Wind'!$S$46 * 'Offshore Wind'!$S$44 * 'Offshore Wind'!$S$42 * (AI105 * 1 + AI138) +AI116) * 1000 / (AI94 * 8760)) + AI127 + 0","v":157.45986288871165},{"$f":" (('Offshore Wind'!$S$46 * 'Offshore Wind'!$S$44 * 'Offshore Wind'!$S$42 * (AJ105 * 1 + AJ138) +AJ116) * 1000 / (AJ94 * 8760)) + AJ127 + 0","v":154.15669711419372},{"$f":" (('Offshore Wind'!$S$46 * 'Offshore Wind'!$S$44 * 'Offshore Wind'!$S$42 * (AK105 * 1 + AK138) +AK116) * 1000 / (AK94 * 8760)) + AK127 + 0","v":150.89989910346199},{"$f":" (('Offshore Wind'!$S$46 * 'Offshore Wind'!$S$44 * 'Offshore Wind'!$S$42 * (AL105 * 1 + AL138) +AL116) * 1000 / (AL94 * 8760)) + AL127 + 0","v":147.68850131639647},{"$f":" (('Offshore Wind'!$S$46 * 'Offshore Wind'!$S$44 * 'Offshore Wind'!$S$42 * (AM105 * 1 + AM138) +AM116) * 1000 / (AM94 * 8760)) + AM127 + 0","v":144.52156306837682},{"$f":" (('Offshore Wind'!$S$46 * 'Offshore Wind'!$S$44 * 'Offshore Wind'!$S$42 * (AN105 * 1 + AN138) +AN116) * 1000 / (AN94 * 8760)) + AN127 + 0","v":144.18252966828933},{"$f":" (('Offshore Wind'!$S$46 * 'Offshore Wind'!$S$44 * 'Offshore Wind'!$S$42 * (AO105 * 1 + AO138) +AO116) * 1000 / (AO94 * 8760)) + AO127 + 0","v":143.68075788694006},{"$f":" (('Offshore Wind'!$S$46 * 'Offshore Wind'!$S$44 * 'Offshore Wind'!$S$42 * (AP105 * 1 + AP138) +AP116) * 1000 / (AP94 * 8760)) + AP127 + 0","v":143.18015596335894},{"$f":" (('Offshore Wind'!$S$46 * 'Offshore Wind'!$S$44 * 'Offshore Wind'!$S$42 * (AQ105 * 1 + AQ138) +AQ116) * 1000 / (AQ94 * 8760)) + AQ127 + 0","v":142.68071982030017},{"$f":" (('Offshore Wind'!$S$46 * 'Offshore Wind'!$S$44 * 'Offshore Wind'!$S$42 * (AR105 * 1 + AR138) +AR116) * 1000 / (AR94 * 8760)) + AR127 + 0","v":142.18244539953395},{"$f":" (('Offshore Wind'!$S$46 * 'Offshore Wind'!$S$44 * 'Offshore Wind'!$S$42 * (AS105 * 1 + AS138) +AS116) * 1000 / (AS94 * 8760)) + AS127 + 0","v":141.68532866173635},{"$f":" (('Offshore Wind'!$S$46 * 'Offshore Wind'!$S$44 * 'Offshore Wind'!$S$42 * (AT105 * 1 + AT138) +AT116) * 1000 / (AT94 * 8760)) + AT127 + 0","v":141.1893655863808},{"$f":" (('Offshore Wind'!$S$46 * 'Offshore Wind'!$S$44 * 'Offshore Wind'!$S$42 * (AU105 * 1 + AU138) +AU116) * 1000 / (AU94 * 8760)) + AU127 + 0","v":140.69455217163019},{"$f":" (('Offshore Wind'!$S$46 * 'Offshore Wind'!$S$44 * 'Offshore Wind'!$S$42 * (AV105 * 1 + AV138) +AV116) * 1000 / (AV94 * 8760)) + AV127 + 0","v":140.20088443422932},{"$f":" (('Offshore Wind'!$S$46 * 'Offshore Wind'!$S$44 * 'Offshore Wind'!$S$42 * (AW105 * 1 + AW138) +AW116) * 1000 / (AW94 * 8760)) + AW127 + 0","v":139.70835840939822},{"$f":" (('Offshore Wind'!$S$46 * 'Offshore Wind'!$S$44 * 'Offshore Wind'!$S$42 * (AX105 * 1 + AX138) +AX116) * 1000 / (AX94 * 8760)) + AX127 + 0","v":139.1776200506232},{"$f":" (('Offshore Wind'!$S$46 * 'Offshore Wind'!$S$44 * 'Offshore Wind'!$S$42 * (AY105 * 1 + AY138) +AY116) * 1000 / (AY94 * 8760)) + AY127 + 0","v":138.65110524043584},{"$f":" (('Offshore Wind'!$S$46 * 'Offshore Wind'!$S$44 * 'Offshore Wind'!$S$42 * (AZ105 * 1 + AZ138) +AZ116) * 1000 / (AZ94 * 8760)) + AZ127 + 0","v":138.12575068451252},{"$f":" (('Offshore Wind'!$S$46 * 'Offshore Wind'!$S$44 * 'Offshore Wind'!$S$42 * (BA105 * 1 + BA138) +BA116) * 1000 / (BA94 * 8760)) + BA127 + 0","v":137.60155256607069},{"$f":" (('Offshore Wind'!$S$46 * 'Offshore Wind'!$S$44 * 'Offshore Wind'!$S$42 * (BB105 * 1 + BB138) +BB116) * 1000 / (BB94 * 8760)) + BB127 + 0","v":137.07850708521349},{"$f":" (('Offshore Wind'!$S$46 * 'Offshore Wind'!$S$44 * 'Offshore Wind'!$S$42 * (BC105 * 1 + BC138) +BC116) * 1000 / (BC94 * 8760)) + BC127 + 0","v":136.55661045883846},{"$f":" (('Offshore Wind'!$S$46 * 'Offshore Wind'!$S$44 * 'Offshore Wind'!$S$42 * (BD105 * 1 + BD138) +BD116) * 1000 / (BD94 * 8760)) + BD127 + 0","v":136.03585892054761},{"$f":" (('Offshore Wind'!$S$46 * 'Offshore Wind'!$S$44 * 'Offshore Wind'!$S$42 * (BE105 * 1 + BE138) +BE116) * 1000 / (BE94 * 8760)) + BE127 + 0","v":135.5162487205574},{"$f":" (('Offshore Wind'!$S$46 * 'Offshore Wind'!$S$44 * 'Offshore Wind'!$S$42 * (BF105 * 1 + BF138) +BF116) * 1000 / (BF94 * 8760)) + BF127 + 0","v":134.99777612560985},{"$f":" (('Offshore Wind'!$S$46 * 'Offshore Wind'!$S$44 * 'Offshore Wind'!$S$42 * (BG105 * 1 + BG138) +BG116) * 1000 / (BG94 * 8760)) + BG127 + 0","v":134.48043741888387}]
[null,null,null,null,"TRG 8 - Program Goal",{"$f":"'Offshore Wind'!#REF!","v":{"$error":"#REF!"}},{"$f":"'Offshore Wind'!#REF!","v":{"$error":"#REF!"}},{"$f":"'Offshore Wind'!#REF!","v":{"$error":"#REF!"}},{"$f":"'Offshore Wind'!#REF!","v":{"$error":"#REF!"}},{"$f":"'Offshore Wind'!#REF!","v":{"$error":"#REF!"}},{"$f":"'Offshore Wind'!#REF!","v":{"$error":"#REF!"}},{"$f":"'Offshore Wind'!#REF!","v":{"$error":"#REF!"}},{"$f":"'Offshore Wind'!#REF!","v":{"$error":"#REF!"}},{"$f":"'Offshore Wind'!#REF!","v":{"$error":"#REF!"}},{"$f":"'Offshore Wind'!#REF!","v":{"$error":"#REF!"}},{"$f":"'Offshore Wind'!#REF!","v":{"$error":"#REF!"}},{"$f":"'Offshore Wind'!#REF!","v":{"$error":"#REF!"}},{"$f":"'Offshore Wind'!#REF!","v":{"$error":"#REF!"}},null,null,null,{"$f":" (('Offshore Wind'!$S$46 * 'Offshore Wind'!$S$44 * 'Offshore Wind'!$S$42 * (V106 * 1 + V139) +V117) * 1000 / (V95 * 8760)) + V128 + 0","v":209.80672778470813},{"$f":" (('Offshore Wind'!$S$46 * 'Offshore Wind'!$S$44 * 'Offshore Wind'!$S$42 * (W106 * 1 + W139) +W117) * 1000 / (W95 * 8760)) + W128 + 0","v":209.80672778470813},{"$f":" (('Offshore Wind'!$S$46 * 'Offshore Wind'!$S$44 * 'Offshore Wind'!$S$42 * (X106 * 1 + X139) +X117) * 1000 / (X95 * 8760)) + X128 + 0","v":204.05193402864046},{"$f":" (('Offshore Wind'!$S$46 * 'Offshore Wind'!$S$44 * 'Offshore Wind'!$S$42 * (Y106 * 1 + Y139) +Y117) * 1000 / (Y95 * 8760)) + Y128 + 0","v":198.68218728277367},{"$f":" (('Offshore Wind'!$S$46 * 'Offshore Wind'!$S$44 * 'Offshore Wind'!$S$42 * (Z106 * 1 + Z139) +Z117) * 1000 / (Z95 * 8760)) + Z128 + 0","v":192.5908369717088},{"$f":" (('Offshore Wind'!$S$46 * 'Offshore Wind'!$S$44 * 'Offshore Wind'!$S$42 * (AA106 * 1 + AA139) +AA117) * 1000 / (AA95 * 8760)) + AA128 + 0","v":187.21368105079802},{"$f":" (('Offshore Wind'!$S$46 * 'Offshore Wind'!$S$44 * 'Offshore Wind'!$S$42 * (AB106 * 1 + AB139) +AB117) * 1000 / (AB95 * 8760)) + AB128 + 0","v":181.87949022629925},{"$f":" (('Offshore Wind'!$S$46 * 'Offshore Wind'!$S$44 * 'Offshore Wind'!$S$42 * (AC106 * 1 + AC139) +AC117) * 1000 / (AC95 * 8760)) + AC128 + 0","v":176.58775526479647},{"$f":" (('Offshore Wind'!$S$46 * 'Offshore Wind'!$S$44 * 'Offshore Wind'!$S$42 * (AD106 * 1 + AD139) +AD117) * 1000 / (AD95 * 8760)) + AD128 + 0","v":173.53056106467369},{"$f":" (('Offshore Wind'!$S$46 * 'Offshore Wind'!$S$44 * 'Offshore Wind'!$S$42 * (AE106 * 1 + AE139) +AE117) * 1000 / (AE95 * 8760)) + AE128 + 0","v":170.20939050844481},{"$f":" (('Offshore Wind'!$S$46 * 'Offshore Wind'!$S$44 * 'Offshore Wind'!$S$42 * (AF106 * 1 + AF139) +AF117) * 1000 / (AF95 * 8760)) + AF128 + 0","v":166.90737518420929},{"$f":" (('Offshore Wind'!$S$46 * 'Offshore Wind'!$S$44 * 'Offshore Wind'!$S$42 * (AG106 * 1 + AG139) +AG117) * 1000 / (AG95 * 8760)) + AG128 + 0","v":163.98735057029384},{"$f":" (('Offshore Wind'!$S$46 * 'Offshore Wind'!$S$44 * 'Offshore Wind'!$S$42 * (AH106 * 1 + AH139) +AH117) * 1000 / (AH95 * 8760)) + AH128 + 0","v":160.57868408766186},{"$f":" (('Offshore Wind'!$S$46 * 'Offshore Wind'!$S$44 * 'Offshore Wind'!$S$42 * (AI106 * 1 + AI139) +AI117) * 1000 / (AI95 * 8760)) + AI128 + 0","v":157.21853555438966},{"$f":" (('Offshore Wind'!$S$46 * 'Offshore Wind'!$S$44 * 'Offshore Wind'!$S$42 * (AJ106 * 1 + AJ139) +AJ117) * 1000 / (AJ95 * 8760)) + AJ128 + 0","v":153.90587768017272},{"$f":" (('Offshore Wind'!$S$46 * 'Offshore Wind'!$S$44 * 'Offshore Wind'!$S$42 * (AK106 * 1 + AK139) +AK117) * 1000 / (AK95 * 8760)) + AK128 + 0","v":150.63971204944127},{"$f":" (('Offshore Wind'!$S$46 * 'Offshore Wind'!$S$44 * 'Offshore Wind'!$S$42 * (AL106 * 1 + AL139) +AL117) * 1000 / (AL95 * 8760)) + AL128 + 0","v":147.41906811974835},{"$f":" (('Offshore Wind'!$S$46 * 'Offshore Wind'!$S$44 * 'Offshore Wind'!$S$42 * (AM106 * 1 + AM139) +AM117) * 1000 / (AM95 * 8760)) + AM128 + 0","v":144.24300226210056},{"$f":" (('Offshore Wind'!$S$46 * 'Offshore Wind'!$S$44 * 'Offshore Wind'!$S$42 * (AN106 * 1 + AN139) +AN117) * 1000 / (AN95 * 8760)) + AN128 + 0","v":143.90919634240311},{"$f":" (('Offshore Wind'!$S$46 * 'Offshore Wind'!$S$44 * 'Offshore Wind'!$S$42 * (AO106 * 1 + AO139) +AO117) * 1000 / (AO95 * 8760)) + AO128 + 0","v":143.40604003091045},{"$f":" (('Offshore Wind'!$S$46 * 'Offshore Wind'!$S$44 * 'Offshore Wind'!$S$42 * (AP106 * 1 + AP139) +AP117) * 1000 / (AP95 * 8760)) + AP128 + 0","v":142.9040565966238},{"$f":" (('Offshore Wind'!$S$46 * 'Offshore Wind'!$S$44 * 'Offshore Wind'!$S$42 * (AQ106 * 1 + AQ139) +AQ117) * 1000 / (AQ95 * 8760)) + AQ128 + 0","v":142.40324195022563},{"$f":" (('Offshore Wind'!$S$46 * 'Offshore Wind'!$S$44 * 'Offshore Wind'!$S$42 * (AR106 * 1 + AR139) +AR117) * 1000 / (AR95 * 8760)) + AR128 + 0","v":141.9035920214551},{"$f":" (('Offshore Wind'!$S$46 * 'Offshore Wind'!$S$44 * 'Offshore Wind'!$S$42 * (AS106 * 1 + AS139) +AS117) * 1000 / (AS95 * 8760)) + AS128 + 0","v":141.405102758998},{"$f":" (('Offshore Wind'!$S$46 * 'Offshore Wind'!$S$44 * 'Offshore Wind'!$S$42 * (AT106 * 1 + AT139) +AT117) * 1000 / (AT95 * 8760)) + AT128 + 0","v":140.9077701303776},{"$f":" (('Offshore Wind'!$S$46 * 'Offshore Wind'!$S$44 * 'Offshore Wind'!$S$42 * (AU106 * 1 + AU139) +AU117) * 1000 / (AU95 * 8760)) + AU128 + 0","v":140.41159012184588},{"$f":" (('Offshore Wind'!$S$46 * 'Offshore Wind'!$S$44 * 'Offshore Wind'!$S$42 * (AV106 * 1 + AV139) +AV117) * 1000 / (AV95 * 8760)) + AV128 + 0","v":139.91655873827617},{"$f":" (('Offshore Wind'!$S$46 * 'Offshore Wind'!$S$44 * 'Offshore Wind'!$S$42 * (AW106 * 1 + AW139) +AW117) * 1000 / (AW95 * 8760)) + AW128 + 0","v":139.42267200305582},{"$f":" (('Offshore Wind'!$S$46 * 'Offshore Wind'!$S$44 * 'Offshore Wind'!$S$42 * (AX106 * 1 + AX139) +AX117) * 1000 / (AX95 * 8760)) + AX128 + 0","v":138.89021265425134},{"$f":" (('Offshore Wind'!$S$46 * 'Offshore Wind'!$S$44 * 'Offshore Wind'!$S$42 * (AY106 * 1 + AY139) +AY117) * 1000 / (AY95 * 8760)) + AY128 + 0","v":138.36210307236868},{"$f":" (('Offshore Wind'!$S$46 * 'Offshore Wind'!$S$44 * 'Offshore Wind'!$S$42 * (AZ106 * 1 + AZ139) +AZ117) * 1000 / (AZ95 * 8760)) + AZ128 + 0","v":137.83515695151337},{"$f":" (('Offshore Wind'!$S$46 * 'Offshore Wind'!$S$44 * 'Offshore Wind'!$S$42 * (BA106 * 1 + BA139) +BA117) * 1000 / (BA95 * 8760)) + BA128 + 0","v":137.30937046169976},{"$f":" (('Offshore Wind'!$S$46 * 'Offshore Wind'!$S$44 * 'Offshore Wind'!$S$42 * (BB106 * 1 + BB139) +BB117) * 1000 / (BB95 * 8760)) + BB128 + 0","v":136.78473978985554},{"$f":" (('Offshore Wind'!$S$46 * 'Offshore Wind'!$S$44 * 'Offshore Wind'!$S$42 * (BC106 * 1 + BC139) +BC117) * 1000 / (BC95 * 8760)) + BC128 + 0","v":136.2612611397297},{"$f":" (('Offshore Wind'!$S$46 * 'Offshore Wind'!$S$44 * 'Offshore Wind'!$S$42 * (BD106 * 1 + BD139) +BD117) * 1000 / (BD95 * 8760)) + BD128 + 0","v":135.73893073180247},{"$f":" (('Offshore Wind'!$S$46 * 'Offshore Wind'!$S$44 * 'Offshore Wind'!$S$42 * (BE106 * 1 + BE139) +BE117) * 1000 / (BE95 * 8760)) + BE128 + 0","v":135.21774480319422},{"$f":" (('Offshore Wind'!$S$46 * 'Offshore Wind'!$S$44 * 'Offshore Wind'!$S$42 * (BF106 * 1 + BF139) +BF117) * 1000 / (BF95 * 8760)) + BF128 + 0","v":134.69769960757611},{"$f":" (('Offshore Wind'!$S$46 * 'Offshore Wind'!$S$44 * 'Offshore Wind'!$S$42 * (BG106 * 1 + BG139) +BG117) * 1000 / (BG95 * 8760)) + BG128 + 0","v":134.17879141508118}]
[null,null,null,null,"TRG 9 - Program Goal",{"$f":"'Offshore Wind'!#REF!","v":{"$error":"#REF!"}},{"$f":"'Offshore Wind'!#REF!","v":{"$error":"#REF!"}},{"$f":"'Offshore Wind'!#REF!","v":{"$error":"#REF!"}},{"$f":"'Offshore Wind'!#REF!","v":{"$error":"#REF!"}},{"$f":"'Offshore Wind'!#REF!","v":{"$error":"#REF!"}},{"$f":"'Offshore Wind'!#REF!","v":{"$error":"#REF!"}},{"$f":"'Offshore Wind'!#REF!","v":{"$error":"#REF!"}},{"$f":"'Offshore Wind'!#REF!","v":{"$error":"#REF!"}},{"$f":"'Offshore Wind'!#REF!","v":{"$error":"#REF!"}},{"$f":"'Offshore Wind'!#REF!","v":{"$error":"#REF!"}},{"$f":"'Offshore Wind'!#REF!","v":{"$error":"#REF!"}},{"$f":"'Offshore Wind'!#REF!","v":{"$error":"#REF!"}},{"$f":"'Offshore Wind'!#REF!","v":{"$error":"#REF!"}},null,null,null,{"$f":" (('Offshore Wind'!$S$46 * 'Offshore Wind'!$S$44 * 'Offshore Wind'!$S$42 * (V107 * 1 + V140) +V118) * 1000 / (V96 * 8760)) + V129 + 0","v":220.80545985197722},{"$f":" (('Offshore Wind'!$S$46 * 'Offshore Wind'!$S$44 * 'Offshore Wind'!$S$42 * (W107 * 1 + W140) +W118) * 1000 / (W96 * 8760)) + W129 + 0","v":220.80545985197722},{"$f":" (('Offshore Wind'!$S$46 * 'Offshore Wind'!$S$44 * 'Offshore Wind'!$S$42 * (X107 * 1 + X140) +X118) * 1000 / (X96 * 8760)) + X129 + 0","v":214.74898161088998},{"$f":" (('Offshore Wind'!$S$46 * 'Offshore Wind'!$S$44 * 'Offshore Wind'!$S$42 * (Y107 * 1 + Y140) +Y118) * 1000 / (Y96 * 8760)) + Y129 + 0","v":209.09773576177477},{"$f":" (('Offshore Wind'!$S$46 * 'Offshore Wind'!$S$44 * 'Offshore Wind'!$S$42 * (Z107 * 1 + Z140) +Z118) * 1000 / (Z96 * 8760)) + Z129 + 0","v":202.68705760690489},{"$f":" (('Offshore Wind'!$S$46 * 'Offshore Wind'!$S$44 * 'Offshore Wind'!$S$42 * (AA107 * 1 + AA140) +AA118) * 1000 / (AA96 * 8760)) + AA129 + 0","v":197.02801417036252},{"$f":" (('Offshore Wind'!$S$46 * 'Offshore Wind'!$S$44 * 'Offshore Wind'!$S$42 * (AB107 * 1 + AB140) +AB118) * 1000 / (AB96 * 8760)) + AB129 + 0","v":191.41418819643926},{"$f":" (('Offshore Wind'!$S$46 * 'Offshore Wind'!$S$44 * 'Offshore Wind'!$S$42 * (AC107 * 1 + AC140) +AC118) * 1000 / (AC96 * 8760)) + AC129 + 0","v":185.84504375609316},{"$f":" (('Offshore Wind'!$S$46 * 'Offshore Wind'!$S$44 * 'Offshore Wind'!$S$42 * (AD107 * 1 + AD140) +AD118) * 1000 / (AD96 * 8760)) + AD129 + 0","v":182.62758176932792},{"$f":" (('Offshore Wind'!$S$46 * 'Offshore Wind'!$S$44 * 'Offshore Wind'!$S$42 * (AE107 * 1 + AE140) +AE118) * 1000 / (AE96 * 8760)) + AE129 + 0","v":179.13230495119137},{"$f":" (('Offshore Wind'!$S$46 * 'Offshore Wind'!$S$44 * 'Offshore Wind'!$S$42 * (AF107 * 1 + AF140) +AF118) * 1000 / (AF96 * 8760)) + AF129 + 0","v":175.65718754287704},{"$f":" (('Offshore Wind'!$S$46 * 'Offshore Wind'!$S$44 * 'Offshore Wind'!$S$42 * (AG107 * 1 + AG140) +AG118) * 1000 / (AG96 * 8760)) + AG129 + 0","v":172.58408600575044},{"$f":" (('Offshore Wind'!$S$46 * 'Offshore Wind'!$S$44 * 'Offshore Wind'!$S$42 * (AH107 * 1 + AH140) +AH118) * 1000 / (AH96 * 8760)) + AH129 + 0","v":168.99672644809175},{"$f":" (('Offshore Wind'!$S$46 * 'Offshore Wind'!$S$44 * 'Offshore Wind'!$S$42 * (AI107 * 1 + AI140) +AI118) * 1000 / (AI96 * 8760)) + AI129 + 0","v":165.4604283041092},{"$f":" (('Offshore Wind'!$S$46 * 'Offshore Wind'!$S$44 * 'Offshore Wind'!$S$42 * (AJ107 * 1 + AJ140) +AJ118) * 1000 / (AJ96 * 8760)) + AJ129 + 0","v":161.97411042969227},{"$f":" (('Offshore Wind'!$S$46 * 'Offshore Wind'!$S$44 * 'Offshore Wind'!$S$42 * (AK107 * 1 + AK140) +AK118) * 1000 / (AK96 * 8760)) + AK129 + 0","v":158.5367220691702},{"$f":" (('Offshore Wind'!$S$46 * 'Offshore Wind'!$S$44 * 'Offshore Wind'!$S$42 * (AL107 * 1 + AL140) +AL118) * 1000 / (AL96 * 8760)) + AL129 + 0","v":155.14724180119208},{"$f":" (('Offshore Wind'!$S$46 * 'Offshore Wind'!$S$44 * 'Offshore Wind'!$S$42 * (AM107 * 1 + AM140) +AM118) * 1000 / (AM96 * 8760)) + AM129 + 0","v":151.80467652874898},{"$f":" (('Offshore Wind'!$S$46 * 'Offshore Wind'!$S$44 * 'Offshore Wind'!$S$42 * (AN107 * 1 + AN140) +AN118) * 1000 / (AN96 * 8760)) + AN129 + 0","v":151.45337144726591},{"$f":" (('Offshore Wind'!$S$46 * 'Offshore Wind'!$S$44 * 'Offshore Wind'!$S$42 * (AO107 * 1 + AO140) +AO118) * 1000 / (AO96 * 8760)) + AO129 + 0","v":150.9238380909735},{"$f":" (('Offshore Wind'!$S$46 * 'Offshore Wind'!$S$44 * 'Offshore Wind'!$S$42 * (AP107 * 1 + AP140) +AP118) * 1000 / (AP96 * 8760)) + AP129 + 0","v":150.39553909781884},{"$f":" (('Offshore Wind'!$S$46 * 'Offshore Wind'!$S$44 * 'Offshore Wind'!$S$42 * (AQ107 * 1 + AQ140) +AQ118) * 1000 / (AQ96 * 8760)) + AQ129 + 0","v":149.86847016410937},{"$f":" (('Offshore Wind'!$S$46 * 'Offshore Wind'!$S$44 * 'Offshore Wind'!$S$42 * (AR107 * 1 + AR140) +AR118) * 1000 / (AR96 * 8760)) + AR129 + 0","v":149.3426270062084},{"$f":" (('Offshore Wind'!$S$46 * 'Offshore Wind'!$S$44 * 'Offshore Wind'!$S$42 * (AS107 * 1 + AS140) +AS118) * 1000 / (AS96 * 8760)) + AS129 + 0","v":148.81800536041897},{"$f":" (('Offshore Wind'!$S$46 * 'Offshore Wind'!$S$44 * 'Offshore Wind'!$S$42 * (AT107 * 1 + AT140) +AT118) * 1000 / (AT96 * 8760)) + AT129 + 0","v":148.2946009828691},{"$f":" (('Offshore Wind'!$S$46 * 'Offshore Wind'!$S$44 * 'Offshore Wind'!$S$42 * (AU107 * 1 + AU140) +AU118) * 1000 / (AU96 * 8760)) + AU129 + 0","v":147.77240964939753},{"$f":" (('Offshore Wind'!$S$46 * 'Offshore Wind'!$S$44 * 'Offshore Wind'!$S$42 * (AV107 * 1 + AV140) +AV118) * 1000 / (AV96 * 8760)) + AV129 + 0","v":147.25142715544041},{"$f":" (('Offshore Wind'!$S$46 * 'Offshore Wind'!$S$44 * 'Offshore Wind'!$S$42 * (AW107 * 1 + AW140) +AW118) * 1000 / (AW96 * 8760)) + AW129 + 0","v":146.7316493159183},{"$f":" (('Offshore Wind'!$S$46 * 'Offshore Wind'!$S$44 * 'Offshore Wind'!$S$42 * (AX107 * 1 + AX140) +AX118) * 1000 / (AX96 * 8760)) + AX129 + 0","v":146.17127676444375},{"$f":" (('Offshore Wind'!$S$46 * 'Offshore Wind'!$S$44 * 'Offshore Wind'!$S$42 * (AY107 * 1 + AY140) +AY118) * 1000 / (AY96 * 8760)) + AY129 + 0","v":145.61548200842668},{"$f":" (('Offshore Wind'!$S$46 * 'Offshore Wind'!$S$44 * 'Offshore Wind'!$S$42 * (AZ107 * 1 + AZ140) +AZ118) * 1000 / (AZ96 * 8760)) + AZ129 + 0","v":145.06091170574285},{"$f":" (('Offshore Wind'!$S$46 * 'Offshore Wind'!$S$44 * 'Offshore Wind'!$S$42 * (BA107 * 1 + BA140) +BA118) * 1000 / (BA96 * 8760)) + BA129 + 0","v":144.5075618256266},{"$f":" (('Offshore Wind'!$S$46 * 'Offshore Wind'!$S$44 * 'Offshore Wind'!$S$42 * (BB107 * 1 + BB140) +BB118) * 1000 / (BB96 * 8760)) + BB129 + 0","v":143.9554283551123},{"$f":" (('Offshore Wind'!$S$46 * 'Offshore Wind'!$S$44 * 'Offshore Wind'!$S$42 * (BC107 * 1 + BC140) +BC118) * 1000 / (BC96 * 8760)) + BC129 + 0","v":143.40450729893749},{"$f":" (('Offshore Wind'!$S$46 * 'Offshore Wind'!$S$44 * 'Offshore Wind'!$S$42 * (BD107 * 1 + BD140) +BD118) * 1000 / (BD96 * 8760)) + BD129 + 0","v":142.85479467944805},{"$f":" (('Offshore Wind'!$S$46 * 'Offshore Wind'!$S$44 * 'Offshore Wind'!$S$42 * (BE107 * 1 + BE140) +BE118) * 1000 / (BE96 * 8760)) + BE129 + 0","v":142.30628653650226},{"$f":" (('Offshore Wind'!$S$46 * 'Offshore Wind'!$S$44 * 'Offshore Wind'!$S$42 * (BF107 * 1 + BF140) +BF118) * 1000 / (BF96 * 8760)) + BF129 + 0","v":141.75897892737692},{"$f":" (('Offshore Wind'!$S$46 * 'Offshore Wind'!$S$44 * 'Offshore Wind'!$S$42 * (BG107 * 1 + BG140) +BG118) * 1000 / (BG96 * 8760)) + BG129 + 0","v":141.21286792667357}]
[null,null,null,null,"TRG 10 - Program Goal",{"$f":"'Offshore Wind'!#REF!","v":{"$error":"#REF!"}},{"$f":"'Offshore Wind'!#REF!","v":{"$error":"#REF!"}},{"$f":"'Offshore Wind'!#REF!","v":{"$error":"#REF!"}},{"$f":"'Offshore Wind'!#REF!","v":{"$error":"#REF!"}},{"$f":"'Offshore Wind'!#REF!","v":{"$error":"#REF!"}},{"$f":"'Offshore Wind'!#REF!","v":{"$error":"#REF!"}},{"$f":"'Offshore Wind'!#REF!","v":{"$error":"#REF!"}},{"$f":"'Offshore Wind'!#REF!","v":{"$error":"#REF!"}},{"$f":"'Offshore Wind'!#REF!","v":{"$error":"#REF!"}},{"$f":"'Offshore Wind'!#REF!","v":{"$error":"#REF!"}},{"$f":"'Offshore Wind'!#REF!","v":{"$error":"#REF!"}},{"$f":"'Offshore Wind'!#REF!","v":{"$error":"#REF!"}},{"$f":"'Offshore Wind'!#REF!","v":{"$error":"#REF!"}},null,null,null,{"$f":" (('Offshore Wind'!$S$46 * 'Offshore Wind'!$S$44 * 'Offshore Wind'!$S$42 * (V108 * 1 + V141) +V119) * 1000 / (V97 * 8760)) + V130 + 0","v":237.95757091385042},{"$f":" (('Offshore Wind'!$S$46 * 'Offshore Wind'!$S$44 * 'Offshore Wind'!$S$42 * (W108 * 1 + W141) +W119) * 1000 / (W97 * 8760)) + W130 + 0","v":237.95757091385042},{"$f":" (('Offshore Wind'!$S$46 * 'Offshore Wind'!$S$44 * 'Offshore Wind'!$S$42 * (X108 * 1 + X141) +X119) * 1000 / (X97 * 8760)) + X130 + 0","v":231.43062700807999},{"$f":" (('Offshore Wind'!$S$46 * 'Offshore Wind'!$S$44 * 'Offshore Wind'!$S$42 * (Y108 * 1 + Y141) +Y119) * 1000 / (Y97 * 8760)) + Y130 + 0","v":225.34039384177186},{"$f":" (('Offshore Wind'!$S$46 * 'Offshore Wind'!$S$44 * 'Offshore Wind'!$S$42 * (Z108 * 1 + Z141) +Z119) * 1000 / (Z97 * 8760)) + Z130 + 0","v":218.43173586444661},{"$f":" (('Offshore Wind'!$S$46 * 'Offshore Wind'!$S$44 * 'Offshore Wind'!$S$42 * (AA108 * 1 + AA141) +AA119) * 1000 / (AA97 * 8760)) + AA130 + 0","v":212.33309939613494},{"$f":" (('Offshore Wind'!$S$46 * 'Offshore Wind'!$S$44 * 'Offshore Wind'!$S$42 * (AB108 * 1 + AB141) +AB119) * 1000 / (AB97 * 8760)) + AB130 + 0","v":206.28319287125379},{"$f":" (('Offshore Wind'!$S$46 * 'Offshore Wind'!$S$44 * 'Offshore Wind'!$S$42 * (AC108 * 1 + AC141) +AC119) * 1000 / (AC97 * 8760)) + AC130 + 0","v":200.28143872993172},{"$f":" (('Offshore Wind'!$S$46 * 'Offshore Wind'!$S$44 * 'Offshore Wind'!$S$42 * (AD108 * 1 + AD141) +AD119) * 1000 / (AD97 * 8760)) + AD130 + 0","v":196.81404512747477},{"$f":" (('Offshore Wind'!$S$46 * 'Offshore Wind'!$S$44 * 'Offshore Wind'!$S$42 * (AE108 * 1 + AE141) +AE119) * 1000 / (AE97 * 8760)) + AE130 + 0","v":193.04725610933713},{"$f":" (('Offshore Wind'!$S$46 * 'Offshore Wind'!$S$44 * 'Offshore Wind'!$S$42 * (AF108 * 1 + AF141) +AF119) * 1000 / (AF97 * 8760)) + AF130 + 0","v":189.30219247876724},{"$f":" (('Offshore Wind'!$S$46 * 'Offshore Wind'!$S$44 * 'Offshore Wind'!$S$42 * (AG108 * 1 + AG141) +AG119) * 1000 / (AG97 * 8760)) + AG130 + 0","v":185.99037320837192},{"$f":" (('Offshore Wind'!$S$46 * 'Offshore Wind'!$S$44 * 'Offshore Wind'!$S$42 * (AH108 * 1 + AH141) +AH119) * 1000 / (AH97 * 8760)) + AH130 + 0","v":182.12434848730155},{"$f":" (('Offshore Wind'!$S$46 * 'Offshore Wind'!$S$44 * 'Offshore Wind'!$S$42 * (AI108 * 1 + AI141) +AI119) * 1000 / (AI97 * 8760)) + AI130 + 0","v":178.3133516173267},{"$f":" (('Offshore Wind'!$S$46 * 'Offshore Wind'!$S$44 * 'Offshore Wind'!$S$42 * (AJ108 * 1 + AJ141) +AJ119) * 1000 / (AJ97 * 8760)) + AJ130 + 0","v":174.55621747134171},{"$f":" (('Offshore Wind'!$S$46 * 'Offshore Wind'!$S$44 * 'Offshore Wind'!$S$42 * (AK108 * 1 + AK141) +AK119) * 1000 / (AK97 * 8760)) + AK130 + 0","v":170.85181367124676},{"$f":" (('Offshore Wind'!$S$46 * 'Offshore Wind'!$S$44 * 'Offshore Wind'!$S$42 * (AL108 * 1 + AL141) +AL119) * 1000 / (AL97 * 8760)) + AL130 + 0","v":167.19903945194443},{"$f":" (('Offshore Wind'!$S$46 * 'Offshore Wind'!$S$44 * 'Offshore Wind'!$S$42 * (AM108 * 1 + AM141) +AM119) * 1000 / (AM97 * 8760)) + AM130 + 0","v":163.59682457290674},{"$f":" (('Offshore Wind'!$S$46 * 'Offshore Wind'!$S$44 * 'Offshore Wind'!$S$42 * (AN108 * 1 + AN141) +AN119) * 1000 / (AN97 * 8760)) + AN130 + 0","v":163.21823020347651},{"$f":" (('Offshore Wind'!$S$46 * 'Offshore Wind'!$S$44 * 'Offshore Wind'!$S$42 * (AO108 * 1 + AO141) +AO119) * 1000 / (AO97 * 8760)) + AO130 + 0","v":162.64756283290663},{"$f":" (('Offshore Wind'!$S$46 * 'Offshore Wind'!$S$44 * 'Offshore Wind'!$S$42 * (AP108 * 1 + AP141) +AP119) * 1000 / (AP97 * 8760)) + AP130 + 0","v":162.07822571048405},{"$f":" (('Offshore Wind'!$S$46 * 'Offshore Wind'!$S$44 * 'Offshore Wind'!$S$42 * (AQ108 * 1 + AQ141) +AQ119) * 1000 / (AQ97 * 8760)) + AQ130 + 0","v":161.51021419820654},{"$f":" (('Offshore Wind'!$S$46 * 'Offshore Wind'!$S$44 * 'Offshore Wind'!$S$42 * (AR108 * 1 + AR141) +AR119) * 1000 / (AR97 * 8760)) + AR130 + 0","v":160.94352367968554},{"$f":" (('Offshore Wind'!$S$46 * 'Offshore Wind'!$S$44 * 'Offshore Wind'!$S$42 * (AS108 * 1 + AS141) +AS119) * 1000 / (AS97 * 8760)) + AS130 + 0","v":160.37814956002123},{"$f":" (('Offshore Wind'!$S$46 * 'Offshore Wind'!$S$44 * 'Offshore Wind'!$S$42 * (AT108 * 1 + AT141) +AT119) * 1000 / (AT97 * 8760)) + AT130 + 0","v":159.81408726567881},{"$f":" (('Offshore Wind'!$S$46 * 'Offshore Wind'!$S$44 * 'Offshore Wind'!$S$42 * (AU108 * 1 + AU141) +AU119) * 1000 / (AU97 * 8760)) + AU130 + 0","v":159.25133224436519},{"$f":" (('Offshore Wind'!$S$46 * 'Offshore Wind'!$S$44 * 'Offshore Wind'!$S$42 * (AV108 * 1 + AV141) +AV119) * 1000 / (AV97 * 8760)) + AV130 + 0","v":158.68987996490713},{"$f":" (('Offshore Wind'!$S$46 * 'Offshore Wind'!$S$44 * 'Offshore Wind'!$S$42 * (AW108 * 1 + AW141) +AW119) * 1000 / (AW97 * 8760)) + AW130 + 0","v":158.12972591712935},{"$f":" (('Offshore Wind'!$S$46 * 'Offshore Wind'!$S$44 * 'Offshore Wind'!$S$42 * (AX108 * 1 + AX141) +AX119) * 1000 / (AX97 * 8760)) + AX130 + 0","v":157.52582377066486},{"$f":" (('Offshore Wind'!$S$46 * 'Offshore Wind'!$S$44 * 'Offshore Wind'!$S$42 * (AY108 * 1 + AY141) +AY119) * 1000 / (AY97 * 8760)) + AY130 + 0","v":156.92685502162607},{"$f":" (('Offshore Wind'!$S$46 * 'Offshore Wind'!$S$44 * 'Offshore Wind'!$S$42 * (AZ108 * 1 + AZ141) +AZ119) * 1000 / (AZ97 * 8760)) + AZ130 + 0","v":156.32920584113899},{"$f":" (('Offshore Wind'!$S$46 * 'Offshore Wind'!$S$44 * 'Offshore Wind'!$S$42 * (BA108 * 1 + BA141) +BA119) * 1000 / (BA97 * 8760)) + BA130 + 0","v":155.73287188532919},{"$f":" (('Offshore Wind'!$S$46 * 'Offshore Wind'!$S$44 * 'Offshore Wind'!$S$42 * (BB108 * 1 + BB141) +BB119) * 1000 / (BB97 * 8760)) + BB130 + 0","v":155.13784882950486},{"$f":" (('Offshore Wind'!$S$46 * 'Offshore Wind'!$S$44 * 'Offshore Wind'!$S$42 * (BC108 * 1 + BC141) +BC119) * 1000 / (BC97 * 8760)) + BC130 + 0","v":154.54413236805271},{"$f":" (('Offshore Wind'!$S$46 * 'Offshore Wind'!$S$44 * 'Offshore Wind'!$S$42 * (BD108 * 1 + BD141) +BD119) * 1000 / (BD97 * 8760)) + BD130 + 0","v":153.95171821433524},{"$f":" (('Offshore Wind'!$S$46 * 'Offshore Wind'!$S$44 * 'Offshore Wind'!$S$42 * (BE108 * 1 + BE141) +BE119) * 1000 / (BE97 * 8760)) + BE130 + 0","v":153.36060210058807},{"$f":" (('Offshore Wind'!$S$46 * 'Offshore Wind'!$S$44 * 'Offshore Wind'!$S$42 * (BF108 * 1 + BF141) +BF119) * 1000 / (BF97 * 8760)) + BF130 + 0","v":152.77077977781838},{"$f":" (('Offshore Wind'!$S$46 * 'Offshore Wind'!$S$44 * 'Offshore Wind'!$S$42 * (BG108 * 1 + BG141) +BG119) * 1000 / (BG97 * 8760)) + BG130 + 0","v":152.18224701570364}]
[]
[]
[]
[]
[]
[]
[]
[]
[]
[]
[]
[]
[]
[]
[]
[]
[]
[]
[]
[]
[]
[]
[]
[]
[]
[]
[]
[]
[]
[]
[]
[]
[]
[]
[]
[]
[]
[]
[]
["Notes:"]
["Offshore wind program goals inputs from file: PHASE 4 WV Wind Inputs 091714 OCC 2013$.xlsx"]
["File location: \\\\nrel.gov\\shared\\Wind\\Public\\Projects\\Projects T-Z\\TAMA\\WindVision\\SupplyCurveData-Sep2014\\"]
["From program goal tab"]
[]
["Solar PV Program Goal"]
[]
[null,null,null,null,null,{"$f":"F7","v":2000},2001,2002,2003,2004,2005,2006,2007,2008,2009,2010,2011,2012,2010,2011,2012,{"$f":"V7","v":2013},2014,2015,2016,2017,2018,2019,2020,2021,2022,2023,2024,2025,2026,2027,2028,2029,2030,2031,2032,2033,2034,2035,2036,2037,2038,2039,2040,2041,2042,2043,2044,2045,2046,2047,2048,2049,2050]
[null,"Techno-Economic Cost and Performance Parameters",null,"Net Capacity Factor (%)","Utility PV - 14% - Program Goal",null,null,null,null,null,null,null,null,null,null,null,null,null,null,null,null,{"$f":"'Solar - PV'!L12","v":0.14000000000000001},{"$f":"'Solar - PV'!L74","v":0.14000000000000001},{"$f":"'Solar - PV'!M74","v":0.14000000000000001},{"$f":"'Solar - PV'!N74","v":0.14000000000000001},{"$f":"'Solar - PV'!O74","v":0.14000000000000001},{"$f":"'Solar - PV'!P74","v":0.14000000000000001},{"$f":"'Solar - PV'!Q74","v":0.14000000000000001},{"$f":"'Solar - PV'!R74","v":0.14000000000000001},{"$f":"'Solar - PV'!S74","v":0.14000000000000001},{"$f":"'Solar - PV'!T74","v":0.14000000000000001},{"$f":"'Solar - PV'!U74","v":0.14000000000000001},{"$f":"'Solar - PV'!V74","v":0.14000000000000001},{"$f":"'Solar - PV'!W74","v":0.14000000000000001},{"$f":"'Solar - PV'!X74","v":0.14000000000000001},{"$f":"'Solar - PV'!Y74","v":0.14000000000000001},{"$f":"'Solar - PV'!Z74","v":0.14000000000000001},{"$f":"'Solar - PV'!AA74","v":0.14000000000000001},{"$f":"'Solar - PV'!AB74","v":0.14000000000000001},{"$f":"'Solar - PV'!AC74","v":0.14000000000000001},{"$f":"'Solar - PV'!AD74","v":0.14000000000000001},{"$f":"'Solar - PV'!AE74","v":0.14000000000000001},{"$f":"'Solar - PV'!AF74","v":0.14000000000000001},{"$f":"'Solar - PV'!AG74","v":0.14000000000000001},{"$f":"'Solar - PV'!AH74","v":0.14000000000000001},{"$f":"'Solar - PV'!AI74","v":0.14000000000000001},{"$f":"'Solar - PV'!AJ74","v":0.14000000000000001},{"$f":"'Solar - PV'!AK74","v":0.14000000000000001},{"$f":"'Solar - PV'!AL74","v":0.14000000000000001},{"$f":"'Solar - PV'!AM74","v":0.14000000000000001},{"$f":"'Solar - PV'!AN74","v":0.14000000000000001},{"$f":"'Solar - PV'!AO74","v":0.14000000000000001},{"$f":"'Solar - PV'!AP74","v":0.14000000000000001},{"$f":"'Solar - PV'!AQ74","v":0.14000000000000001},{"$f":"'Solar - PV'!AR74","v":0.14000000000000001},{"$f":"'Solar - PV'!AS74","v":0.14000000000000001},{"$f":"'Solar - PV'!AT74","v":0.14000000000000001},{"$f":"'Solar - PV'!AU74","v":0.14000000000000001},{"$f":"'Solar - PV'!AV74","v":0.14000000000000001}]
[null,null,null,null,"Utility PV - 20% - Program Goal",null,null,null,null,null,null,null,null,null,null,null,null,null,null,null,null,{"$f":"'Solar - PV'!L13","v":0.2},{"$f":"'Solar - PV'!L77","v":0.2},{"$f":"'Solar - PV'!M77","v":0.2},{"$f":"'Solar - PV'!N77","v":0.2},{"$f":"'Solar - PV'!O77","v":0.2},{"$f":"'Solar - PV'!P77","v":0.2},{"$f":"'Solar - PV'!Q77","v":0.2},{"$f":"'Solar - PV'!R77","v":0.2},{"$f":"'Solar - PV'!S77","v":0.2},{"$f":"'Solar - PV'!T77","v":0.2},{"$f":"'Solar - PV'!U77","v":0.2},{"$f":"'Solar - PV'!V77","v":0.2},{"$f":"'Solar - PV'!W77","v":0.2},{"$f":"'Solar - PV'!X77","v":0.2},{"$f":"'Solar - PV'!Y77","v":0.2},{"$f":"'Solar - PV'!Z77","v":0.2},{"$f":"'Solar - PV'!AA77","v":0.2},{"$f":"'Solar - PV'!AB77","v":0.2},{"$f":"'Solar - PV'!AC77","v":0.2},{"$f":"'Solar - PV'!AD77","v":0.2},{"$f":"'Solar - PV'!AE77","v":0.2},{"$f":"'Solar - PV'!AF77","v":0.2},{"$f":"'Solar - PV'!AG77","v":0.2},{"$f":"'Solar - PV'!AH77","v":0.2},{"$f":"'Solar - PV'!AI77","v":0.2},{"$f":"'Solar - PV'!AJ77","v":0.2},{"$f":"'Solar - PV'!AK77","v":0.2},{"$f":"'Solar - PV'!AL77","v":0.2},{"$f":"'Solar - PV'!AM77","v":0.2},{"$f":"'Solar - PV'!AN77","v":0.2},{"$f":"'Solar - PV'!AO77","v":0.2},{"$f":"'Solar - PV'!AP77","v":0.2},{"$f":"'Solar - PV'!AQ77","v":0.2},{"$f":"'Solar - PV'!AR77","v":0.2},{"$f":"'Solar - PV'!AS77","v":0.2},{"$f":"'Solar - PV'!AT77","v":0.2},{"$f":"'Solar - PV'!AU77","v":0.2},{"$f":"'Solar - PV'!AV77","v":0.2}]
[null,null,null,null,"Utility PV - 28% - Program Goal",null,null,null,null,null,null,null,null,null,null,null,null,null,null,null,null,{"$f":"'Solar - PV'!L14","v":0.28000000000000003},{"$f":"'Solar - PV'!L80","v":0.28000000000000003},{"$f":"'Solar - PV'!M80","v":0.28000000000000003},{"$f":"'Solar - PV'!N80","v":0.28000000000000003},{"$f":"'Solar - PV'!O80","v":0.28000000000000003},{"$f":"'Solar - PV'!P80","v":0.28000000000000003},{"$f":"'Solar - PV'!Q80","v":0.28000000000000003},{"$f":"'Solar - PV'!R80","v":0.28000000000000003},{"$f":"'Solar - PV'!S80","v":0.28000000000000003},{"$f":"'Solar - PV'!T80","v":0.28000000000000003},{"$f":"'Solar - PV'!U80","v":0.28000000000000003},{"$f":"'Solar - PV'!V80","v":0.28000000000000003},{"$f":"'Solar - PV'!W80","v":0.28000000000000003},{"$f":"'Solar - PV'!X80","v":0.28000000000000003},{"$f":"'Solar - PV'!Y80","v":0.28000000000000003},{"$f":"'Solar - PV'!Z80","v":0.28000000000000003},{"$f":"'Solar - PV'!AA80","v":0.28000000000000003},{"$f":"'Solar - PV'!AB80","v":0.28000000000000003},{"$f":"'Solar - PV'!AC80","v":0.28000000000000003},{"$f":"'Solar - PV'!AD80","v":0.28000000000000003},{"$f":"'Solar - PV'!AE80","v":0.28000000000000003},{"$f":"'Solar - PV'!AF80","v":0.28000000000000003},{"$f":"'Solar - PV'!AG80","v":0.28000000000000003},{"$f":"'Solar - PV'!AH80","v":0.28000000000000003},{"$f":"'Solar - PV'!AI80","v":0.28000000000000003},{"$f":"'Solar - PV'!AJ80","v":0.28000000000000003},{"$f":"'Solar - PV'!AK80","v":0.28000000000000003},{"$f":"'Solar - PV'!AL80","v":0.28000000000000003},{"$f":"'Solar - PV'!AM80","v":0.28000000000000003},{"$f":"'Solar - PV'!AN80","v":0.28000000000000003},{"$f":"'Solar - PV'!AO80","v":0.28000000000000003},{"$f":"'Solar - PV'!AP80","v":0.28000000000000003},{"$f":"'Solar - PV'!AQ80","v":0.28000000000000003},{"$f":"'Solar - PV'!AR80","v":0.28000000000000003},{"$f":"'Solar - PV'!AS80","v":0.28000000000000003},{"$f":"'Solar - PV'!AT80","v":0.28000000000000003},{"$f":"'Solar - PV'!AU80","v":0.28000000000000003},{"$f":"'Solar - PV'!AV80","v":0.28000000000000003}]
[]
[null,null,null,"Overnight Capital Cost ($/kW)","Utility PV - 14% - Program Goal",null,null,null,null,null,null,null,null,null,null,null,null,null,null,null,null,{"$f":"'Solar - PV'!L28","v":2586},{"$f":"'Solar - PV'!L114","v":2020},{"$f":"'Solar - PV'!M114","v":1861.5396490822218},{"$f":"'Solar - PV'!N114","v":1703.0792981644433},{"$f":"'Solar - PV'!O114","v":1544.6189472466649},{"$f":"'Solar - PV'!P114","v":1386.1585963288867},{"$f":"'Solar - PV'!Q114","v":1227.6982454111082},{"$f":"'Solar - PV'!R114","v":1069.23789449333},{"$f":"'Solar - PV'!S114","v":1069.23789449333},{"$f":"'Solar - PV'!T114","v":1069.23789449333},{"$f":"'Solar - PV'!U114","v":1069.23789449333},{"$f":"'Solar - PV'!V114","v":1069.23789449333},{"$f":"'Solar - PV'!W114","v":1069.23789449333},{"$f":"'Solar - PV'!X114","v":1069.23789449333},{"$f":"'Solar - PV'!Y114","v":1069.23789449333},{"$f":"'Solar - PV'!Z114","v":1069.23789449333},{"$f":"'Solar - PV'!AA114","v":1069.23789449333},{"$f":"'Solar - PV'!AB114","v":1069.23789449333},{"$f":"'Solar - PV'!AC114","v":1069.23789449333},{"$f":"'Solar - PV'!AD114","v":1069.23789449333},{"$f":"'Solar - PV'!AE114","v":1069.23789449333},{"$f":"'Solar - PV'!AF114","v":1069.23789449333},{"$f":"'Solar - PV'!AG114","v":1069.23789449333},{"$f":"'Solar - PV'!AH114","v":1069.23789449333},{"$f":"'Solar - PV'!AI114","v":1069.23789449333},{"$f":"'Solar - PV'!AJ114","v":1069.23789449333},{"$f":"'Solar - PV'!AK114","v":1069.23789449333},{"$f":"'Solar - PV'!AL114","v":1069.23789449333},{"$f":"'Solar - PV'!AM114","v":1069.23789449333},{"$f":"'Solar - PV'!AN114","v":1069.23789449333},{"$f":"'Solar - PV'!AO114","v":1069.23789449333},{"$f":"'Solar - PV'!AP114","v":1069.23789449333},{"$f":"'Solar - PV'!AQ114","v":1069.23789449333},{"$f":"'Solar - PV'!AR114","v":1069.23789449333},{"$f":"'Solar - PV'!AS114","v":1069.23789449333},{"$f":"'Solar - PV'!AT114","v":1069.23789449333},{"$f":"'Solar - PV'!AU114","v":1069.23789449333},{"$f":"'Solar - PV'!AV114","v":1069.23789449333}]
[null,null,null,null,"Utility PV - 20% - Program Goal",null,null,null,null,null,null,null,{"$f":"'Solar - PV'!#REF!","v":{"$error":"#REF!"}},{"$f":"'Solar - PV'!#REF!","v":{"$error":"#REF!"}},{"$f":"'Solar - PV'!#REF!","v":{"$error":"#REF!"}},{"$f":"'Solar - PV'!#REF!","v":{"$error":"#REF!"}},{"$f":"'Solar - PV'!#REF!","v":{"$error":"#REF!"}},{"$f":"'Solar - PV'!#REF!","v":{"$error":"#REF!"}},null,null,null,{"$f":"'Solar - PV'!L29","v":2586},{"$f":"'Solar - PV'!L117","v":2020},{"$f":"'Solar - PV'!M117","v":1861.5396490822218},{"$f":"'Solar - PV'!N117","v":1703.0792981644433},{"$f":"'Solar - PV'!O117","v":1544.6189472466649},{"$f":"'Solar - PV'!P117","v":1386.1585963288867},{"$f":"'Solar - PV'!Q117","v":1227.6982454111082},{"$f":"'Solar - PV'!R117","v":1069.23789449333},{"$f":"'Solar - PV'!S117","v":1069.23789449333},{"$f":"'Solar - PV'!T117","v":1069.23789449333},{"$f":"'Solar - PV'!U117","v":1069.23789449333},{"$f":"'Solar - PV'!V117","v":1069.23789449333},{"$f":"'Solar - PV'!W117","v":1069.23789449333},{"$f":"'Solar - PV'!X117","v":1069.23789449333},{"$f":"'Solar - PV'!Y117","v":1069.23789449333},{"$f":"'Solar - PV'!Z117","v":1069.23789449333},{"$f":"'Solar - PV'!AA117","v":1069.23789449333},{"$f":"'Solar - PV'!AB117","v":1069.23789449333},{"$f":"'Solar - PV'!AC117","v":1069.23789449333},{"$f":"'Solar - PV'!AD117","v":1069.23789449333},{"$f":"'Solar - PV'!AE117","v":1069.23789449333},{"$f":"'Solar - PV'!AF117","v":1069.23789449333},{"$f":"'Solar - PV'!AG117","v":1069.23789449333},{"$f":"'Solar - PV'!AH117","v":1069.23789449333},{"$f":"'Solar - PV'!AI117","v":1069.23789449333},{"$f":"'Solar - PV'!AJ117","v":1069.23789449333},{"$f":"'Solar - PV'!AK117","v":1069.23789449333},{"$f":"'Solar - PV'!AL117","v":1069.23789449333},{"$f":"'Solar - PV'!AM117","v":1069.23789449333},{"$f":"'Solar - PV'!AN117","v":1069.23789449333},{"$f":"'Solar - PV'!AO117","v":1069.23789449333},{"$f":"'Solar - PV'!AP117","v":1069.23789449333},{"$f":"'Solar - PV'!AQ117","v":1069.23789449333},{"$f":"'Solar - PV'!AR117","v":1069.23789449333},{"$f":"'Solar - PV'!AS117","v":1069.23789449333},{"$f":"'Solar - PV'!AT117","v":1069.23789449333},{"$f":"'Solar - PV'!AU117","v":1069.23789449333},{"$f":"'Solar - PV'!AV117","v":1069.23789449333}]
[null,null,null,null,"Utility PV - 28% - Program Goal",null,null,null,null,null,null,null,{"$f":"'Solar - PV'!#REF!","v":{"$error":"#REF!"}},{"$f":"'Solar - PV'!#REF!","v":{"$error":"#REF!"}},{"$f":"'Solar - PV'!#REF!","v":{"$error":"#REF!"}},{"$f":"'Solar - PV'!#REF!","v":{"$error":"#REF!"}},{"$f":"'Solar - PV'!#REF!","v":{"$error":"#REF!"}},{"$f":"'Solar - PV'!#REF!","v":{"$error":"#REF!"}},null,null,null,{"$f":"'Solar - PV'!L30","v":2586},{"$f":"'Solar - PV'!L120","v":2020},{"$f":"'Solar - PV'!M120","v":1861.5396490822218},{"$f":"'Solar - PV'!N120","v":1703.0792981644433},{"$f":"'Solar - PV'!O120","v":1544.6189472466649},{"$f":"'Solar - PV'!P120","v":1386.1585963288867},{"$f":"'Solar - PV'!Q120","v":1227.6982454111082},{"$f":"'Solar - PV'!R120","v":1069.23789449333},{"$f":"'Solar - PV'!S120","v":1069.23789449333},{"$f":"'Solar - PV'!T120","v":1069.23789449333},{"$f":"'Solar - PV'!U120","v":1069.23789449333},{"$f":"'Solar - PV'!V120","v":1069.23789449333},{"$f":"'Solar - PV'!W120","v":1069.23789449333},{"$f":"'Solar - PV'!X120","v":1069.23789449333},{"$f":"'Solar - PV'!Y120","v":1069.23789449333},{"$f":"'Solar - PV'!Z120","v":1069.23789449333},{"$f":"'Solar - PV'!AA120","v":1069.23789449333},{"$f":"'Solar - PV'!AB120","v":1069.23789449333},{"$f":"'Solar - PV'!AC120","v":1069.23789449333},{"$f":"'Solar - PV'!AD120","v":1069.23789449333},{"$f":"'Solar - PV'!AE120","v":1069.23789449333},{"$f":"'Solar - PV'!AF120","v":1069.23789449333},{"$f":"'Solar - PV'!AG120","v":1069.23789449333},{"$f":"'Solar - PV'!AH120","v":1069.23789449333},{"$f":"'Solar - PV'!AI120","v":1069.23789449333},{"$f":"'Solar - PV'!AJ120","v":1069.23789449333},{"$f":"'Solar - PV'!AK120","v":1069.23789449333},{"$f":"'Solar - PV'!AL120","v":1069.23789449333},{"$f":"'Solar - PV'!AM120","v":1069.23789449333},{"$f":"'Solar - PV'!AN120","v":1069.23789449333},{"$f":"'Solar - PV'!AO120","v":1069.23789449333},{"$f":"'Solar - PV'!AP120","v":1069.23789449333},{"$f":"'Solar - PV'!AQ120","v":1069.23789449333},{"$f":"'Solar - PV'!AR120","v":1069.23789449333},{"$f":"'Solar - PV'!AS120","v":1069.23789449333},{"$f":"'Solar - PV'!AT120","v":1069.23789449333},{"$f":"'Solar - PV'!AU120","v":1069.23789449333},{"$f":"'Solar - PV'!AV120","v":1069.23789449333}]
[]
[null,null,null,"Fixed Operation and Maintenance Expenses ($/kW)","Utility PV - 14% - Program Goal",null,null,null,null,null,null,null,null,null,null,null,null,null,null,null,null,{"$f":"'Solar - PV'!L32","v":18},{"$f":"'Solar - PV'!L124","v":17},{"$f":"'Solar - PV'!M124","v":16},{"$f":"'Solar - PV'!N124","v":15},{"$f":"'Solar - PV'!O124","v":13},{"$f":"'Solar - PV'!P124","v":11},{"$f":"'Solar - PV'!Q124","v":9},{"$f":"'Solar - PV'!R124","v":8},{"$f":"'Solar - PV'!S124","v":8},{"$f":"'Solar - PV'!T124","v":8},{"$f":"'Solar - PV'!U124","v":8},{"$f":"'Solar - PV'!V124","v":8},{"$f":"'Solar - PV'!W124","v":8},{"$f":"'Solar - PV'!X124","v":8},{"$f":"'Solar - PV'!Y124","v":8},{"$f":"'Solar - PV'!Z124","v":8},{"$f":"'Solar - PV'!AA124","v":8},{"$f":"'Solar - PV'!AB124","v":8},{"$f":"'Solar - PV'!AC124","v":8},{"$f":"'Solar - PV'!AD124","v":8},{"$f":"'Solar - PV'!AE124","v":8},{"$f":"'Solar - PV'!AF124","v":8},{"$f":"'Solar - PV'!AG124","v":8},{"$f":"'Solar - PV'!AH124","v":8},{"$f":"'Solar - PV'!AI124","v":8},{"$f":"'Solar - PV'!AJ124","v":8},{"$f":"'Solar - PV'!AK124","v":8},{"$f":"'Solar - PV'!AL124","v":8},{"$f":"'Solar - PV'!AM124","v":8},{"$f":"'Solar - PV'!AN124","v":8},{"$f":"'Solar - PV'!AO124","v":8},{"$f":"'Solar - PV'!AP124","v":8},{"$f":"'Solar - PV'!AQ124","v":8},{"$f":"'Solar - PV'!AR124","v":8},{"$f":"'Solar - PV'!AS124","v":8},{"$f":"'Solar - PV'!AT124","v":8},{"$f":"'Solar - PV'!AU124","v":8},{"$f":"'Solar - PV'!AV124","v":8}]
[null,null,null,null,"Utility PV - 20% - Program Goal",null,null,null,null,null,null,null,{"$f":"'Solar - PV'!#REF!","v":{"$error":"#REF!"}},{"$f":"'Solar - PV'!#REF!","v":{"$error":"#REF!"}},{"$f":"'Solar - PV'!#REF!","v":{"$error":"#REF!"}},{"$f":"'Solar - PV'!#REF!","v":{"$error":"#REF!"}},{"$f":"'Solar - PV'!#REF!","v":{"$error":"#REF!"}},{"$f":"'Solar - PV'!#REF!","v":{"$error":"#REF!"}},null,null,null,{"$f":"'Solar - PV'!L33","v":18},{"$f":"'Solar - PV'!L127","v":17},{"$f":"'Solar - PV'!M127","v":16},{"$f":"'Solar - PV'!N127","v":15},{"$f":"'Solar - PV'!O127","v":13},{"$f":"'Solar - PV'!P127","v":11},{"$f":"'Solar - PV'!Q127","v":9},{"$f":"'Solar - PV'!R127","v":8},{"$f":"'Solar - PV'!S127","v":8},{"$f":"'Solar - PV'!T127","v":8},{"$f":"'Solar - PV'!U127","v":8},{"$f":"'Solar - PV'!V127","v":8},{"$f":"'Solar - PV'!W127","v":8},{"$f":"'Solar - PV'!X127","v":8},{"$f":"'Solar - PV'!Y127","v":8},{"$f":"'Solar - PV'!Z127","v":8},{"$f":"'Solar - PV'!AA127","v":8},{"$f":"'Solar - PV'!AB127","v":8},{"$f":"'Solar - PV'!AC127","v":8},{"$f":"'Solar - PV'!AD127","v":8},{"$f":"'Solar - PV'!AE127","v":8},{"$f":"'Solar - PV'!AF127","v":8},{"$f":"'Solar - PV'!AG127","v":8},{"$f":"'Solar - PV'!AH127","v":8},{"$f":"'Solar - PV'!AI127","v":8},{"$f":"'Solar - PV'!AJ127","v":8},{"$f":"'Solar - PV'!AK127","v":8},{"$f":"'Solar - PV'!AL127","v":8},{"$f":"'Solar - PV'!AM127","v":8},{"$f":"'Solar - PV'!AN127","v":8},{"$f":"'Solar - PV'!AO127","v":8},{"$f":"'Solar - PV'!AP127","v":8},{"$f":"'Solar - PV'!AQ127","v":8},{"$f":"'Solar - PV'!AR127","v":8},{"$f":"'Solar - PV'!AS127","v":8},{"$f":"'Solar - PV'!AT127","v":8},{"$f":"'Solar - PV'!AU127","v":8},{"$f":"'Solar - PV'!AV127","v":8}]
[null,null,null,null,"Utility PV - 28% - Program Goal",null,null,null,null,null,null,null,{"$f":"'Solar - PV'!#REF!","v":{"$error":"#REF!"}},{"$f":"'Solar - PV'!#REF!","v":{"$error":"#REF!"}},{"$f":"'Solar - PV'!#REF!","v":{"$error":"#REF!"}},{"$f":"'Solar - PV'!#REF!","v":{"$error":"#REF!"}},{"$f":"'Solar - PV'!#REF!","v":{"$error":"#REF!"}},{"$f":"'Solar - PV'!#REF!","v":{"$error":"#REF!"}},null,null,null,{"$f":"'Solar - PV'!L34","v":18},{"$f":"'Solar - PV'!L130","v":17},{"$f":"'Solar - PV'!M130","v":16},{"$f":"'Solar - PV'!N130","v":15},{"$f":"'Solar - PV'!O130","v":13},{"$f":"'Solar - PV'!P130","v":11},{"$f":"'Solar - PV'!Q130","v":9},{"$f":"'Solar - PV'!R130","v":8},{"$f":"'Solar - PV'!S130","v":8},{"$f":"'Solar - PV'!T130","v":8},{"$f":"'Solar - PV'!U130","v":8},{"$f":"'Solar - PV'!V130","v":8},{"$f":"'Solar - PV'!W130","v":8},{"$f":"'Solar - PV'!X130","v":8},{"$f":"'Solar - PV'!Y130","v":8},{"$f":"'Solar - PV'!Z130","v":8},{"$f":"'Solar - PV'!AA130","v":8},{"$f":"'Solar - PV'!AB130","v":8},{"$f":"'Solar - PV'!AC130","v":8},{"$f":"'Solar - PV'!AD130","v":8},{"$f":"'Solar - PV'!AE130","v":8},{"$f":"'Solar - PV'!AF130","v":8},{"$f":"'Solar - PV'!AG130","v":8},{"$f":"'Solar - PV'!AH130","v":8},{"$f":"'Solar - PV'!AI130","v":8},{"$f":"'Solar - PV'!AJ130","v":8},{"$f":"'Solar - PV'!AK130","v":8},{"$f":"'Solar - PV'!AL130","v":8},{"$f":"'Solar - PV'!AM130","v":8},{"$f":"'Solar - PV'!AN130","v":8},{"$f":"'Solar - PV'!AO130","v":8},{"$f":"'Solar - PV'!AP130","v":8},{"$f":"'Solar - PV'!AQ130","v":8},{"$f":"'Solar - PV'!AR130","v":8},{"$f":"'Solar - PV'!AS130","v":8},{"$f":"'Solar - PV'!AT130","v":8},{"$f":"'Solar - PV'!AU130","v":8},{"$f":"'Solar - PV'!AV130","v":8}]
[]
[null,null,null,"Variable Operation and Maintenance Expenses ($/MWh)","Utility PV - 14% - Program Goal",null,null,null,null,null,null,null,null,null,null,null,null,null,null,null,null,{"$f":"'Solar - PV'!L36","v":0},{"$f":"'Solar - PV'!L134","v":0},{"$f":"'Solar - PV'!M134","v":0},{"$f":"'Solar - PV'!N134","v":0},{"$f":"'Solar - PV'!O134","v":0},{"$f":"'Solar - PV'!P134","v":0},{"$f":"'Solar - PV'!Q134","v":0},{"$f":"'Solar - PV'!R134","v":0},{"$f":"'Solar - PV'!S134","v":0},{"$f":"'Solar - PV'!T134","v":0},{"$f":"'Solar - PV'!U134","v":0},{"$f":"'Solar - PV'!V134","v":0},{"$f":"'Solar - PV'!W134","v":0},{"$f":"'Solar - PV'!X134","v":0},{"$f":"'Solar - PV'!Y134","v":0},{"$f":"'Solar - PV'!Z134","v":0},{"$f":"'Solar - PV'!AA134","v":0},{"$f":"'Solar - PV'!AB134","v":0},{"$f":"'Solar - PV'!AC134","v":0},{"$f":"'Solar - PV'!AD134","v":0},{"$f":"'Solar - PV'!AE134","v":0},{"$f":"'Solar - PV'!AF134","v":0},{"$f":"'Solar - PV'!AG134","v":0},{"$f":"'Solar - PV'!AH134","v":0},{"$f":"'Solar - PV'!AI134","v":0},{"$f":"'Solar - PV'!AJ134","v":0},{"$f":"'Solar - PV'!AK134","v":0},{"$f":"'Solar - PV'!AL134","v":0},{"$f":"'Solar - PV'!AM134","v":0},{"$f":"'Solar - PV'!AN134","v":0},{"$f":"'Solar - PV'!AO134","v":0},{"$f":"'Solar - PV'!AP134","v":0},{"$f":"'Solar - PV'!AQ134","v":0},{"$f":"'Solar - PV'!AR134","v":0},{"$f":"'Solar - PV'!AS134","v":0},{"$f":"'Solar - PV'!AT134","v":0},{"$f":"'Solar - PV'!AU134","v":0},{"$f":"'Solar - PV'!AV134","v":0}]
[null,null,null,null,"Utility PV - 20% - Program Goal",null,null,null,null,null,null,null,{"$f":"'Solar - PV'!#REF!","v":{"$error":"#REF!"}},{"$f":"'Solar - PV'!#REF!","v":{"$error":"#REF!"}},{"$f":"'Solar - PV'!#REF!","v":{"$error":"#REF!"}},{"$f":"'Solar - PV'!#REF!","v":{"$error":"#REF!"}},{"$f":"'Solar - PV'!#REF!","v":{"$error":"#REF!"}},{"$f":"'Solar - PV'!#REF!","v":{"$error":"#REF!"}},null,null,null,{"$f":"'Solar - PV'!L37","v":0},{"$f":"'Solar - PV'!L137","v":0},{"$f":"'Solar - PV'!M137","v":0},{"$f":"'Solar - PV'!N137","v":0},{"$f":"'Solar - PV'!O137","v":0},{"$f":"'Solar - PV'!P137","v":0},{"$f":"'Solar - PV'!Q137","v":0},{"$f":"'Solar - PV'!R137","v":0},{"$f":"'Solar - PV'!S137","v":0},{"$f":"'Solar - PV'!T137","v":0},{"$f":"'Solar - PV'!U137","v":0},{"$f":"'Solar - PV'!V137","v":0},{"$f":"'Solar - PV'!W137","v":0},{"$f":"'Solar - PV'!X137","v":0},{"$f":"'Solar - PV'!Y137","v":0},{"$f":"'Solar - PV'!Z137","v":0},{"$f":"'Solar - PV'!AA137","v":0},{"$f":"'Solar - PV'!AB137","v":0},{"$f":"'Solar - PV'!AC137","v":0},{"$f":"'Solar - PV'!AD137","v":0},{"$f":"'Solar - PV'!AE137","v":0},{"$f":"'Solar - PV'!AF137","v":0},{"$f":"'Solar - PV'!AG137","v":0},{"$f":"'Solar - PV'!AH137","v":0},{"$f":"'Solar - PV'!AI137","v":0},{"$f":"'Solar - PV'!AJ137","v":0},{"$f":"'Solar - PV'!AK137","v":0},{"$f":"'Solar - PV'!AL137","v":0},{"$f":"'Solar - PV'!AM137","v":0},{"$f":"'Solar - PV'!AN137","v":0},{"$f":"'Solar - PV'!AO137","v":0},{"$f":"'Solar - PV'!AP137","v":0},{"$f":"'Solar - PV'!AQ137","v":0},{"$f":"'Solar - PV'!AR137","v":0},{"$f":"'Solar - PV'!AS137","v":0},{"$f":"'Solar - PV'!AT137","v":0},{"$f":"'Solar - PV'!AU137","v":0},{"$f":"'Solar - PV'!AV137","v":0}]
[null,null,null,null,"Utility PV - 28% - Program Goal",null,null,null,null,null,null,null,{"$f":"'Solar - PV'!#REF!","v":{"$error":"#REF!"}},{"$f":"'Solar - PV'!#REF!","v":{"$error":"#REF!"}},{"$f":"'Solar - PV'!#REF!","v":{"$error":"#REF!"}},{"$f":"'Solar - PV'!#REF!","v":{"$error":"#REF!"}},{"$f":"'Solar - PV'!#REF!","v":{"$error":"#REF!"}},{"$f":"'Solar - PV'!#REF!","v":{"$error":"#REF!"}},null,null,null,{"$f":"'Solar - PV'!L38","v":0},{"$f":"'Solar - PV'!L140","v":0},{"$f":"'Solar - PV'!M140","v":0},{"$f":"'Solar - PV'!N140","v":0},{"$f":"'Solar - PV'!O140","v":0},{"$f":"'Solar - PV'!P140","v":0},{"$f":"'Solar - PV'!Q140","v":0},{"$f":"'Solar - PV'!R140","v":0},{"$f":"'Solar - PV'!S140","v":0},{"$f":"'Solar - PV'!T140","v":0},{"$f":"'Solar - PV'!U140","v":0},{"$f":"'Solar - PV'!V140","v":0},{"$f":"'Solar - PV'!W140","v":0},{"$f":"'Solar - PV'!X140","v":0},{"$f":"'Solar - PV'!Y140","v":0},{"$f":"'Solar - PV'!Z140","v":0},{"$f":"'Solar - PV'!AA140","v":0},{"$f":"'Solar - PV'!AB140","v":0},{"$f":"'Solar - PV'!AC140","v":0},{"$f":"'Solar - PV'!AD140","v":0},{"$f":"'Solar - PV'!AE140","v":0},{"$f":"'Solar - PV'!AF140","v":0},{"$f":"'Solar - PV'!AG140","v":0},{"$f":"'Solar - PV'!AH140","v":0},{"$f":"'Solar - PV'!AI140","v":0},{"$f":"'Solar - PV'!AJ140","v":0},{"$f":"'Solar - PV'!AK140","v":0},{"$f":"'Solar - PV'!AL140","v":0},{"$f":"'Solar - PV'!AM140","v":0},{"$f":"'Solar - PV'!AN140","v":0},{"$f":"'Solar - PV'!AO140","v":0},{"$f":"'Solar - PV'!AP140","v":0},{"$f":"'Solar - PV'!AQ140","v":0},{"$f":"'Solar - PV'!AR140","v":0},{"$f":"'Solar - PV'!AS140","v":0},{"$f":"'Solar - PV'!AT140","v":0},{"$f":"'Solar - PV'!AU140","v":0},{"$f":"'Solar - PV'!AV140","v":0}]
[]
[null,"Grid Connection Costs",null,"Grid Connection Costs (GCC) ($/kW)","Utility PV - 14% - Program Goal",null,null,null,null,null,null,null,null,null,null,null,null,null,null,null,null,{"$f":"'Solar - PV'!L46","v":0},{"$f":"'Solar - PV'!L158","v":0},{"$f":"'Solar - PV'!M158","v":0},{"$f":"'Solar - PV'!N158","v":0},{"$f":"'Solar - PV'!O158","v":0},{"$f":"'Solar - PV'!P158","v":0},{"$f":"'Solar - PV'!Q158","v":0},{"$f":"'Solar - PV'!R158","v":0},{"$f":"'Solar - PV'!S158","v":0},{"$f":"'Solar - PV'!T158","v":0},{"$f":"'Solar - PV'!U158","v":0},{"$f":"'Solar - PV'!V158","v":0},{"$f":"'Solar - PV'!W158","v":0},{"$f":"'Solar - PV'!X158","v":0},{"$f":"'Solar - PV'!Y158","v":0},{"$f":"'Solar - PV'!Z158","v":0},{"$f":"'Solar - PV'!AA158","v":0},{"$f":"'Solar - PV'!AB158","v":0},{"$f":"'Solar - PV'!AC158","v":0},{"$f":"'Solar - PV'!AD158","v":0},{"$f":"'Solar - PV'!AE158","v":0},{"$f":"'Solar - PV'!AF158","v":0},{"$f":"'Solar - PV'!AG158","v":0},{"$f":"'Solar - PV'!AH158","v":0},{"$f":"'Solar - PV'!AI158","v":0},{"$f":"'Solar - PV'!AJ158","v":0},{"$f":"'Solar - PV'!AK158","v":0},{"$f":"'Solar - PV'!AL158","v":0},{"$f":"'Solar - PV'!AM158","v":0},{"$f":"'Solar - PV'!AN158","v":0},{"$f":"'Solar - PV'!AO158","v":0},{"$f":"'Solar - PV'!AP158","v":0},{"$f":"'Solar - PV'!AQ158","v":0},{"$f":"'Solar - PV'!AR158","v":0},{"$f":"'Solar - PV'!AS158","v":0},{"$f":"'Solar - PV'!AT158","v":0},{"$f":"'Solar - PV'!AU158","v":0},{"$f":"'Solar - PV'!AV158","v":0}]
[null,null,null,null,"Utility PV - 20% - Program Goal",null,null,null,null,null,null,null,null,null,null,null,null,null,null,null,null,{"$f":"'Solar - PV'!L47","v":0},{"$f":"'Solar - PV'!L161","v":0},{"$f":"'Solar - PV'!M161","v":0},{"$f":"'Solar - PV'!N161","v":0},{"$f":"'Solar - PV'!O161","v":0},{"$f":"'Solar - PV'!P161","v":0},{"$f":"'Solar - PV'!Q161","v":0},{"$f":"'Solar - PV'!R161","v":0},{"$f":"'Solar - PV'!S161","v":0},{"$f":"'Solar - PV'!T161","v":0},{"$f":"'Solar - PV'!U161","v":0},{"$f":"'Solar - PV'!V161","v":0},{"$f":"'Solar - PV'!W161","v":0},{"$f":"'Solar - PV'!X161","v":0},{"$f":"'Solar - PV'!Y161","v":0},{"$f":"'Solar - PV'!Z161","v":0},{"$f":"'Solar - PV'!AA161","v":0},{"$f":"'Solar - PV'!AB161","v":0},{"$f":"'Solar - PV'!AC161","v":0},{"$f":"'Solar - PV'!AD161","v":0},{"$f":"'Solar - PV'!AE161","v":0},{"$f":"'Solar - PV'!AF161","v":0},{"$f":"'Solar - PV'!AG161","v":0},{"$f":"'Solar - PV'!AH161","v":0},{"$f":"'Solar - PV'!AI161","v":0},{"$f":"'Solar - PV'!AJ161","v":0},{"$f":"'Solar - PV'!AK161","v":0},{"$f":"'Solar - PV'!AL161","v":0},{"$f":"'Solar - PV'!AM161","v":0},{"$f":"'Solar - PV'!AN161","v":0},{"$f":"'Solar - PV'!AO161","v":0},{"$f":"'Solar - PV'!AP161","v":0},{"$f":"'Solar - PV'!AQ161","v":0},{"$f":"'Solar - PV'!AR161","v":0},{"$f":"'Solar - PV'!AS161","v":0},{"$f":"'Solar - PV'!AT161","v":0},{"$f":"'Solar - PV'!AU161","v":0},{"$f":"'Solar - PV'!AV161","v":0}]
[null,null,null,null,"Utility PV - 28% - Program Goal",null,null,null,null,null,null,null,null,null,null,null,null,null,null,null,null,{"$f":"'Solar - PV'!L48","v":0},{"$f":"'Solar - PV'!L164","v":0},{"$f":"'Solar - PV'!M164","v":0},{"$f":"'Solar - PV'!N164","v":0},{"$f":"'Solar - PV'!O164","v":0},{"$f":"'Solar - PV'!P164","v":0},{"$f":"'Solar - PV'!Q164","v":0},{"$f":"'Solar - PV'!R164","v":0},{"$f":"'Solar - PV'!S164","v":0},{"$f":"'Solar - PV'!T164","v":0},{"$f":"'Solar - PV'!U164","v":0},{"$f":"'Solar - PV'!V164","v":0},{"$f":"'Solar - PV'!W164","v":0},{"$f":"'Solar - PV'!X164","v":0},{"$f":"'Solar - PV'!Y164","v":0},{"$f":"'Solar - PV'!Z164","v":0},{"$f":"'Solar - PV'!AA164","v":0},{"$f":"'Solar - PV'!AB164","v":0},{"$f":"'Solar - PV'!AC164","v":0},{"$f":"'Solar - PV'!AD164","v":0},{"$f":"'Solar - PV'!AE164","v":0},{"$f":"'Solar - PV'!AF164","v":0},{"$f":"'Solar - PV'!AG164","v":0},{"$f":"'Solar - PV'!AH164","v":0},{"$f":"'Solar - PV'!AI164","v":0},{"$f":"'Solar - PV'!AJ164","v":0},{"$f":"'Solar - PV'!AK164","v":0},{"$f":"'Solar - PV'!AL164","v":0},{"$f":"'Solar - PV'!AM164","v":0},{"$f":"'Solar - PV'!AN164","v":0},{"$f":"'Solar - PV'!AO164","v":0},{"$f":"'Solar - PV'!AP164","v":0},{"$f":"'Solar - PV'!AQ164","v":0},{"$f":"'Solar - PV'!AR164","v":0},{"$f":"'Solar - PV'!AS164","v":0},{"$f":"'Solar - PV'!AT164","v":0},{"$f":"'Solar - PV'!AU164","v":0},{"$f":"'Solar - PV'!AV164","v":0}]
[]
[null,"LCOE",null,"Levelized Cost of Energy ($/MWh)","Utility PV - 14% - Program Goal",null,null,null,null,null,null,null,null,null,null,null,null,null,null,null,null,{"$f":" (('Solar - PV'!$S$44 * 'Solar - PV'!$S$42 * 'Solar - PV'!$S$40 * (V215 * 1 + V227) +V219) * 1000 / (V211 * 8760)) + V223 + 0","v":232.96414630969153},{"$f":" (('Solar - PV'!$S$44 * 'Solar - PV'!$S$42 * 'Solar - PV'!$S$40 * (W215 * 1 + W227) +W219) * 1000 / (W211 * 8760)) + W223 + 0","v":184.37208263053489},{"$f":" (('Solar - PV'!$S$44 * 'Solar - PV'!$S$42 * 'Solar - PV'!$S$40 * (X215 * 1 + X227) +X219) * 1000 / (X211 * 8760)) + X223 + 0","v":170.18087925181621},{"$f":" (('Solar - PV'!$S$44 * 'Solar - PV'!$S$42 * 'Solar - PV'!$S$40 * (Y215 * 1 + Y227) +Y219) * 1000 / (Y211 * 8760)) + Y223 + 0","v":155.98967587309753},{"$f":" (('Solar - PV'!$S$44 * 'Solar - PV'!$S$42 * 'Solar - PV'!$S$40 * (Z215 * 1 + Z227) +Z219) * 1000 / (Z211 * 8760)) + Z223 + 0","v":140.98307784336774},{"$f":" (('Solar - PV'!$S$44 * 'Solar - PV'!$S$42 * 'Solar - PV'!$S$40 * (AA215 * 1 + AA227) +AA219) * 1000 / (AA211 * 8760)) + AA223 + 0","v":125.97647981363798},{"$f":" (('Solar - PV'!$S$44 * 'Solar - PV'!$S$42 * 'Solar - PV'!$S$40 * (AB215 * 1 + AB227) +AB219) * 1000 / (AB211 * 8760)) + AB223 + 0","v":110.96988178390818},{"$f":" (('Solar - PV'!$S$44 * 'Solar - PV'!$S$42 * 'Solar - PV'!$S$40 * (AC215 * 1 + AC227) +AC219) * 1000 / (AC211 * 8760)) + AC223 + 0","v":96.778678405189524},{"$f":" (('Solar - PV'!$S$44 * 'Solar - PV'!$S$42 * 'Solar - PV'!$S$40 * (AD215 * 1 + AD227) +AD219) * 1000 / (AD211 * 8760)) + AD223 + 0","v":96.778678405189524},{"$f":" (('Solar - PV'!$S$44 * 'Solar - PV'!$S$42 * 'Solar - PV'!$S$40 * (AE215 * 1 + AE227) +AE219) * 1000 / (AE211 * 8760)) + AE223 + 0","v":96.778678405189524},{"$f":" (('Solar - PV'!$S$44 * 'Solar - PV'!$S$42 * 'Solar - PV'!$S$40 * (AF215 * 1 + AF227) +AF219) * 1000 / (AF211 * 8760)) + AF223 + 0","v":96.778678405189524},{"$f":" (('Solar - PV'!$S$44 * 'Solar - PV'!$S$42 * 'Solar - PV'!$S$40 * (AG215 * 1 + AG227) +AG219) * 1000 / (AG211 * 8760)) + AG223 + 0","v":96.778678405189524},{"$f":" (('Solar - PV'!$S$44 * 'Solar - PV'!$S$42 * 'Solar - PV'!$S$40 * (AH215 * 1 + AH227) +AH219) * 1000 / (AH211 * 8760)) + AH223 + 0","v":96.778678405189524},{"$f":" (('Solar - PV'!$S$44 * 'Solar - PV'!$S$42 * 'Solar - PV'!$S$40 * (AI215 * 1 + AI227) +AI219) * 1000 / (AI211 * 8760)) + AI223 + 0","v":96.778678405189524},{"$f":" (('Solar - PV'!$S$44 * 'Solar - PV'!$S$42 * 'Solar - PV'!$S$40 * (AJ215 * 1 + AJ227) +AJ219) * 1000 / (AJ211 * 8760)) + AJ223 + 0","v":96.778678405189524},{"$f":" (('Solar - PV'!$S$44 * 'Solar - PV'!$S$42 * 'Solar - PV'!$S$40 * (AK215 * 1 + AK227) +AK219) * 1000 / (AK211 * 8760)) + AK223 + 0","v":96.778678405189524},{"$f":" (('Solar - PV'!$S$44 * 'Solar - PV'!$S$42 * 'Solar - PV'!$S$40 * (AL215 * 1 + AL227) +AL219) * 1000 / (AL211 * 8760)) + AL223 + 0","v":96.778678405189524},{"$f":" (('Solar - PV'!$S$44 * 'Solar - PV'!$S$42 * 'Solar - PV'!$S$40 * (AM215 * 1 + AM227) +AM219) * 1000 / (AM211 * 8760)) + AM223 + 0","v":96.778678405189524},{"$f":" (('Solar - PV'!$S$44 * 'Solar - PV'!$S$42 * 'Solar - PV'!$S$40 * (AN215 * 1 + AN227) +AN219) * 1000 / (AN211 * 8760)) + AN223 + 0","v":96.778678405189524},{"$f":" (('Solar - PV'!$S$44 * 'Solar - PV'!$S$42 * 'Solar - PV'!$S$40 * (AO215 * 1 + AO227) +AO219) * 1000 / (AO211 * 8760)) + AO223 + 0","v":96.778678405189524},{"$f":" (('Solar - PV'!$S$44 * 'Solar - PV'!$S$42 * 'Solar - PV'!$S$40 * (AP215 * 1 + AP227) +AP219) * 1000 / (AP211 * 8760)) + AP223 + 0","v":96.778678405189524},{"$f":" (('Solar - PV'!$S$44 * 'Solar - PV'!$S$42 * 'Solar - PV'!$S$40 * (AQ215 * 1 + AQ227) +AQ219) * 1000 / (AQ211 * 8760)) + AQ223 + 0","v":96.778678405189524},{"$f":" (('Solar - PV'!$S$44 * 'Solar - PV'!$S$42 * 'Solar - PV'!$S$40 * (AR215 * 1 + AR227) +AR219) * 1000 / (AR211 * 8760)) + AR223 + 0","v":96.778678405189524},{"$f":" (('Solar - PV'!$S$44 * 'Solar - PV'!$S$42 * 'Solar - PV'!$S$40 * (AS215 * 1 + AS227) +AS219) * 1000 / (AS211 * 8760)) + AS223 + 0","v":96.778678405189524},{"$f":" (('Solar - PV'!$S$44 * 'Solar - PV'!$S$42 * 'Solar - PV'!$S$40 * (AT215 * 1 + AT227) +AT219) * 1000 / (AT211 * 8760)) + AT223 + 0","v":96.778678405189524},{"$f":" (('Solar - PV'!$S$44 * 'Solar - PV'!$S$42 * 'Solar - PV'!$S$40 * (AU215 * 1 + AU227) +AU219) * 1000 / (AU211 * 8760)) + AU223 + 0","v":96.778678405189524},{"$f":" (('Solar - PV'!$S$44 * 'Solar - PV'!$S$42 * 'Solar - PV'!$S$40 * (AV215 * 1 + AV227) +AV219) * 1000 / (AV211 * 8760)) + AV223 + 0","v":96.778678405189524},{"$f":" (('Solar - PV'!$S$44 * 'Solar - PV'!$S$42 * 'Solar - PV'!$S$40 * (AW215 * 1 + AW227) +AW219) * 1000 / (AW211 * 8760)) + AW223 + 0","v":96.778678405189524},{"$f":" (('Solar - PV'!$S$44 * 'Solar - PV'!$S$42 * 'Solar - PV'!$S$40 * (AX215 * 1 + AX227) +AX219) * 1000 / (AX211 * 8760)) + AX223 + 0","v":96.778678405189524},{"$f":" (('Solar - PV'!$S$44 * 'Solar - PV'!$S$42 * 'Solar - PV'!$S$40 * (AY215 * 1 + AY227) +AY219) * 1000 / (AY211 * 8760)) + AY223 + 0","v":96.778678405189524},{"$f":" (('Solar - PV'!$S$44 * 'Solar - PV'!$S$42 * 'Solar - PV'!$S$40 * (AZ215 * 1 + AZ227) +AZ219) * 1000 / (AZ211 * 8760)) + AZ223 + 0","v":96.778678405189524},{"$f":" (('Solar - PV'!$S$44 * 'Solar - PV'!$S$42 * 'Solar - PV'!$S$40 * (BA215 * 1 + BA227) +BA219) * 1000 / (BA211 * 8760)) + BA223 + 0","v":96.778678405189524},{"$f":" (('Solar - PV'!$S$44 * 'Solar - PV'!$S$42 * 'Solar - PV'!$S$40 * (BB215 * 1 + BB227) +BB219) * 1000 / (BB211 * 8760)) + BB223 + 0","v":96.778678405189524},{"$f":" (('Solar - PV'!$S$44 * 'Solar - PV'!$S$42 * 'Solar - PV'!$S$40 * (BC215 * 1 + BC227) +BC219) * 1000 / (BC211 * 8760)) + BC223 + 0","v":96.778678405189524},{"$f":" (('Solar - PV'!$S$44 * 'Solar - PV'!$S$42 * 'Solar - PV'!$S$40 * (BD215 * 1 + BD227) +BD219) * 1000 / (BD211 * 8760)) + BD223 + 0","v":96.778678405189524},{"$f":" (('Solar - PV'!$S$44 * 'Solar - PV'!$S$42 * 'Solar - PV'!$S$40 * (BE215 * 1 + BE227) +BE219) * 1000 / (BE211 * 8760)) + BE223 + 0","v":96.778678405189524},{"$f":" (('Solar - PV'!$S$44 * 'Solar - PV'!$S$42 * 'Solar - PV'!$S$40 * (BF215 * 1 + BF227) +BF219) * 1000 / (BF211 * 8760)) + BF223 + 0","v":96.778678405189524},{"$f":" (('Solar - PV'!$S$44 * 'Solar - PV'!$S$42 * 'Solar - PV'!$S$40 * (BG215 * 1 + BG227) +BG219) * 1000 / (BG211 * 8760)) + BG223 + 0","v":96.778678405189524}]
[null,null,null,null,"Utility PV - 20% - Program Goal",null,null,null,null,null,null,null,{"$f":"'Solar - PV'!#REF!","v":{"$error":"#REF!"}},{"$f":"'Solar - PV'!#REF!","v":{"$error":"#REF!"}},{"$f":"'Solar - PV'!#REF!","v":{"$error":"#REF!"}},{"$f":"'Solar - PV'!#REF!","v":{"$error":"#REF!"}},{"$f":"'Solar - PV'!#REF!","v":{"$error":"#REF!"}},{"$f":"'Solar - PV'!#REF!","v":{"$error":"#REF!"}},null,null,null,{"$f":" (('Solar - PV'!$S$44 * 'Solar - PV'!$S$42 * 'Solar - PV'!$S$40 * (V216 * 1 + V228) +V220) * 1000 / (V212 * 8760)) + V224 + 0","v":163.07490241678408},{"$f":" (('Solar - PV'!$S$44 * 'Solar - PV'!$S$42 * 'Solar - PV'!$S$40 * (W216 * 1 + W228) +W220) * 1000 / (W212 * 8760)) + W224 + 0","v":129.06045784137444},{"$f":" (('Solar - PV'!$S$44 * 'Solar - PV'!$S$42 * 'Solar - PV'!$S$40 * (X216 * 1 + X228) +X220) * 1000 / (X212 * 8760)) + X224 + 0","v":119.12661547627135},{"$f":" (('Solar - PV'!$S$44 * 'Solar - PV'!$S$42 * 'Solar - PV'!$S$40 * (Y216 * 1 + Y228) +Y220) * 1000 / (Y212 * 8760)) + Y224 + 0","v":109.19277311116828},{"$f":" (('Solar - PV'!$S$44 * 'Solar - PV'!$S$42 * 'Solar - PV'!$S$40 * (Z216 * 1 + Z228) +Z220) * 1000 / (Z212 * 8760)) + Z224 + 0","v":98.688154490357419},{"$f":" (('Solar - PV'!$S$44 * 'Solar - PV'!$S$42 * 'Solar - PV'!$S$40 * (AA216 * 1 + AA228) +AA220) * 1000 / (AA212 * 8760)) + AA224 + 0","v":88.183535869546589},{"$f":" (('Solar - PV'!$S$44 * 'Solar - PV'!$S$42 * 'Solar - PV'!$S$40 * (AB216 * 1 + AB228) +AB220) * 1000 / (AB212 * 8760)) + AB224 + 0","v":77.678917248735729},{"$f":" (('Solar - PV'!$S$44 * 'Solar - PV'!$S$42 * 'Solar - PV'!$S$40 * (AC216 * 1 + AC228) +AC220) * 1000 / (AC212 * 8760)) + AC224 + 0","v":67.745074883632668},{"$f":" (('Solar - PV'!$S$44 * 'Solar - PV'!$S$42 * 'Solar - PV'!$S$40 * (AD216 * 1 + AD228) +AD220) * 1000 / (AD212 * 8760)) + AD224 + 0","v":67.745074883632668},{"$f":" (('Solar - PV'!$S$44 * 'Solar - PV'!$S$42 * 'Solar - PV'!$S$40 * (AE216 * 1 + AE228) +AE220) * 1000 / (AE212 * 8760)) + AE224 + 0","v":67.745074883632668},{"$f":" (('Solar - PV'!$S$44 * 'Solar - PV'!$S$42 * 'Solar - PV'!$S$40 * (AF216 * 1 + AF228) +AF220) * 1000 / (AF212 * 8760)) + AF224 + 0","v":67.745074883632668},{"$f":" (('Solar - PV'!$S$44 * 'Solar - PV'!$S$42 * 'Solar - PV'!$S$40 * (AG216 * 1 + AG228) +AG220) * 1000 / (AG212 * 8760)) + AG224 + 0","v":67.745074883632668},{"$f":" (('Solar - PV'!$S$44 * 'Solar - PV'!$S$42 * 'Solar - PV'!$S$40 * (AH216 * 1 + AH228) +AH220) * 1000 / (AH212 * 8760)) + AH224 + 0","v":67.745074883632668},{"$f":" (('Solar - PV'!$S$44 * 'Solar - PV'!$S$42 * 'Solar - PV'!$S$40 * (AI216 * 1 + AI228) +AI220) * 1000 / (AI212 * 8760)) + AI224 + 0","v":67.745074883632668},{"$f":" (('Solar - PV'!$S$44 * 'Solar - PV'!$S$42 * 'Solar - PV'!$S$40 * (AJ216 * 1 + AJ228) +AJ220) * 1000 / (AJ212 * 8760)) + AJ224 + 0","v":67.745074883632668},{"$f":" (('Solar - PV'!$S$44 * 'Solar - PV'!$S$42 * 'Solar - PV'!$S$40 * (AK216 * 1 + AK228) +AK220) * 1000 / (AK212 * 8760)) + AK224 + 0","v":67.745074883632668},{"$f":" (('Solar - PV'!$S$44 * 'Solar - PV'!$S$42 * 'Solar - PV'!$S$40 * (AL216 * 1 + AL228) +AL220) * 1000 / (AL212 * 8760)) + AL224 + 0","v":67.745074883632668},{"$f":" (('Solar - PV'!$S$44 * 'Solar - PV'!$S$42 * 'Solar - PV'!$S$40 * (AM216 * 1 + AM228) +AM220) * 1000 / (AM212 * 8760)) + AM224 + 0","v":67.745074883632668},{"$f":" (('Solar - PV'!$S$44 * 'Solar - PV'!$S$42 * 'Solar - PV'!$S$40 * (AN216 * 1 + AN228) +AN220) * 1000 / (AN212 * 8760)) + AN224 + 0","v":67.745074883632668},{"$f":" (('Solar - PV'!$S$44 * 'Solar - PV'!$S$42 * 'Solar - PV'!$S$40 * (AO216 * 1 + AO228) +AO220) * 1000 / (AO212 * 8760)) + AO224 + 0","v":67.745074883632668},{"$f":" (('Solar - PV'!$S$44 * 'Solar - PV'!$S$42 * 'Solar - PV'!$S$40 * (AP216 * 1 + AP228) +AP220) * 1000 / (AP212 * 8760)) + AP224 + 0","v":67.745074883632668},{"$f":" (('Solar - PV'!$S$44 * 'Solar - PV'!$S$42 * 'Solar - PV'!$S$40 * (AQ216 * 1 + AQ228) +AQ220) * 1000 / (AQ212 * 8760)) + AQ224 + 0","v":67.745074883632668},{"$f":" (('Solar - PV'!$S$44 * 'Solar - PV'!$S$42 * 'Solar - PV'!$S$40 * (AR216 * 1 + AR228) +AR220) * 1000 / (AR212 * 8760)) + AR224 + 0","v":67.745074883632668},{"$f":" (('Solar - PV'!$S$44 * 'Solar - PV'!$S$42 * 'Solar - PV'!$S$40 * (AS216 * 1 + AS228) +AS220) * 1000 / (AS212 * 8760)) + AS224 + 0","v":67.745074883632668},{"$f":" (('Solar - PV'!$S$44 * 'Solar - PV'!$S$42 * 'Solar - PV'!$S$40 * (AT216 * 1 + AT228) +AT220) * 1000 / (AT212 * 8760)) + AT224 + 0","v":67.745074883632668},{"$f":" (('Solar - PV'!$S$44 * 'Solar - PV'!$S$42 * 'Solar - PV'!$S$40 * (AU216 * 1 + AU228) +AU220) * 1000 / (AU212 * 8760)) + AU224 + 0","v":67.745074883632668},{"$f":" (('Solar - PV'!$S$44 * 'Solar - PV'!$S$42 * 'Solar - PV'!$S$40 * (AV216 * 1 + AV228) +AV220) * 1000 / (AV212 * 8760)) + AV224 + 0","v":67.745074883632668},{"$f":" (('Solar - PV'!$S$44 * 'Solar - PV'!$S$42 * 'Solar - PV'!$S$40 * (AW216 * 1 + AW228) +AW220) * 1000 / (AW212 * 8760)) + AW224 + 0","v":67.745074883632668},{"$f":" (('Solar - PV'!$S$44 * 'Solar - PV'!$S$42 * 'Solar - PV'!$S$40 * (AX216 * 1 + AX228) +AX220) * 1000 / (AX212 * 8760)) + AX224 + 0","v":67.745074883632668},{"$f":" (('Solar - PV'!$S$44 * 'Solar - PV'!$S$42 * 'Solar - PV'!$S$40 * (AY216 * 1 + AY228) +AY220) * 1000 / (AY212 * 8760)) + AY224 + 0","v":67.745074883632668},{"$f":" (('Solar - PV'!$S$44 * 'Solar - PV'!$S$42 * 'Solar - PV'!$S$40 * (AZ216 * 1 + AZ228) +AZ220) * 1000 / (AZ212 * 8760)) + AZ224 + 0","v":67.745074883632668},{"$f":" (('Solar - PV'!$S$44 * 'Solar - PV'!$S$42 * 'Solar - PV'!$S$40 * (BA216 * 1 + BA228) +BA220) * 1000 / (BA212 * 8760)) + BA224 + 0","v":67.745074883632668},{"$f":" (('Solar - PV'!$S$44 * 'Solar - PV'!$S$42 * 'Solar - PV'!$S$40 * (BB216 * 1 + BB228) +BB220) * 1000 / (BB212 * 8760)) + BB224 + 0","v":67.745074883632668},{"$f":" (('Solar - PV'!$S$44 * 'Solar - PV'!$S$42 * 'Solar - PV'!$S$40 * (BC216 * 1 + BC228) +BC220) * 1000 / (BC212 * 8760)) + BC224 + 0","v":67.745074883632668},{"$f":" (('Solar - PV'!$S$44 * 'Solar - PV'!$S$42 * 'Solar - PV'!$S$40 * (BD216 * 1 + BD228) +BD220) * 1000 / (BD212 * 8760)) + BD224 + 0","v":67.745074883632668},{"$f":" (('Solar - PV'!$S$44 * 'Solar - PV'!$S$42 * 'Solar - PV'!$S$40 * (BE216 * 1 + BE228) +BE220) * 1000 / (BE212 * 8760)) + BE224 + 0","v":67.745074883632668},{"$f":" (('Solar - PV'!$S$44 * 'Solar - PV'!$S$42 * 'Solar - PV'!$S$40 * (BF216 * 1 + BF228) +BF220) * 1000 / (BF212 * 8760)) + BF224 + 0","v":67.745074883632668},{"$f":" (('Solar - PV'!$S$44 * 'Solar - PV'!$S$42 * 'Solar - PV'!$S$40 * (BG216 * 1 + BG228) +BG220) * 1000 / (BG212 * 8760)) + BG224 + 0","v":67.745074883632668}]
[null,null,null,null,"Utility PV - 28% - Program Goal",null,null,null,null,null,null,null,{"$f":"'Solar - PV'!#REF!","v":{"$error":"#REF!"}},{"$f":"'Solar - PV'!#REF!","v":{"$error":"#REF!"}},{"$f":"'Solar - PV'!#REF!","v":{"$error":"#REF!"}},{"$f":"'Solar - PV'!#REF!","v":{"$error":"#REF!"}},{"$f":"'Solar - PV'!#REF!","v":{"$error":"#REF!"}},{"$f":"'Solar - PV'!#REF!","v":{"$error":"#REF!"}},null,null,null,{"$f":" (('Solar - PV'!$S$44 * 'Solar - PV'!$S$42 * 'Solar - PV'!$S$40 * (V217 * 1 + V229) +V221) * 1000 / (V213 * 8760)) + V225 + 0","v":116.48207315484576},{"$f":" (('Solar - PV'!$S$44 * 'Solar - PV'!$S$42 * 'Solar - PV'!$S$40 * (W217 * 1 + W229) +W221) * 1000 / (W213 * 8760)) + W225 + 0","v":92.186041315267445},{"$f":" (('Solar - PV'!$S$44 * 'Solar - PV'!$S$42 * 'Solar - PV'!$S$40 * (X217 * 1 + X229) +X221) * 1000 / (X213 * 8760)) + X225 + 0","v":85.090439625908104},{"$f":" (('Solar - PV'!$S$44 * 'Solar - PV'!$S$42 * 'Solar - PV'!$S$40 * (Y217 * 1 + Y229) +Y221) * 1000 / (Y213 * 8760)) + Y225 + 0","v":77.994837936548763},{"$f":" (('Solar - PV'!$S$44 * 'Solar - PV'!$S$42 * 'Solar - PV'!$S$40 * (Z217 * 1 + Z229) +Z221) * 1000 / (Z213 * 8760)) + Z225 + 0","v":70.491538921683869},{"$f":" (('Solar - PV'!$S$44 * 'Solar - PV'!$S$42 * 'Solar - PV'!$S$40 * (AA217 * 1 + AA229) +AA221) * 1000 / (AA213 * 8760)) + AA225 + 0","v":62.98823990681899},{"$f":" (('Solar - PV'!$S$44 * 'Solar - PV'!$S$42 * 'Solar - PV'!$S$40 * (AB217 * 1 + AB229) +AB221) * 1000 / (AB213 * 8760)) + AB225 + 0","v":55.484940891954089},{"$f":" (('Solar - PV'!$S$44 * 'Solar - PV'!$S$42 * 'Solar - PV'!$S$40 * (AC217 * 1 + AC229) +AC221) * 1000 / (AC213 * 8760)) + AC225 + 0","v":48.389339202594762},{"$f":" (('Solar - PV'!$S$44 * 'Solar - PV'!$S$42 * 'Solar - PV'!$S$40 * (AD217 * 1 + AD229) +AD221) * 1000 / (AD213 * 8760)) + AD225 + 0","v":48.389339202594762},{"$f":" (('Solar - PV'!$S$44 * 'Solar - PV'!$S$42 * 'Solar - PV'!$S$40 * (AE217 * 1 + AE229) +AE221) * 1000 / (AE213 * 8760)) + AE225 + 0","v":48.389339202594762},{"$f":" (('Solar - PV'!$S$44 * 'Solar - PV'!$S$42 * 'Solar - PV'!$S$40 * (AF217 * 1 + AF229) +AF221) * 1000 / (AF213 * 8760)) + AF225 + 0","v":48.389339202594762},{"$f":" (('Solar - PV'!$S$44 * 'Solar - PV'!$S$42 * 'Solar - PV'!$S$40 * (AG217 * 1 + AG229) +AG221) * 1000 / (AG213 * 8760)) + AG225 + 0","v":48.389339202594762},{"$f":" (('Solar - PV'!$S$44 * 'Solar - PV'!$S$42 * 'Solar - PV'!$S$40 * (AH217 * 1 + AH229) +AH221) * 1000 / (AH213 * 8760)) + AH225 + 0","v":48.389339202594762},{"$f":" (('Solar - PV'!$S$44 * 'Solar - PV'!$S$42 * 'Solar - PV'!$S$40 * (AI217 * 1 + AI229) +AI221) * 1000 / (AI213 * 8760)) + AI225 + 0","v":48.389339202594762},{"$f":" (('Solar - PV'!$S$44 * 'Solar - PV'!$S$42 * 'Solar - PV'!$S$40 * (AJ217 * 1 + AJ229) +AJ221) * 1000 / (AJ213 * 8760)) + AJ225 + 0","v":48.389339202594762},{"$f":" (('Solar - PV'!$S$44 * 'Solar - PV'!$S$42 * 'Solar - PV'!$S$40 * (AK217 * 1 + AK229) +AK221) * 1000 / (AK213 * 8760)) + AK225 + 0","v":48.389339202594762},{"$f":" (('Solar - PV'!$S$44 * 'Solar - PV'!$S$42 * 'Solar - PV'!$S$40 * (AL217 * 1 + AL229) +AL221) * 1000 / (AL213 * 8760)) + AL225 + 0","v":48.389339202594762},{"$f":" (('Solar - PV'!$S$44 * 'Solar - PV'!$S$42 * 'Solar - PV'!$S$40 * (AM217 * 1 + AM229) +AM221) * 1000 / (AM213 * 8760)) + AM225 + 0","v":48.389339202594762},{"$f":" (('Solar - PV'!$S$44 * 'Solar - PV'!$S$42 * 'Solar - PV'!$S$40 * (AN217 * 1 + AN229) +AN221) * 1000 / (AN213 * 8760)) + AN225 + 0","v":48.389339202594762},{"$f":" (('Solar - PV'!$S$44 * 'Solar - PV'!$S$42 * 'Solar - PV'!$S$40 * (AO217 * 1 + AO229) +AO221) * 1000 / (AO213 * 8760)) + AO225 + 0","v":48.389339202594762},{"$f":" (('Solar - PV'!$S$44 * 'Solar - PV'!$S$42 * 'Solar - PV'!$S$40 * (AP217 * 1 + AP229) +AP221) * 1000 / (AP213 * 8760)) + AP225 + 0","v":48.389339202594762},{"$f":" (('Solar - PV'!$S$44 * 'Solar - PV'!$S$42 * 'Solar - PV'!$S$40 * (AQ217 * 1 + AQ229) +AQ221) * 1000 / (AQ213 * 8760)) + AQ225 + 0","v":48.389339202594762},{"$f":" (('Solar - PV'!$S$44 * 'Solar - PV'!$S$42 * 'Solar - PV'!$S$40 * (AR217 * 1 + AR229) +AR221) * 1000 / (AR213 * 8760)) + AR225 + 0","v":48.389339202594762},{"$f":" (('Solar - PV'!$S$44 * 'Solar - PV'!$S$42 * 'Solar - PV'!$S$40 * (AS217 * 1 + AS229) +AS221) * 1000 / (AS213 * 8760)) + AS225 + 0","v":48.389339202594762},{"$f":" (('Solar - PV'!$S$44 * 'Solar - PV'!$S$42 * 'Solar - PV'!$S$40 * (AT217 * 1 + AT229) +AT221) * 1000 / (AT213 * 8760)) + AT225 + 0","v":48.389339202594762},{"$f":" (('Solar - PV'!$S$44 * 'Solar - PV'!$S$42 * 'Solar - PV'!$S$40 * (AU217 * 1 + AU229) +AU221) * 1000 / (AU213 * 8760)) + AU225 + 0","v":48.389339202594762},{"$f":" (('Solar - PV'!$S$44 * 'Solar - PV'!$S$42 * 'Solar - PV'!$S$40 * (AV217 * 1 + AV229) +AV221) * 1000 / (AV213 * 8760)) + AV225 + 0","v":48.389339202594762},{"$f":" (('Solar - PV'!$S$44 * 'Solar - PV'!$S$42 * 'Solar - PV'!$S$40 * (AW217 * 1 + AW229) +AW221) * 1000 / (AW213 * 8760)) + AW225 + 0","v":48.389339202594762},{"$f":" (('Solar - PV'!$S$44 * 'Solar - PV'!$S$42 * 'Solar - PV'!$S$40 * (AX217 * 1 + AX229) +AX221) * 1000 / (AX213 * 8760)) + AX225 + 0","v":48.389339202594762},{"$f":" (('Solar - PV'!$S$44 * 'Solar - PV'!$S$42 * 'Solar - PV'!$S$40 * (AY217 * 1 + AY229) +AY221) * 1000 / (AY213 * 8760)) + AY225 + 0","v":48.389339202594762},{"$f":" (('Solar - PV'!$S$44 * 'Solar - PV'!$S$42 * 'Solar - PV'!$S$40 * (AZ217 * 1 + AZ229) +AZ221) * 1000 / (AZ213 * 8760)) + AZ225 + 0","v":48.389339202594762},{"$f":" (('Solar - PV'!$S$44 * 'Solar - PV'!$S$42 * 'Solar - PV'!$S$40 * (BA217 * 1 + BA229) +BA221) * 1000 / (BA213 * 8760)) + BA225 + 0","v":48.389339202594762},{"$f":" (('Solar - PV'!$S$44 * 'Solar - PV'!$S$42 * 'Solar - PV'!$S$40 * (BB217 * 1 + BB229) +BB221) * 1000 / (BB213 * 8760)) + BB225 + 0","v":48.389339202594762},{"$f":" (('Solar - PV'!$S$44 * 'Solar - PV'!$S$42 * 'Solar - PV'!$S$40 * (BC217 * 1 + BC229) +BC221) * 1000 / (BC213 * 8760)) + BC225 + 0","v":48.389339202594762},{"$f":" (('Solar - PV'!$S$44 * 'Solar - PV'!$S$42 * 'Solar - PV'!$S$40 * (BD217 * 1 + BD229) +BD221) * 1000 / (BD213 * 8760)) + BD225 + 0","v":48.389339202594762},{"$f":" (('Solar - PV'!$S$44 * 'Solar - PV'!$S$42 * 'Solar - PV'!$S$40 * (BE217 * 1 + BE229) +BE221) * 1000 / (BE213 * 8760)) + BE225 + 0","v":48.389339202594762},{"$f":" (('Solar - PV'!$S$44 * 'Solar - PV'!$S$42 * 'Solar - PV'!$S$40 * (BF217 * 1 + BF229) +BF221) * 1000 / (BF213 * 8760)) + BF225 + 0","v":48.389339202594762},{"$f":" (('Solar - PV'!$S$44 * 'Solar - PV'!$S$42 * 'Solar - PV'!$S$40 * (BG217 * 1 + BG229) +BG221) * 1000 / (BG213 * 8760)) + BG225 + 0","v":48.389339202594762}]
[]
[]
[]
[]
[]
[]
[]
[]
[]
[]
[]
[]
[]
[]
[]
[]
[]
[]
[]
[]
[]
[]
[]
[]
[]
[]
[]
[]
[]
[]
[]
[]
[]
[]
[]
["Notes:"]
["Program goal is the low case"]
[]
["Solar CSP Program Goal"]
[]
[null,null,null,null,null,{"$f":"F7","v":2000},2001,2002,2003,2004,2005,2006,2007,2008,2009,2010,2011,2012,2010,2011,2012,{"$f":"V7","v":2013},2014,2015,2016,2017,2018,2019,2020,2021,2022,2023,2024,2025,2026,2027,2028,2029,2030,2031,2032,2033,2034,2035,2036,2037,2038,2039,2040,2041,2042,2043,2044,2045,2046,2047,2048,2049,2050]
[null,"Techno-Economic Cost and Performance Parameters",null,"Net Capacity Factor (%)","12 hrs TES - Class 1 - Program Goal",null,null,null,null,null,null,null,null,null,null,null,null,null,null,null,null,{"$f":"'Solar - CSP'!L18","v":0.45},{"$f":"'Solar - CSP'!L170","v":0.45},{"$f":"'Solar - CSP'!M170","v":0.45},{"$f":"'Solar - CSP'!N170","v":0.45},{"$f":"'Solar - CSP'!O170","v":0.45},{"$f":"'Solar - CSP'!P170","v":0.45},{"$f":"'Solar - CSP'!Q170","v":0.45},{"$f":"'Solar - CSP'!R170","v":0.45},{"$f":"'Solar - CSP'!S170","v":0.45},{"$f":"'Solar - CSP'!T170","v":0.45},{"$f":"'Solar - CSP'!U170","v":0.45},{"$f":"'Solar - CSP'!V170","v":0.45},{"$f":"'Solar - CSP'!W170","v":0.45},{"$f":"'Solar - CSP'!X170","v":0.45},{"$f":"'Solar - CSP'!Y170","v":0.45},{"$f":"'Solar - CSP'!Z170","v":0.45},{"$f":"'Solar - CSP'!AA170","v":0.45},{"$f":"'Solar - CSP'!AB170","v":0.45},{"$f":"'Solar - CSP'!AC170","v":0.45},{"$f":"'Solar - CSP'!AD170","v":0.45},{"$f":"'Solar - CSP'!AE170","v":0.45},{"$f":"'Solar - CSP'!AF170","v":0.45},{"$f":"'Solar - CSP'!AG170","v":0.45},{"$f":"'Solar - CSP'!AH170","v":0.45},{"$f":"'Solar - CSP'!AI170","v":0.45},{"$f":"'Solar - CSP'!AJ170","v":0.45},{"$f":"'Solar - CSP'!AK170","v":0.45},{"$f":"'Solar - CSP'!AL170","v":0.45},{"$f":"'Solar - CSP'!AM170","v":0.45},{"$f":"'Solar - CSP'!AN170","v":0.45},{"$f":"'Solar - CSP'!AO170","v":0.45},{"$f":"'Solar - CSP'!AP170","v":0.45},{"$f":"'Solar - CSP'!AQ170","v":0.45},{"$f":"'Solar - CSP'!AR170","v":0.45},{"$f":"'Solar - CSP'!AS170","v":0.45},{"$f":"'Solar - CSP'!AT170","v":0.45},{"$f":"'Solar - CSP'!AU170","v":0.45},{"$f":"'Solar - CSP'!AV170","v":0.45}]
[null,null,null,null,"12 hrs TES - Class 3 - Program Goal",null,null,null,null,null,null,null,null,null,null,null,null,null,null,null,null,{"$f":"'Solar - CSP'!L19","v":0.59},{"$f":"'Solar - CSP'!L173","v":0.59},{"$f":"'Solar - CSP'!M173","v":0.59},{"$f":"'Solar - CSP'!N173","v":0.59},{"$f":"'Solar - CSP'!O173","v":0.59},{"$f":"'Solar - CSP'!P173","v":0.59},{"$f":"'Solar - CSP'!Q173","v":0.59},{"$f":"'Solar - CSP'!R173","v":0.59},{"$f":"'Solar - CSP'!S173","v":0.59},{"$f":"'Solar - CSP'!T173","v":0.59},{"$f":"'Solar - CSP'!U173","v":0.59},{"$f":"'Solar - CSP'!V173","v":0.59},{"$f":"'Solar - CSP'!W173","v":0.59},{"$f":"'Solar - CSP'!X173","v":0.59},{"$f":"'Solar - CSP'!Y173","v":0.59},{"$f":"'Solar - CSP'!Z173","v":0.59},{"$f":"'Solar - CSP'!AA173","v":0.59},{"$f":"'Solar - CSP'!AB173","v":0.59},{"$f":"'Solar - CSP'!AC173","v":0.59},{"$f":"'Solar - CSP'!AD173","v":0.59},{"$f":"'Solar - CSP'!AE173","v":0.59},{"$f":"'Solar - CSP'!AF173","v":0.59},{"$f":"'Solar - CSP'!AG173","v":0.59},{"$f":"'Solar - CSP'!AH173","v":0.59},{"$f":"'Solar - CSP'!AI173","v":0.59},{"$f":"'Solar - CSP'!AJ173","v":0.59},{"$f":"'Solar - CSP'!AK173","v":0.59},{"$f":"'Solar - CSP'!AL173","v":0.59},{"$f":"'Solar - CSP'!AM173","v":0.59},{"$f":"'Solar - CSP'!AN173","v":0.59},{"$f":"'Solar - CSP'!AO173","v":0.59},{"$f":"'Solar - CSP'!AP173","v":0.59},{"$f":"'Solar - CSP'!AQ173","v":0.59},{"$f":"'Solar - CSP'!AR173","v":0.59},{"$f":"'Solar - CSP'!AS173","v":0.59},{"$f":"'Solar - CSP'!AT173","v":0.59},{"$f":"'Solar - CSP'!AU173","v":0.59},{"$f":"'Solar - CSP'!AV173","v":0.59}]
[null,null,null,null,"12 hrs TES - Class 5 - Program Goal",null,null,null,null,null,null,null,null,null,null,null,null,null,null,null,null,{"$f":"'Solar - CSP'!L20","v":0.62},{"$f":"'Solar - CSP'!L176","v":0.62},{"$f":"'Solar - CSP'!M176","v":0.62},{"$f":"'Solar - CSP'!N176","v":0.62},{"$f":"'Solar - CSP'!O176","v":0.62},{"$f":"'Solar - CSP'!P176","v":0.62},{"$f":"'Solar - CSP'!Q176","v":0.62},{"$f":"'Solar - CSP'!R176","v":0.62},{"$f":"'Solar - CSP'!S176","v":0.62},{"$f":"'Solar - CSP'!T176","v":0.62},{"$f":"'Solar - CSP'!U176","v":0.62},{"$f":"'Solar - CSP'!V176","v":0.62},{"$f":"'Solar - CSP'!W176","v":0.62},{"$f":"'Solar - CSP'!X176","v":0.62},{"$f":"'Solar - CSP'!Y176","v":0.62},{"$f":"'Solar - CSP'!Z176","v":0.62},{"$f":"'Solar - CSP'!AA176","v":0.62},{"$f":"'Solar - CSP'!AB176","v":0.62},{"$f":"'Solar - CSP'!AC176","v":0.62},{"$f":"'Solar - CSP'!AD176","v":0.62},{"$f":"'Solar - CSP'!AE176","v":0.62},{"$f":"'Solar - CSP'!AF176","v":0.62},{"$f":"'Solar - CSP'!AG176","v":0.62},{"$f":"'Solar - CSP'!AH176","v":0.62},{"$f":"'Solar - CSP'!AI176","v":0.62},{"$f":"'Solar - CSP'!AJ176","v":0.62},{"$f":"'Solar - CSP'!AK176","v":0.62},{"$f":"'Solar - CSP'!AL176","v":0.62},{"$f":"'Solar - CSP'!AM176","v":0.62},{"$f":"'Solar - CSP'!AN176","v":0.62},{"$f":"'Solar - CSP'!AO176","v":0.62},{"$f":"'Solar - CSP'!AP176","v":0.62},{"$f":"'Solar - CSP'!AQ176","v":0.62},{"$f":"'Solar - CSP'!AR176","v":0.62},{"$f":"'Solar - CSP'!AS176","v":0.62},{"$f":"'Solar - CSP'!AT176","v":0.62},{"$f":"'Solar - CSP'!AU176","v":0.62},{"$f":"'Solar - CSP'!AV176","v":0.62}]
[]
[null,null,null,"Overnight Capital Cost ($/kW)","12 hrs TES - Class 1 - Program Goal",null,null,null,null,null,null,null,null,null,null,null,null,null,null,null,null,{"$f":"'Solar - CSP'!L58","v":8531.5},{"$f":"'Solar - CSP'!L366","v":8531.5},{"$f":"'Solar - CSP'!M366","v":8531.5},{"$f":"'Solar - CSP'!N366","v":5909.5},{"$f":"'Solar - CSP'!O366","v":5358.5},{"$f":"'Solar - CSP'!P366","v":4809},{"$f":"'Solar - CSP'!Q366","v":4258},{"$f":"'Solar - CSP'!R366","v":3709.5},{"$f":"'Solar - CSP'!S366","v":3709.5},{"$f":"'Solar - CSP'!T366","v":3709.5},{"$f":"'Solar - CSP'!U366","v":3709.5},{"$f":"'Solar - CSP'!V366","v":3709.5},{"$f":"'Solar - CSP'!W366","v":3709.5},{"$f":"'Solar - CSP'!X366","v":3709.5},{"$f":"'Solar - CSP'!Y366","v":3709.5},{"$f":"'Solar - CSP'!Z366","v":3709.5},{"$f":"'Solar - CSP'!AA366","v":3709.5},{"$f":"'Solar - CSP'!AB366","v":3709.5},{"$f":"'Solar - CSP'!AC366","v":3709.5},{"$f":"'Solar - CSP'!AD366","v":3709.5},{"$f":"'Solar - CSP'!AE366","v":3709.5},{"$f":"'Solar - CSP'!AF366","v":3709.5},{"$f":"'Solar - CSP'!AG366","v":3709.5},{"$f":"'Solar - CSP'!AH366","v":3709.5},{"$f":"'Solar - CSP'!AI366","v":3709.5},{"$f":"'Solar - CSP'!AJ366","v":3709.5},{"$f":"'Solar - CSP'!AK366","v":3709.5},{"$f":"'Solar - CSP'!AL366","v":3709.5},{"$f":"'Solar - CSP'!AM366","v":3709.5},{"$f":"'Solar - CSP'!AN366","v":3709.5},{"$f":"'Solar - CSP'!AO366","v":3709.5},{"$f":"'Solar - CSP'!AP366","v":3709.5},{"$f":"'Solar - CSP'!AQ366","v":3709.5},{"$f":"'Solar - CSP'!AR366","v":3709.5},{"$f":"'Solar - CSP'!AS366","v":3709.5},{"$f":"'Solar - CSP'!AT366","v":3709.5},{"$f":"'Solar - CSP'!AU366","v":3709.5},{"$f":"'Solar - CSP'!AV366","v":3709.5}]
[null,null,null,null,"12 hrs TES - Class 3 - Program Goal",null,null,null,null,null,null,null,null,null,null,null,null,null,null,null,null,{"$f":"'Solar - CSP'!L59","v":8531.5},{"$f":"'Solar - CSP'!L369","v":8531.5},{"$f":"'Solar - CSP'!M369","v":8531.5},{"$f":"'Solar - CSP'!N369","v":5909.5},{"$f":"'Solar - CSP'!O369","v":5358.5},{"$f":"'Solar - CSP'!P369","v":4809},{"$f":"'Solar - CSP'!Q369","v":4258},{"$f":"'Solar - CSP'!R369","v":3709.5},{"$f":"'Solar - CSP'!S369","v":3709.5},{"$f":"'Solar - CSP'!T369","v":3709.5},{"$f":"'Solar - CSP'!U369","v":3709.5},{"$f":"'Solar - CSP'!V369","v":3709.5},{"$f":"'Solar - CSP'!W369","v":3709.5},{"$f":"'Solar - CSP'!X369","v":3709.5},{"$f":"'Solar - CSP'!Y369","v":3709.5},{"$f":"'Solar - CSP'!Z369","v":3709.5},{"$f":"'Solar - CSP'!AA369","v":3709.5},{"$f":"'Solar - CSP'!AB369","v":3709.5},{"$f":"'Solar - CSP'!AC369","v":3709.5},{"$f":"'Solar - CSP'!AD369","v":3709.5},{"$f":"'Solar - CSP'!AE369","v":3709.5},{"$f":"'Solar - CSP'!AF369","v":3709.5},{"$f":"'Solar - CSP'!AG369","v":3709.5},{"$f":"'Solar - CSP'!AH369","v":3709.5},{"$f":"'Solar - CSP'!AI369","v":3709.5},{"$f":"'Solar - CSP'!AJ369","v":3709.5},{"$f":"'Solar - CSP'!AK369","v":3709.5},{"$f":"'Solar - CSP'!AL369","v":3709.5},{"$f":"'Solar - CSP'!AM369","v":3709.5},{"$f":"'Solar - CSP'!AN369","v":3709.5},{"$f":"'Solar - CSP'!AO369","v":3709.5},{"$f":"'Solar - CSP'!AP369","v":3709.5},{"$f":"'Solar - CSP'!AQ369","v":3709.5},{"$f":"'Solar - CSP'!AR369","v":3709.5},{"$f":"'Solar - CSP'!AS369","v":3709.5},{"$f":"'Solar - CSP'!AT369","v":3709.5},{"$f":"'Solar - CSP'!AU369","v":3709.5},{"$f":"'Solar - CSP'!AV369","v":3709.5}]
[null,null,null,null,"12 hrs TES - Class 5 - Program Goal",null,null,null,null,null,null,null,null,null,null,null,null,null,null,null,null,{"$f":"'Solar - CSP'!L60","v":8531.5},{"$f":"'Solar - CSP'!L372","v":8531.5},{"$f":"'Solar - CSP'!M372","v":8531.5},{"$f":"'Solar - CSP'!N372","v":5909.5},{"$f":"'Solar - CSP'!O372","v":5358.5},{"$f":"'Solar - CSP'!P372","v":4809},{"$f":"'Solar - CSP'!Q372","v":4258},{"$f":"'Solar - CSP'!R372","v":3709.5},{"$f":"'Solar - CSP'!S372","v":3709.5},{"$f":"'Solar - CSP'!T372","v":3709.5},{"$f":"'Solar - CSP'!U372","v":3709.5},{"$f":"'Solar - CSP'!V372","v":3709.5},{"$f":"'Solar - CSP'!W372","v":3709.5},{"$f":"'Solar - CSP'!X372","v":3709.5},{"$f":"'Solar - CSP'!Y372","v":3709.5},{"$f":"'Solar - CSP'!Z372","v":3709.5},{"$f":"'Solar - CSP'!AA372","v":3709.5},{"$f":"'Solar - CSP'!AB372","v":3709.5},{"$f":"'Solar - CSP'!AC372","v":3709.5},{"$f":"'Solar - CSP'!AD372","v":3709.5},{"$f":"'Solar - CSP'!AE372","v":3709.5},{"$f":"'Solar - CSP'!AF372","v":3709.5},{"$f":"'Solar - CSP'!AG372","v":3709.5},{"$f":"'Solar - CSP'!AH372","v":3709.5},{"$f":"'Solar - CSP'!AI372","v":3709.5},{"$f":"'Solar - CSP'!AJ372","v":3709.5},{"$f":"'Solar - CSP'!AK372","v":3709.5},{"$f":"'Solar - CSP'!AL372","v":3709.5},{"$f":"'Solar - CSP'!AM372","v":3709.5},{"$f":"'Solar - CSP'!AN372","v":3709.5},{"$f":"'Solar - CSP'!AO372","v":3709.5},{"$f":"'Solar - CSP'!AP372","v":3709.5},{"$f":"'Solar - CSP'!AQ372","v":3709.5},{"$f":"'Solar - CSP'!AR372","v":3709.5},{"$f":"'Solar - CSP'!AS372","v":3709.5},{"$f":"'Solar - CSP'!AT372","v":3709.5},{"$f":"'Solar - CSP'!AU372","v":3709.5},{"$f":"'Solar - CSP'!AV372","v":3709.5}]
[]
[null,null,null,"Fixed Operation and Maintenance Expenses ($/kW)","12 hrs TES - Class 1 - Program Goal",null,null,null,null,null,null,null,null,null,null,null,null,null,null,null,null,{"$f":"'Solar - CSP'!L68","v":75},{"$f":"'Solar - CSP'!L394","v":71},{"$f":"'Solar - CSP'!M394","v":68},{"$f":"'Solar - CSP'!N394","v":65},{"$f":"'Solar - CSP'!O394","v":61},{"$f":"'Solar - CSP'!P394","v":58},{"$f":"'Solar - CSP'!Q394","v":54},{"$f":"'Solar - CSP'!R394","v":51},{"$f":"'Solar - CSP'!S394","v":51},{"$f":"'Solar - CSP'!T394","v":51},{"$f":"'Solar - CSP'!U394","v":51},{"$f":"'Solar - CSP'!V394","v":51},{"$f":"'Solar - CSP'!W394","v":51},{"$f":"'Solar - CSP'!X394","v":51},{"$f":"'Solar - CSP'!Y394","v":51},{"$f":"'Solar - CSP'!Z394","v":51},{"$f":"'Solar - CSP'!AA394","v":51},{"$f":"'Solar - CSP'!AB394","v":51},{"$f":"'Solar - CSP'!AC394","v":51},{"$f":"'Solar - CSP'!AD394","v":51},{"$f":"'Solar - CSP'!AE394","v":51},{"$f":"'Solar - CSP'!AF394","v":51},{"$f":"'Solar - CSP'!AG394","v":51},{"$f":"'Solar - CSP'!AH394","v":51},{"$f":"'Solar - CSP'!AI394","v":51},{"$f":"'Solar - CSP'!AJ394","v":51},{"$f":"'Solar - CSP'!AK394","v":51},{"$f":"'Solar - CSP'!AL394","v":51},{"$f":"'Solar - CSP'!AM394","v":51},{"$f":"'Solar - CSP'!AN394","v":51},{"$f":"'Solar - CSP'!AO394","v":51},{"$f":"'Solar - CSP'!AP394","v":51},{"$f":"'Solar - CSP'!AQ394","v":51},{"$f":"'Solar - CSP'!AR394","v":51},{"$f":"'Solar - CSP'!AS394","v":51},{"$f":"'Solar - CSP'!AT394","v":51},{"$f":"'Solar - CSP'!AU394","v":51},{"$f":"'Solar - CSP'!AV394","v":51}]
[null,null,null,null,"12 hrs TES - Class 3 - Program Goal",null,null,null,null,null,null,null,null,null,null,null,null,null,null,null,null,{"$f":"'Solar - CSP'!L69","v":75},{"$f":"'Solar - CSP'!L397","v":71},{"$f":"'Solar - CSP'!M397","v":68},{"$f":"'Solar - CSP'!N397","v":65},{"$f":"'Solar - CSP'!O397","v":61},{"$f":"'Solar - CSP'!P397","v":58},{"$f":"'Solar - CSP'!Q397","v":54},{"$f":"'Solar - CSP'!R397","v":51},{"$f":"'Solar - CSP'!S397","v":51},{"$f":"'Solar - CSP'!T397","v":51},{"$f":"'Solar - CSP'!U397","v":51},{"$f":"'Solar - CSP'!V397","v":51},{"$f":"'Solar - CSP'!W397","v":51},{"$f":"'Solar - CSP'!X397","v":51},{"$f":"'Solar - CSP'!Y397","v":51},{"$f":"'Solar - CSP'!Z397","v":51},{"$f":"'Solar - CSP'!AA397","v":51},{"$f":"'Solar - CSP'!AB397","v":51},{"$f":"'Solar - CSP'!AC397","v":51},{"$f":"'Solar - CSP'!AD397","v":51},{"$f":"'Solar - CSP'!AE397","v":51},{"$f":"'Solar - CSP'!AF397","v":51},{"$f":"'Solar - CSP'!AG397","v":51},{"$f":"'Solar - CSP'!AH397","v":51},{"$f":"'Solar - CSP'!AI397","v":51},{"$f":"'Solar - CSP'!AJ397","v":51},{"$f":"'Solar - CSP'!AK397","v":51},{"$f":"'Solar - CSP'!AL397","v":51},{"$f":"'Solar - CSP'!AM397","v":51},{"$f":"'Solar - CSP'!AN397","v":51},{"$f":"'Solar - CSP'!AO397","v":51},{"$f":"'Solar - CSP'!AP397","v":51},{"$f":"'Solar - CSP'!AQ397","v":51},{"$f":"'Solar - CSP'!AR397","v":51},{"$f":"'Solar - CSP'!AS397","v":51},{"$f":"'Solar - CSP'!AT397","v":51},{"$f":"'Solar - CSP'!AU397","v":51},{"$f":"'Solar - CSP'!AV397","v":51}]
[null,null,null,null,"12 hrs TES - Class 5 - Program Goal",null,null,null,null,null,null,null,null,null,null,null,null,null,null,null,null,{"$f":"'Solar - CSP'!L70","v":75},{"$f":"'Solar - CSP'!L400","v":71},{"$f":"'Solar - CSP'!M400","v":68},{"$f":"'Solar - CSP'!N400","v":65},{"$f":"'Solar - CSP'!O400","v":61},{"$f":"'Solar - CSP'!P400","v":58},{"$f":"'Solar - CSP'!Q400","v":54},{"$f":"'Solar - CSP'!R400","v":51},{"$f":"'Solar - CSP'!S400","v":51},{"$f":"'Solar - CSP'!T400","v":51},{"$f":"'Solar - CSP'!U400","v":51},{"$f":"'Solar - CSP'!V400","v":51},{"$f":"'Solar - CSP'!W400","v":51},{"$f":"'Solar - CSP'!X400","v":51},{"$f":"'Solar - CSP'!Y400","v":51},{"$f":"'Solar - CSP'!Z400","v":51},{"$f":"'Solar - CSP'!AA400","v":51},{"$f":"'Solar - CSP'!AB400","v":51},{"$f":"'Solar - CSP'!AC400","v":51},{"$f":"'Solar - CSP'!AD400","v":51},{"$f":"'Solar - CSP'!AE400","v":51},{"$f":"'Solar - CSP'!AF400","v":51},{"$f":"'Solar - CSP'!AG400","v":51},{"$f":"'Solar - CSP'!AH400","v":51},{"$f":"'Solar - CSP'!AI400","v":51},{"$f":"'Solar - CSP'!AJ400","v":51},{"$f":"'Solar - CSP'!AK400","v":51},{"$f":"'Solar - CSP'!AL400","v":51},{"$f":"'Solar - CSP'!AM400","v":51},{"$f":"'Solar - CSP'!AN400","v":51},{"$f":"'Solar - CSP'!AO400","v":51},{"$f":"'Solar - CSP'!AP400","v":51},{"$f":"'Solar - CSP'!AQ400","v":51},{"$f":"'Solar - CSP'!AR400","v":51},{"$f":"'Solar - CSP'!AS400","v":51},{"$f":"'Solar - CSP'!AT400","v":51},{"$f":"'Solar - CSP'!AU400","v":51},{"$f":"'Solar - CSP'!AV400","v":51}]
[]
[null,null,null,"Variable Operation and Maintenance Expenses ($/MWh)","12 hrs TES - Class 1 - Program Goal",null,null,null,null,null,null,null,null,null,null,null,null,null,null,null,null,{"$f":"'Solar - CSP'!L78","v":3},{"$f":"'Solar - CSP'!L422","v":3},{"$f":"'Solar - CSP'!M422","v":3},{"$f":"'Solar - CSP'!N422","v":3},{"$f":"'Solar - CSP'!O422","v":3},{"$f":"'Solar - CSP'!P422","v":3},{"$f":"'Solar - CSP'!Q422","v":3},{"$f":"'Solar - CSP'!R422","v":3},{"$f":"'Solar - CSP'!S422","v":3},{"$f":"'Solar - CSP'!T422","v":3},{"$f":"'Solar - CSP'!U422","v":3},{"$f":"'Solar - CSP'!V422","v":3},{"$f":"'Solar - CSP'!W422","v":3},{"$f":"'Solar - CSP'!X422","v":3},{"$f":"'Solar - CSP'!Y422","v":3},{"$f":"'Solar - CSP'!Z422","v":3},{"$f":"'Solar - CSP'!AA422","v":3},{"$f":"'Solar - CSP'!AB422","v":3},{"$f":"'Solar - CSP'!AC422","v":3},{"$f":"'Solar - CSP'!AD422","v":3},{"$f":"'Solar - CSP'!AE422","v":3},{"$f":"'Solar - CSP'!AF422","v":3},{"$f":"'Solar - CSP'!AG422","v":3},{"$f":"'Solar - CSP'!AH422","v":3},{"$f":"'Solar - CSP'!AI422","v":3},{"$f":"'Solar - CSP'!AJ422","v":3},{"$f":"'Solar - CSP'!AK422","v":3},{"$f":"'Solar - CSP'!AL422","v":3},{"$f":"'Solar - CSP'!AM422","v":3},{"$f":"'Solar - CSP'!AN422","v":3},{"$f":"'Solar - CSP'!AO422","v":3},{"$f":"'Solar - CSP'!AP422","v":3},{"$f":"'Solar - CSP'!AQ422","v":3},{"$f":"'Solar - CSP'!AR422","v":3},{"$f":"'Solar - CSP'!AS422","v":3},{"$f":"'Solar - CSP'!AT422","v":3},{"$f":"'Solar - CSP'!AU422","v":3},{"$f":"'Solar - CSP'!AV422","v":3}]
[null,null,null,null,"12 hrs TES - Class 3 - Program Goal",null,null,null,null,null,null,null,null,null,null,null,null,null,null,null,null,{"$f":"'Solar - CSP'!L79","v":3},{"$f":"'Solar - CSP'!L425","v":3},{"$f":"'Solar - CSP'!M425","v":3},{"$f":"'Solar - CSP'!N425","v":3},{"$f":"'Solar - CSP'!O425","v":3},{"$f":"'Solar - CSP'!P425","v":3},{"$f":"'Solar - CSP'!Q425","v":3},{"$f":"'Solar - CSP'!R425","v":3},{"$f":"'Solar - CSP'!S425","v":3},{"$f":"'Solar - CSP'!T425","v":3},{"$f":"'Solar - CSP'!U425","v":3},{"$f":"'Solar - CSP'!V425","v":3},{"$f":"'Solar - CSP'!W425","v":3},{"$f":"'Solar - CSP'!X425","v":3},{"$f":"'Solar - CSP'!Y425","v":3},{"$f":"'Solar - CSP'!Z425","v":3},{"$f":"'Solar - CSP'!AA425","v":3},{"$f":"'Solar - CSP'!AB425","v":3},{"$f":"'Solar - CSP'!AC425","v":3},{"$f":"'Solar - CSP'!AD425","v":3},{"$f":"'Solar - CSP'!AE425","v":3},{"$f":"'Solar - CSP'!AF425","v":3},{"$f":"'Solar - CSP'!AG425","v":3},{"$f":"'Solar - CSP'!AH425","v":3},{"$f":"'Solar - CSP'!AI425","v":3},{"$f":"'Solar - CSP'!AJ425","v":3},{"$f":"'Solar - CSP'!AK425","v":3},{"$f":"'Solar - CSP'!AL425","v":3},{"$f":"'Solar - CSP'!AM425","v":3},{"$f":"'Solar - CSP'!AN425","v":3},{"$f":"'Solar - CSP'!AO425","v":3},{"$f":"'Solar - CSP'!AP425","v":3},{"$f":"'Solar - CSP'!AQ425","v":3},{"$f":"'Solar - CSP'!AR425","v":3},{"$f":"'Solar - CSP'!AS425","v":3},{"$f":"'Solar - CSP'!AT425","v":3},{"$f":"'Solar - CSP'!AU425","v":3},{"$f":"'Solar - CSP'!AV425","v":3}]
[null,null,null,null,"12 hrs TES - Class 5 - Program Goal",null,null,null,null,null,null,null,null,null,null,null,null,null,null,null,null,{"$f":"'Solar - CSP'!L80","v":3},{"$f":"'Solar - CSP'!L428","v":3},{"$f":"'Solar - CSP'!M428","v":3},{"$f":"'Solar - CSP'!N428","v":3},{"$f":"'Solar - CSP'!O428","v":3},{"$f":"'Solar - CSP'!P428","v":3},{"$f":"'Solar - CSP'!Q428","v":3},{"$f":"'Solar - CSP'!R428","v":3},{"$f":"'Solar - CSP'!S428","v":3},{"$f":"'Solar - CSP'!T428","v":3},{"$f":"'Solar - CSP'!U428","v":3},{"$f":"'Solar - CSP'!V428","v":3},{"$f":"'Solar - CSP'!W428","v":3},{"$f":"'Solar - CSP'!X428","v":3},{"$f":"'Solar - CSP'!Y428","v":3},{"$f":"'Solar - CSP'!Z428","v":3},{"$f":"'Solar - CSP'!AA428","v":3},{"$f":"'Solar - CSP'!AB428","v":3},{"$f":"'Solar - CSP'!AC428","v":3},{"$f":"'Solar - CSP'!AD428","v":3},{"$f":"'Solar - CSP'!AE428","v":3},{"$f":"'Solar - CSP'!AF428","v":3},{"$f":"'Solar - CSP'!AG428","v":3},{"$f":"'Solar - CSP'!AH428","v":3},{"$f":"'Solar - CSP'!AI428","v":3},{"$f":"'Solar - CSP'!AJ428","v":3},{"$f":"'Solar - CSP'!AK428","v":3},{"$f":"'Solar - CSP'!AL428","v":3},{"$f":"'Solar - CSP'!AM428","v":3},{"$f":"'Solar - CSP'!AN428","v":3},{"$f":"'Solar - CSP'!AO428","v":3},{"$f":"'Solar - CSP'!AP428","v":3},{"$f":"'Solar - CSP'!AQ428","v":3},{"$f":"'Solar - CSP'!AR428","v":3},{"$f":"'Solar - CSP'!AS428","v":3},{"$f":"'Solar - CSP'!AT428","v":3},{"$f":"'Solar - CSP'!AU428","v":3},{"$f":"'Solar - CSP'!AV428","v":3}]
[]
[null,"Grid Connection Costs",null,"Grid Connection Costs (GCC) ($/kW)","12 hrs TES - Class 1 - Program Goal",null,null,null,null,null,null,null,null,null,null,null,null,null,null,null,null,{"$f":"'Solar - CSP'!L100","v":0},{"$f":"'Solar - CSP'!L482","v":0},{"$f":"'Solar - CSP'!M482","v":0},{"$f":"'Solar - CSP'!N482","v":0},{"$f":"'Solar - CSP'!O482","v":0},{"$f":"'Solar - CSP'!P482","v":0},{"$f":"'Solar - CSP'!Q482","v":0},{"$f":"'Solar - CSP'!R482","v":0},{"$f":"'Solar - CSP'!S482","v":0},{"$f":"'Solar - CSP'!T482","v":0},{"$f":"'Solar - CSP'!U482","v":0},{"$f":"'Solar - CSP'!V482","v":0},{"$f":"'Solar - CSP'!W482","v":0},{"$f":"'Solar - CSP'!X482","v":0},{"$f":"'Solar - CSP'!Y482","v":0},{"$f":"'Solar - CSP'!Z482","v":0},{"$f":"'Solar - CSP'!AA482","v":0},{"$f":"'Solar - CSP'!AB482","v":0},{"$f":"'Solar - CSP'!AC482","v":0},{"$f":"'Solar - CSP'!AD482","v":0},{"$f":"'Solar - CSP'!AE482","v":0},{"$f":"'Solar - CSP'!AF482","v":0},{"$f":"'Solar - CSP'!AG482","v":0},{"$f":"'Solar - CSP'!AH482","v":0},{"$f":"'Solar - CSP'!AI482","v":0},{"$f":"'Solar - CSP'!AJ482","v":0},{"$f":"'Solar - CSP'!AK482","v":0},{"$f":"'Solar - CSP'!AL482","v":0},{"$f":"'Solar - CSP'!AM482","v":0},{"$f":"'Solar - CSP'!AN482","v":0},{"$f":"'Solar - CSP'!AO482","v":0},{"$f":"'Solar - CSP'!AP482","v":0},{"$f":"'Solar - CSP'!AQ482","v":0},{"$f":"'Solar - CSP'!AR482","v":0},{"$f":"'Solar - CSP'!AS482","v":0},{"$f":"'Solar - CSP'!AT482","v":0},{"$f":"'Solar - CSP'!AU482","v":0},{"$f":"'Solar - CSP'!AV482","v":0}]
[null,null,null,null,"12 hrs TES - Class 3 - Program Goal",null,null,null,null,null,null,null,null,null,null,null,null,null,null,null,null,{"$f":"'Solar - CSP'!L101","v":0},{"$f":"'Solar - CSP'!L485","v":0},{"$f":"'Solar - CSP'!M485","v":0},{"$f":"'Solar - CSP'!N485","v":0},{"$f":"'Solar - CSP'!O485","v":0},{"$f":"'Solar - CSP'!P485","v":0},{"$f":"'Solar - CSP'!Q485","v":0},{"$f":"'Solar - CSP'!R485","v":0},{"$f":"'Solar - CSP'!S485","v":0},{"$f":"'Solar - CSP'!T485","v":0},{"$f":"'Solar - CSP'!U485","v":0},{"$f":"'Solar - CSP'!V485","v":0},{"$f":"'Solar - CSP'!W485","v":0},{"$f":"'Solar - CSP'!X485","v":0},{"$f":"'Solar - CSP'!Y485","v":0},{"$f":"'Solar - CSP'!Z485","v":0},{"$f":"'Solar - CSP'!AA485","v":0},{"$f":"'Solar - CSP'!AB485","v":0},{"$f":"'Solar - CSP'!AC485","v":0},{"$f":"'Solar - CSP'!AD485","v":0},{"$f":"'Solar - CSP'!AE485","v":0},{"$f":"'Solar - CSP'!AF485","v":0},{"$f":"'Solar - CSP'!AG485","v":0},{"$f":"'Solar - CSP'!AH485","v":0},{"$f":"'Solar - CSP'!AI485","v":0},{"$f":"'Solar - CSP'!AJ485","v":0},{"$f":"'Solar - CSP'!AK485","v":0},{"$f":"'Solar - CSP'!AL485","v":0},{"$f":"'Solar - CSP'!AM485","v":0},{"$f":"'Solar - CSP'!AN485","v":0},{"$f":"'Solar - CSP'!AO485","v":0},{"$f":"'Solar - CSP'!AP485","v":0},{"$f":"'Solar - CSP'!AQ485","v":0},{"$f":"'Solar - CSP'!AR485","v":0},{"$f":"'Solar - CSP'!AS485","v":0},{"$f":"'Solar - CSP'!AT485","v":0},{"$f":"'Solar - CSP'!AU485","v":0},{"$f":"'Solar - CSP'!AV485","v":0}]
[null,null,null,null,"12 hrs TES - Class 5 - Program Goal",null,null,null,null,null,null,null,null,null,null,null,null,null,null,null,null,{"$f":"'Solar - CSP'!L102","v":0},{"$f":"'Solar - CSP'!L488","v":0},{"$f":"'Solar - CSP'!M488","v":0},{"$f":"'Solar - CSP'!N488","v":0},{"$f":"'Solar - CSP'!O488","v":0},{"$f":"'Solar - CSP'!P488","v":0},{"$f":"'Solar - CSP'!Q488","v":0},{"$f":"'Solar - CSP'!R488","v":0},{"$f":"'Solar - CSP'!S488","v":0},{"$f":"'Solar - CSP'!T488","v":0},{"$f":"'Solar - CSP'!U488","v":0},{"$f":"'Solar - CSP'!V488","v":0},{"$f":"'Solar - CSP'!W488","v":0},{"$f":"'Solar - CSP'!X488","v":0},{"$f":"'Solar - CSP'!Y488","v":0},{"$f":"'Solar - CSP'!Z488","v":0},{"$f":"'Solar - CSP'!AA488","v":0},{"$f":"'Solar - CSP'!AB488","v":0},{"$f":"'Solar - CSP'!AC488","v":0},{"$f":"'Solar - CSP'!AD488","v":0},{"$f":"'Solar - CSP'!AE488","v":0},{"$f":"'Solar - CSP'!AF488","v":0},{"$f":"'Solar - CSP'!AG488","v":0},{"$f":"'Solar - CSP'!AH488","v":0},{"$f":"'Solar - CSP'!AI488","v":0},{"$f":"'Solar - CSP'!AJ488","v":0},{"$f":"'Solar - CSP'!AK488","v":0},{"$f":"'Solar - CSP'!AL488","v":0},{"$f":"'Solar - CSP'!AM488","v":0},{"$f":"'Solar - CSP'!AN488","v":0},{"$f":"'Solar - CSP'!AO488","v":0},{"$f":"'Solar - CSP'!AP488","v":0},{"$f":"'Solar - CSP'!AQ488","v":0},{"$f":"'Solar - CSP'!AR488","v":0},{"$f":"'Solar - CSP'!AS488","v":0},{"$f":"'Solar - CSP'!AT488","v":0},{"$f":"'Solar - CSP'!AU488","v":0},{"$f":"'Solar - CSP'!AV488","v":0}]
[]
[null,"LCOE",null,"Levelized Cost of Energy ($/MWh)","12 hrs TES - Class 1 - Program Goal",null,null,null,null,null,null,null,null,null,null,null,null,null,null,null,null,{"$f":" (('Solar - CSP'!$S$50 * 'Solar - CSP'!$S$48 * 'Solar - CSP'!$S$46 * (V279 * 1 +V291) +V283) * 1000 / (V275 * 8760)) + V287 + 0","v":249.43660716817072},{"$f":" (('Solar - CSP'!$S$50 * 'Solar - CSP'!$S$48 * 'Solar - CSP'!$S$46 * (W279 * 1 +W291) +W283) * 1000 / (W275 * 8760)) + W287 + 0","v":248.42189382469024},{"$f":" (('Solar - CSP'!$S$50 * 'Solar - CSP'!$S$48 * 'Solar - CSP'!$S$46 * (X279 * 1 +X291) +X283) * 1000 / (X275 * 8760)) + X287 + 0","v":247.66085881707988},{"$f":" (('Solar - CSP'!$S$50 * 'Solar - CSP'!$S$48 * 'Solar - CSP'!$S$46 * (Y279 * 1 +Y291) +Y283) * 1000 / (Y275 * 8760)) + Y287 + 0","v":177.00930757597192},{"$f":" (('Solar - CSP'!$S$50 * 'Solar - CSP'!$S$48 * 'Solar - CSP'!$S$46 * (Z279 * 1 +Z291) +Z283) * 1000 / (Z275 * 8760)) + Z287 + 0","v":161.30745676313325},{"$f":" (('Solar - CSP'!$S$50 * 'Solar - CSP'!$S$48 * 'Solar - CSP'!$S$46 * (AA279 * 1 +AA291) +AA283) * 1000 / (AA275 * 8760)) + AA287 + 0","v":145.89926741902136},{"$f":" (('Solar - CSP'!$S$50 * 'Solar - CSP'!$S$48 * 'Solar - CSP'!$S$46 * (AB279 * 1 +AB291) +AB283) * 1000 / (AB275 * 8760)) + AB287 + 0","v":130.19741660618271},{"$f":" (('Solar - CSP'!$S$50 * 'Solar - CSP'!$S$48 * 'Solar - CSP'!$S$46 * (AC279 * 1 +AC291) +AC283) * 1000 / (AC275 * 8760)) + AC287 + 0","v":114.81588268397532},{"$f":" (('Solar - CSP'!$S$50 * 'Solar - CSP'!$S$48 * 'Solar - CSP'!$S$46 * (AD279 * 1 +AD291) +AD283) * 1000 / (AD275 * 8760)) + AD287 + 0","v":114.81588268397532},{"$f":" (('Solar - CSP'!$S$50 * 'Solar - CSP'!$S$48 * 'Solar - CSP'!$S$46 * (AE279 * 1 +AE291) +AE283) * 1000 / (AE275 * 8760)) + AE287 + 0","v":114.81588268397532},{"$f":" (('Solar - CSP'!$S$50 * 'Solar - CSP'!$S$48 * 'Solar - CSP'!$S$46 * (AF279 * 1 +AF291) +AF283) * 1000 / (AF275 * 8760)) + AF287 + 0","v":114.81588268397532},{"$f":" (('Solar - CSP'!$S$50 * 'Solar - CSP'!$S$48 * 'Solar - CSP'!$S$46 * (AG279 * 1 +AG291) +AG283) * 1000 / (AG275 * 8760)) + AG287 + 0","v":114.81588268397532},{"$f":" (('Solar - CSP'!$S$50 * 'Solar - CSP'!$S$48 * 'Solar - CSP'!$S$46 * (AH279 * 1 +AH291) +AH283) * 1000 / (AH275 * 8760)) + AH287 + 0","v":114.81588268397532},{"$f":" (('Solar - CSP'!$S$50 * 'Solar - CSP'!$S$48 * 'Solar - CSP'!$S$46 * (AI279 * 1 +AI291) +AI283) * 1000 / (AI275 * 8760)) + AI287 + 0","v":114.81588268397532},{"$f":" (('Solar - CSP'!$S$50 * 'Solar - CSP'!$S$48 * 'Solar - CSP'!$S$46 * (AJ279 * 1 +AJ291) +AJ283) * 1000 / (AJ275 * 8760)) + AJ287 + 0","v":114.81588268397532},{"$f":" (('Solar - CSP'!$S$50 * 'Solar - CSP'!$S$48 * 'Solar - CSP'!$S$46 * (AK279 * 1 +AK291) +AK283) * 1000 / (AK275 * 8760)) + AK287 + 0","v":114.81588268397532},{"$f":" (('Solar - CSP'!$S$50 * 'Solar - CSP'!$S$48 * 'Solar - CSP'!$S$46 * (AL279 * 1 +AL291) +AL283) * 1000 / (AL275 * 8760)) + AL287 + 0","v":114.81588268397532},{"$f":" (('Solar - CSP'!$S$50 * 'Solar - CSP'!$S$48 * 'Solar - CSP'!$S$46 * (AM279 * 1 +AM291) +AM283) * 1000 / (AM275 * 8760)) + AM287 + 0","v":114.81588268397532},{"$f":" (('Solar - CSP'!$S$50 * 'Solar - CSP'!$S$48 * 'Solar - CSP'!$S$46 * (AN279 * 1 +AN291) +AN283) * 1000 / (AN275 * 8760)) + AN287 + 0","v":114.81588268397532},{"$f":" (('Solar - CSP'!$S$50 * 'Solar - CSP'!$S$48 * 'Solar - CSP'!$S$46 * (AO279 * 1 +AO291) +AO283) * 1000 / (AO275 * 8760)) + AO287 + 0","v":114.81588268397532},{"$f":" (('Solar - CSP'!$S$50 * 'Solar - CSP'!$S$48 * 'Solar - CSP'!$S$46 * (AP279 * 1 +AP291) +AP283) * 1000 / (AP275 * 8760)) + AP287 + 0","v":114.81588268397532},{"$f":" (('Solar - CSP'!$S$50 * 'Solar - CSP'!$S$48 * 'Solar - CSP'!$S$46 * (AQ279 * 1 +AQ291) +AQ283) * 1000 / (AQ275 * 8760)) + AQ287 + 0","v":114.81588268397532},{"$f":" (('Solar - CSP'!$S$50 * 'Solar - CSP'!$S$48 * 'Solar - CSP'!$S$46 * (AR279 * 1 +AR291) +AR283) * 1000 / (AR275 * 8760)) + AR287 + 0","v":114.81588268397532},{"$f":" (('Solar - CSP'!$S$50 * 'Solar - CSP'!$S$48 * 'Solar - CSP'!$S$46 * (AS279 * 1 +AS291) +AS283) * 1000 / (AS275 * 8760)) + AS287 + 0","v":114.81588268397532},{"$f":" (('Solar - CSP'!$S$50 * 'Solar - CSP'!$S$48 * 'Solar - CSP'!$S$46 * (AT279 * 1 +AT291) +AT283) * 1000 / (AT275 * 8760)) + AT287 + 0","v":114.81588268397532},{"$f":" (('Solar - CSP'!$S$50 * 'Solar - CSP'!$S$48 * 'Solar - CSP'!$S$46 * (AU279 * 1 +AU291) +AU283) * 1000 / (AU275 * 8760)) + AU287 + 0","v":114.81588268397532},{"$f":" (('Solar - CSP'!$S$50 * 'Solar - CSP'!$S$48 * 'Solar - CSP'!$S$46 * (AV279 * 1 +AV291) +AV283) * 1000 / (AV275 * 8760)) + AV287 + 0","v":114.81588268397532},{"$f":" (('Solar - CSP'!$S$50 * 'Solar - CSP'!$S$48 * 'Solar - CSP'!$S$46 * (AW279 * 1 +AW291) +AW283) * 1000 / (AW275 * 8760)) + AW287 + 0","v":114.81588268397532},{"$f":" (('Solar - CSP'!$S$50 * 'Solar - CSP'!$S$48 * 'Solar - CSP'!$S$46 * (AX279 * 1 +AX291) +AX283) * 1000 / (AX275 * 8760)) + AX287 + 0","v":114.81588268397532},{"$f":" (('Solar - CSP'!$S$50 * 'Solar - CSP'!$S$48 * 'Solar - CSP'!$S$46 * (AY279 * 1 +AY291) +AY283) * 1000 / (AY275 * 8760)) + AY287 + 0","v":114.81588268397532},{"$f":" (('Solar - CSP'!$S$50 * 'Solar - CSP'!$S$48 * 'Solar - CSP'!$S$46 * (AZ279 * 1 +AZ291) +AZ283) * 1000 / (AZ275 * 8760)) + AZ287 + 0","v":114.81588268397532},{"$f":" (('Solar - CSP'!$S$50 * 'Solar - CSP'!$S$48 * 'Solar - CSP'!$S$46 * (BA279 * 1 +BA291) +BA283) * 1000 / (BA275 * 8760)) + BA287 + 0","v":114.81588268397532},{"$f":" (('Solar - CSP'!$S$50 * 'Solar - CSP'!$S$48 * 'Solar - CSP'!$S$46 * (BB279 * 1 +BB291) +BB283) * 1000 / (BB275 * 8760)) + BB287 + 0","v":114.81588268397532},{"$f":" (('Solar - CSP'!$S$50 * 'Solar - CSP'!$S$48 * 'Solar - CSP'!$S$46 * (BC279 * 1 +BC291) +BC283) * 1000 / (BC275 * 8760)) + BC287 + 0","v":114.81588268397532},{"$f":" (('Solar - CSP'!$S$50 * 'Solar - CSP'!$S$48 * 'Solar - CSP'!$S$46 * (BD279 * 1 +BD291) +BD283) * 1000 / (BD275 * 8760)) + BD287 + 0","v":114.81588268397532},{"$f":" (('Solar - CSP'!$S$50 * 'Solar - CSP'!$S$48 * 'Solar - CSP'!$S$46 * (BE279 * 1 +BE291) +BE283) * 1000 / (BE275 * 8760)) + BE287 + 0","v":114.81588268397532},{"$f":" (('Solar - CSP'!$S$50 * 'Solar - CSP'!$S$48 * 'Solar - CSP'!$S$46 * (BF279 * 1 +BF291) +BF283) * 1000 / (BF275 * 8760)) + BF287 + 0","v":114.81588268397532},{"$f":" (('Solar - CSP'!$S$50 * 'Solar - CSP'!$S$48 * 'Solar - CSP'!$S$46 * (BG279 * 1 +BG291) +BG283) * 1000 / (BG275 * 8760)) + BG287 + 0","v":114.81588268397532}]
[null,null,null,null,"12 hrs TES - Class 3 - Program Goal",null,null,null,null,null,null,null,null,null,null,null,null,null,null,null,null,{"$f":" (('Solar - CSP'!$S$50 * 'Solar - CSP'!$S$48 * 'Solar - CSP'!$S$46 * (V280 * 1 +V292) +V284) * 1000 / (V276 * 8760)) + V288 + 0","v":190.96012411131667},{"$f":" (('Solar - CSP'!$S$50 * 'Solar - CSP'!$S$48 * 'Solar - CSP'!$S$46 * (W280 * 1 +W292) +W284) * 1000 / (W276 * 8760)) + W288 + 0","v":190.18619020527223},{"$f":" (('Solar - CSP'!$S$50 * 'Solar - CSP'!$S$48 * 'Solar - CSP'!$S$46 * (X280 * 1 +X292) +X284) * 1000 / (X276 * 8760)) + X288 + 0","v":189.60573977573893},{"$f":" (('Solar - CSP'!$S$50 * 'Solar - CSP'!$S$48 * 'Solar - CSP'!$S$46 * (Y280 * 1 +Y292) +Y284) * 1000 / (Y276 * 8760)) + Y288 + 0","v":135.71896340540232},{"$f":" (('Solar - CSP'!$S$50 * 'Solar - CSP'!$S$48 * 'Solar - CSP'!$S$46 * (Z280 * 1 +Z292) +Z284) * 1000 / (Z276 * 8760)) + Z288 + 0","v":123.74297549730503},{"$f":" (('Solar - CSP'!$S$50 * 'Solar - CSP'!$S$48 * 'Solar - CSP'!$S$46 * (AA280 * 1 +AA292) +AA284) * 1000 / (AA276 * 8760)) + AA288 + 0","v":111.99096667552477},{"$f":" (('Solar - CSP'!$S$50 * 'Solar - CSP'!$S$48 * 'Solar - CSP'!$S$46 * (AB280 * 1 +AB292) +AB284) * 1000 / (AB276 * 8760)) + AB288 + 0","v":100.01497876742751},{"$f":" (('Solar - CSP'!$S$50 * 'Solar - CSP'!$S$48 * 'Solar - CSP'!$S$46 * (AC280 * 1 +AC292) +AC284) * 1000 / (AC276 * 8760)) + AC288 + 0","v":88.283300352184568},{"$f":" (('Solar - CSP'!$S$50 * 'Solar - CSP'!$S$48 * 'Solar - CSP'!$S$46 * (AD280 * 1 +AD292) +AD284) * 1000 / (AD276 * 8760)) + AD288 + 0","v":88.283300352184568},{"$f":" (('Solar - CSP'!$S$50 * 'Solar - CSP'!$S$48 * 'Solar - CSP'!$S$46 * (AE280 * 1 +AE292) +AE284) * 1000 / (AE276 * 8760)) + AE288 + 0","v":88.283300352184568},{"$f":" (('Solar - CSP'!$S$50 * 'Solar - CSP'!$S$48 * 'Solar - CSP'!$S$46 * (AF280 * 1 +AF292) +AF284) * 1000 / (AF276 * 8760)) + AF288 + 0","v":88.283300352184568},{"$f":" (('Solar - CSP'!$S$50 * 'Solar - CSP'!$S$48 * 'Solar - CSP'!$S$46 * (AG280 * 1 +AG292) +AG284) * 1000 / (AG276 * 8760)) + AG288 + 0","v":88.283300352184568},{"$f":" (('Solar - CSP'!$S$50 * 'Solar - CSP'!$S$48 * 'Solar - CSP'!$S$46 * (AH280 * 1 +AH292) +AH284) * 1000 / (AH276 * 8760)) + AH288 + 0","v":88.283300352184568},{"$f":" (('Solar - CSP'!$S$50 * 'Solar - CSP'!$S$48 * 'Solar - CSP'!$S$46 * (AI280 * 1 +AI292) +AI284) * 1000 / (AI276 * 8760)) + AI288 + 0","v":88.283300352184568},{"$f":" (('Solar - CSP'!$S$50 * 'Solar - CSP'!$S$48 * 'Solar - CSP'!$S$46 * (AJ280 * 1 +AJ292) +AJ284) * 1000 / (AJ276 * 8760)) + AJ288 + 0","v":88.283300352184568},{"$f":" (('Solar - CSP'!$S$50 * 'Solar - CSP'!$S$48 * 'Solar - CSP'!$S$46 * (AK280 * 1 +AK292) +AK284) * 1000 / (AK276 * 8760)) + AK288 + 0","v":88.283300352184568},{"$f":" (('Solar - CSP'!$S$50 * 'Solar - CSP'!$S$48 * 'Solar - CSP'!$S$46 * (AL280 * 1 +AL292) +AL284) * 1000 / (AL276 * 8760)) + AL288 + 0","v":88.283300352184568},{"$f":" (('Solar - CSP'!$S$50 * 'Solar - CSP'!$S$48 * 'Solar - CSP'!$S$46 * (AM280 * 1 +AM292) +AM284) * 1000 / (AM276 * 8760)) + AM288 + 0","v":88.283300352184568},{"$f":" (('Solar - CSP'!$S$50 * 'Solar - CSP'!$S$48 * 'Solar - CSP'!$S$46 * (AN280 * 1 +AN292) +AN284) * 1000 / (AN276 * 8760)) + AN288 + 0","v":88.283300352184568},{"$f":" (('Solar - CSP'!$S$50 * 'Solar - CSP'!$S$48 * 'Solar - CSP'!$S$46 * (AO280 * 1 +AO292) +AO284) * 1000 / (AO276 * 8760)) + AO288 + 0","v":88.283300352184568},{"$f":" (('Solar - CSP'!$S$50 * 'Solar - CSP'!$S$48 * 'Solar - CSP'!$S$46 * (AP280 * 1 +AP292) +AP284) * 1000 / (AP276 * 8760)) + AP288 + 0","v":88.283300352184568},{"$f":" (('Solar - CSP'!$S$50 * 'Solar - CSP'!$S$48 * 'Solar - CSP'!$S$46 * (AQ280 * 1 +AQ292) +AQ284) * 1000 / (AQ276 * 8760)) + AQ288 + 0","v":88.283300352184568},{"$f":" (('Solar - CSP'!$S$50 * 'Solar - CSP'!$S$48 * 'Solar - CSP'!$S$46 * (AR280 * 1 +AR292) +AR284) * 1000 / (AR276 * 8760)) + AR288 + 0","v":88.283300352184568},{"$f":" (('Solar - CSP'!$S$50 * 'Solar - CSP'!$S$48 * 'Solar - CSP'!$S$46 * (AS280 * 1 +AS292) +AS284) * 1000 / (AS276 * 8760)) + AS288 + 0","v":88.283300352184568},{"$f":" (('Solar - CSP'!$S$50 * 'Solar - CSP'!$S$48 * 'Solar - CSP'!$S$46 * (AT280 * 1 +AT292) +AT284) * 1000 / (AT276 * 8760)) + AT288 + 0","v":88.283300352184568},{"$f":" (('Solar - CSP'!$S$50 * 'Solar - CSP'!$S$48 * 'Solar - CSP'!$S$46 * (AU280 * 1 +AU292) +AU284) * 1000 / (AU276 * 8760)) + AU288 + 0","v":88.283300352184568},{"$f":" (('Solar - CSP'!$S$50 * 'Solar - CSP'!$S$48 * 'Solar - CSP'!$S$46 * (AV280 * 1 +AV292) +AV284) * 1000 / (AV276 * 8760)) + AV288 + 0","v":88.283300352184568},{"$f":" (('Solar - CSP'!$S$50 * 'Solar - CSP'!$S$48 * 'Solar - CSP'!$S$46 * (AW280 * 1 +AW292) +AW284) * 1000 / (AW276 * 8760)) + AW288 + 0","v":88.283300352184568},{"$f":" (('Solar - CSP'!$S$50 * 'Solar - CSP'!$S$48 * 'Solar - CSP'!$S$46 * (AX280 * 1 +AX292) +AX284) * 1000 / (AX276 * 8760)) + AX288 + 0","v":88.283300352184568},{"$f":" (('Solar - CSP'!$S$50 * 'Solar - CSP'!$S$48 * 'Solar - CSP'!$S$46 * (AY280 * 1 +AY292) +AY284) * 1000 / (AY276 * 8760)) + AY288 + 0","v":88.283300352184568},{"$f":" (('Solar - CSP'!$S$50 * 'Solar - CSP'!$S$48 * 'Solar - CSP'!$S$46 * (AZ280 * 1 +AZ292) +AZ284) * 1000 / (AZ276 * 8760)) + AZ288 + 0","v":88.283300352184568},{"$f":" (('Solar - CSP'!$S$50 * 'Solar - CSP'!$S$48 * 'Solar - CSP'!$S$46 * (BA280 * 1 +BA292) +BA284) * 1000 / (BA276 * 8760)) + BA288 + 0","v":88.283300352184568},{"$f":" (('Solar - CSP'!$S$50 * 'Solar - CSP'!$S$48 * 'Solar - CSP'!$S$46 * (BB280 * 1 +BB292) +BB284) * 1000 / (BB276 * 8760)) + BB288 + 0","v":88.283300352184568},{"$f":" (('Solar - CSP'!$S$50 * 'Solar - CSP'!$S$48 * 'Solar - CSP'!$S$46 * (BC280 * 1 +BC292) +BC284) * 1000 / (BC276 * 8760)) + BC288 + 0","v":88.283300352184568},{"$f":" (('Solar - CSP'!$S$50 * 'Solar - CSP'!$S$48 * 'Solar - CSP'!$S$46 * (BD280 * 1 +BD292) +BD284) * 1000 / (BD276 * 8760)) + BD288 + 0","v":88.283300352184568},{"$f":" (('Solar - CSP'!$S$50 * 'Solar - CSP'!$S$48 * 'Solar - CSP'!$S$46 * (BE280 * 1 +BE292) +BE284) * 1000 / (BE276 * 8760)) + BE288 + 0","v":88.283300352184568},{"$f":" (('Solar - CSP'!$S$50 * 'Solar - CSP'!$S$48 * 'Solar - CSP'!$S$46 * (BF280 * 1 +BF292) +BF284) * 1000 / (BF276 * 8760)) + BF288 + 0","v":88.283300352184568},{"$f":" (('Solar - CSP'!$S$50 * 'Solar - CSP'!$S$48 * 'Solar - CSP'!$S$46 * (BG280 * 1 +BG292) +BG284) * 1000 / (BG276 * 8760)) + BG288 + 0","v":88.283300352184568}]
[null,null,null,null,"12 hrs TES - Class 5 - Program Goal",null,null,null,null,null,null,null,null,null,null,null,null,null,null,null,null,{"$f":" (('Solar - CSP'!$S$50 * 'Solar - CSP'!$S$48 * 'Solar - CSP'!$S$46 * (V281 * 1 +V293) +V285) * 1000 / (V277 * 8760)) + V289 + 0","v":181.86527939625293},{"$f":" (('Solar - CSP'!$S$50 * 'Solar - CSP'!$S$48 * 'Solar - CSP'!$S$46 * (W281 * 1 +W293) +W285) * 1000 / (W277 * 8760)) + W289 + 0","v":181.12879390501712},{"$f":" (('Solar - CSP'!$S$50 * 'Solar - CSP'!$S$48 * 'Solar - CSP'!$S$46 * (X281 * 1 +X293) +X285) * 1000 / (X277 * 8760)) + X289 + 0","v":180.57642978659027},{"$f":" (('Solar - CSP'!$S$50 * 'Solar - CSP'!$S$48 * 'Solar - CSP'!$S$46 * (Y281 * 1 +Y293) +Y285) * 1000 / (Y277 * 8760)) + Y289 + 0","v":129.29707807933445},{"$f":" (('Solar - CSP'!$S$50 * 'Solar - CSP'!$S$48 * 'Solar - CSP'!$S$46 * (Z281 * 1 +Z293) +Z285) * 1000 / (Z277 * 8760)) + Z289 + 0","v":117.90057345711284},{"$f":" (('Solar - CSP'!$S$50 * 'Solar - CSP'!$S$48 * 'Solar - CSP'!$S$46 * (AA281 * 1 +AA293) +AA285) * 1000 / (AA277 * 8760)) + AA289 + 0","v":106.71721022348325},{"$f":" (('Solar - CSP'!$S$50 * 'Solar - CSP'!$S$48 * 'Solar - CSP'!$S$46 * (AB281 * 1 +AB293) +AB285) * 1000 / (AB277 * 8760)) + AB289 + 0","v":95.32070560126165},{"$f":" (('Solar - CSP'!$S$50 * 'Solar - CSP'!$S$48 * 'Solar - CSP'!$S$46 * (AC281 * 1 +AC293) +AC285) * 1000 / (AC277 * 8760)) + AC289 + 0","v":84.156689044820794},{"$f":" (('Solar - CSP'!$S$50 * 'Solar - CSP'!$S$48 * 'Solar - CSP'!$S$46 * (AD281 * 1 +AD293) +AD285) * 1000 / (AD277 * 8760)) + AD289 + 0","v":84.156689044820794},{"$f":" (('Solar - CSP'!$S$50 * 'Solar - CSP'!$S$48 * 'Solar - CSP'!$S$46 * (AE281 * 1 +AE293) +AE285) * 1000 / (AE277 * 8760)) + AE289 + 0","v":84.156689044820794},{"$f":" (('Solar - CSP'!$S$50 * 'Solar - CSP'!$S$48 * 'Solar - CSP'!$S$46 * (AF281 * 1 +AF293) +AF285) * 1000 / (AF277 * 8760)) + AF289 + 0","v":84.156689044820794},{"$f":" (('Solar - CSP'!$S$50 * 'Solar - CSP'!$S$48 * 'Solar - CSP'!$S$46 * (AG281 * 1 +AG293) +AG285) * 1000 / (AG277 * 8760)) + AG289 + 0","v":84.156689044820794},{"$f":" (('Solar - CSP'!$S$50 * 'Solar - CSP'!$S$48 * 'Solar - CSP'!$S$46 * (AH281 * 1 +AH293) +AH285) * 1000 / (AH277 * 8760)) + AH289 + 0","v":84.156689044820794},{"$f":" (('Solar - CSP'!$S$50 * 'Solar - CSP'!$S$48 * 'Solar - CSP'!$S$46 * (AI281 * 1 +AI293) +AI285) * 1000 / (AI277 * 8760)) + AI289 + 0","v":84.156689044820794},{"$f":" (('Solar - CSP'!$S$50 * 'Solar - CSP'!$S$48 * 'Solar - CSP'!$S$46 * (AJ281 * 1 +AJ293) +AJ285) * 1000 / (AJ277 * 8760)) + AJ289 + 0","v":84.156689044820794},{"$f":" (('Solar - CSP'!$S$50 * 'Solar - CSP'!$S$48 * 'Solar - CSP'!$S$46 * (AK281 * 1 +AK293) +AK285) * 1000 / (AK277 * 8760)) + AK289 + 0","v":84.156689044820794},{"$f":" (('Solar - CSP'!$S$50 * 'Solar - CSP'!$S$48 * 'Solar - CSP'!$S$46 * (AL281 * 1 +AL293) +AL285) * 1000 / (AL277 * 8760)) + AL289 + 0","v":84.156689044820794},{"$f":" (('Solar - CSP'!$S$50 * 'Solar - CSP'!$S$48 * 'Solar - CSP'!$S$46 * (AM281 * 1 +AM293) +AM285) * 1000 / (AM277 * 8760)) + AM289 + 0","v":84.156689044820794},{"$f":" (('Solar - CSP'!$S$50 * 'Solar - CSP'!$S$48 * 'Solar - CSP'!$S$46 * (AN281 * 1 +AN293) +AN285) * 1000 / (AN277 * 8760)) + AN289 + 0","v":84.156689044820794},{"$f":" (('Solar - CSP'!$S$50 * 'Solar - CSP'!$S$48 * 'Solar - CSP'!$S$46 * (AO281 * 1 +AO293) +AO285) * 1000 / (AO277 * 8760)) + AO289 + 0","v":84.156689044820794},{"$f":" (('Solar - CSP'!$S$50 * 'Solar - CSP'!$S$48 * 'Solar - CSP'!$S$46 * (AP281 * 1 +AP293) +AP285) * 1000 / (AP277 * 8760)) + AP289 + 0","v":84.156689044820794},{"$f":" (('Solar - CSP'!$S$50 * 'Solar - CSP'!$S$48 * 'Solar - CSP'!$S$46 * (AQ281 * 1 +AQ293) +AQ285) * 1000 / (AQ277 * 8760)) + AQ289 + 0","v":84.156689044820794},{"$f":" (('Solar - CSP'!$S$50 * 'Solar - CSP'!$S$48 * 'Solar - CSP'!$S$46 * (AR281 * 1 +AR293) +AR285) * 1000 / (AR277 * 8760)) + AR289 + 0","v":84.156689044820794},{"$f":" (('Solar - CSP'!$S$50 * 'Solar - CSP'!$S$48 * 'Solar - CSP'!$S$46 * (AS281 * 1 +AS293) +AS285) * 1000 / (AS277 * 8760)) + AS289 + 0","v":84.156689044820794},{"$f":" (('Solar - CSP'!$S$50 * 'Solar - CSP'!$S$48 * 'Solar - CSP'!$S$46 * (AT281 * 1 +AT293) +AT285) * 1000 / (AT277 * 8760)) + AT289 + 0","v":84.156689044820794},{"$f":" (('Solar - CSP'!$S$50 * 'Solar - CSP'!$S$48 * 'Solar - CSP'!$S$46 * (AU281 * 1 +AU293) +AU285) * 1000 / (AU277 * 8760)) + AU289 + 0","v":84.156689044820794},{"$f":" (('Solar - CSP'!$S$50 * 'Solar - CSP'!$S$48 * 'Solar - CSP'!$S$46 * (AV281 * 1 +AV293) +AV285) * 1000 / (AV277 * 8760)) + AV289 + 0","v":84.156689044820794},{"$f":" (('Solar - CSP'!$S$50 * 'Solar - CSP'!$S$48 * 'Solar - CSP'!$S$46 * (AW281 * 1 +AW293) +AW285) * 1000 / (AW277 * 8760)) + AW289 + 0","v":84.156689044820794},{"$f":" (('Solar - CSP'!$S$50 * 'Solar - CSP'!$S$48 * 'Solar - CSP'!$S$46 * (AX281 * 1 +AX293) +AX285) * 1000 / (AX277 * 8760)) + AX289 + 0","v":84.156689044820794},{"$f":" (('Solar - CSP'!$S$50 * 'Solar - CSP'!$S$48 * 'Solar - CSP'!$S$46 * (AY281 * 1 +AY293) +AY285) * 1000 / (AY277 * 8760)) + AY289 + 0","v":84.156689044820794},{"$f":" (('Solar - CSP'!$S$50 * 'Solar - CSP'!$S$48 * 'Solar - CSP'!$S$46 * (AZ281 * 1 +AZ293) +AZ285) * 1000 / (AZ277 * 8760)) + AZ289 + 0","v":84.156689044820794},{"$f":" (('Solar - CSP'!$S$50 * 'Solar - CSP'!$S$48 * 'Solar - CSP'!$S$46 * (BA281 * 1 +BA293) +BA285) * 1000 / (BA277 * 8760)) + BA289 + 0","v":84.156689044820794},{"$f":" (('Solar - CSP'!$S$50 * 'Solar - CSP'!$S$48 * 'Solar - CSP'!$S$46 * (BB281 * 1 +BB293) +BB285) * 1000 / (BB277 * 8760)) + BB289 + 0","v":84.156689044820794},{"$f":" (('Solar - CSP'!$S$50 * 'Solar - CSP'!$S$48 * 'Solar - CSP'!$S$46 * (BC281 * 1 +BC293) +BC285) * 1000 / (BC277 * 8760)) + BC289 + 0","v":84.156689044820794},{"$f":" (('Solar - CSP'!$S$50 * 'Solar - CSP'!$S$48 * 'Solar - CSP'!$S$46 * (BD281 * 1 +BD293) +BD285) * 1000 / (BD277 * 8760)) + BD289 + 0","v":84.156689044820794},{"$f":" (('Solar - CSP'!$S$50 * 'Solar - CSP'!$S$48 * 'Solar - CSP'!$S$46 * (BE281 * 1 +BE293) +BE285) * 1000 / (BE277 * 8760)) + BE289 + 0","v":84.156689044820794},{"$f":" (('Solar - CSP'!$S$50 * 'Solar - CSP'!$S$48 * 'Solar - CSP'!$S$46 * (BF281 * 1 +BF293) +BF285) * 1000 / (BF277 * 8760)) + BF289 + 0","v":84.156689044820794},{"$f":" (('Solar - CSP'!$S$50 * 'Solar - CSP'!$S$48 * 'Solar - CSP'!$S$46 * (BG281 * 1 +BG293) +BG285) * 1000 / (BG277 * 8760)) + BG289 + 0","v":84.156689044820794}]
[]
[]
[]
[]
[]
[]
[]
[]
[]
[]
[]
[]
[]
[]
[]
[]
[]
[]
[]
[]
[]
[]
[]
[]
[]
[]
[]
[]
[]
[]
[]
[]
[]
[]
[]
[]
[]
["Notes:"]
["Program goal is the low case"]
[]
["Geothermal Program Goal"]
[]
[null,null,null,null,null,{"$f":"F7","v":2000},2001,2002,2003,2004,2005,2006,2007,2008,2009,2010,2011,2012,2010,2011,2012,{"$f":"V7","v":2013},2014,2015,2016,2017,2018,2019,2020,2021,2022,2023,2024,2025,2026,2027,2028,2029,2030,2031,2032,2033,2034,2035,2036,2037,2038,2039,2040,2041,2042,2043,2044,2045,2046,2047,2048,2049,2050]
[null,"Techno-Economic Cost and Performance Parameters",null,"Net Capacity Factor (%)","Hydro / Flash - Program Goal",null,null,null,null,null,null,null,null,null,null,null,null,null,null,null,null,0.9,0.9]
[null,null,null,null,"Hydro / Binary - Program Goal",{"$f":"Geothermal!#REF!","v":{"$error":"#REF!"}},{"$f":"Geothermal!#REF!","v":{"$error":"#REF!"}},{"$f":"Geothermal!#REF!","v":{"$error":"#REF!"}},{"$f":"Geothermal!#REF!","v":{"$error":"#REF!"}},{"$f":"Geothermal!#REF!","v":{"$error":"#REF!"}},{"$f":"Geothermal!#REF!","v":{"$error":"#REF!"}},{"$f":"Geothermal!#REF!","v":{"$error":"#REF!"}},{"$f":"Geothermal!#REF!","v":{"$error":"#REF!"}},{"$f":"Geothermal!#REF!","v":{"$error":"#REF!"}},{"$f":"Geothermal!#REF!","v":{"$error":"#REF!"}},{"$f":"Geothermal!#REF!","v":{"$error":"#REF!"}},{"$f":"Geothermal!#REF!","v":{"$error":"#REF!"}},{"$f":"Geothermal!#REF!","v":{"$error":"#REF!"}},null,null,null,0.8,0.8]
[null,null,null,null,"NF EGS / Flash - Program Goal",{"$f":"Geothermal!#REF!","v":{"$error":"#REF!"}},{"$f":"Geothermal!#REF!","v":{"$error":"#REF!"}},{"$f":"Geothermal!#REF!","v":{"$error":"#REF!"}},{"$f":"Geothermal!#REF!","v":{"$error":"#REF!"}},{"$f":"Geothermal!#REF!","v":{"$error":"#REF!"}},{"$f":"Geothermal!#REF!","v":{"$error":"#REF!"}},{"$f":"Geothermal!#REF!","v":{"$error":"#REF!"}},{"$f":"Geothermal!#REF!","v":{"$error":"#REF!"}},{"$f":"Geothermal!#REF!","v":{"$error":"#REF!"}},{"$f":"Geothermal!#REF!","v":{"$error":"#REF!"}},{"$f":"Geothermal!#REF!","v":{"$error":"#REF!"}},{"$f":"Geothermal!#REF!","v":{"$error":"#REF!"}},{"$f":"Geothermal!#REF!","v":{"$error":"#REF!"}}]
[null,null,null,null,"NF EGS / Binary - Program Goal",{"$f":"Geothermal!#REF!","v":{"$error":"#REF!"}},{"$f":"Geothermal!#REF!","v":{"$error":"#REF!"}},{"$f":"Geothermal!#REF!","v":{"$error":"#REF!"}},{"$f":"Geothermal!#REF!","v":{"$error":"#REF!"}},{"$f":"Geothermal!#REF!","v":{"$error":"#REF!"}},{"$f":"Geothermal!#REF!","v":{"$error":"#REF!"}},{"$f":"Geothermal!#REF!","v":{"$error":"#REF!"}},{"$f":"Geothermal!#REF!","v":{"$error":"#REF!"}},{"$f":"Geothermal!#REF!","v":{"$error":"#REF!"}},{"$f":"Geothermal!#REF!","v":{"$error":"#REF!"}},{"$f":"Geothermal!#REF!","v":{"$error":"#REF!"}},{"$f":"Geothermal!#REF!","v":{"$error":"#REF!"}},{"$f":"Geothermal!#REF!","v":{"$error":"#REF!"}}]
[null,null,null,null,"Deep EGS / Flash - Program Goal",{"$f":"Geothermal!#REF!","v":{"$error":"#REF!"}},{"$f":"Geothermal!#REF!","v":{"$error":"#REF!"}},{"$f":"Geothermal!#REF!","v":{"$error":"#REF!"}},{"$f":"Geothermal!#REF!","v":{"$error":"#REF!"}},{"$f":"Geothermal!#REF!","v":{"$error":"#REF!"}},{"$f":"Geothermal!#REF!","v":{"$error":"#REF!"}},{"$f":"Geothermal!#REF!","v":{"$error":"#REF!"}},{"$f":"Geothermal!#REF!","v":{"$error":"#REF!"}},{"$f":"Geothermal!#REF!","v":{"$error":"#REF!"}},{"$f":"Geothermal!#REF!","v":{"$error":"#REF!"}},{"$f":"Geothermal!#REF!","v":{"$error":"#REF!"}},{"$f":"Geothermal!#REF!","v":{"$error":"#REF!"}},{"$f":"Geothermal!#REF!","v":{"$error":"#REF!"}}]
[null,null,null,null,"Deep EGS / Binary - Program Goal",{"$f":"Geothermal!#REF!","v":{"$error":"#REF!"}},{"$f":"Geothermal!#REF!","v":{"$error":"#REF!"}},{"$f":"Geothermal!#REF!","v":{"$error":"#REF!"}},{"$f":"Geothermal!#REF!","v":{"$error":"#REF!"}},{"$f":"Geothermal!#REF!","v":{"$error":"#REF!"}},{"$f":"Geothermal!#REF!","v":{"$error":"#REF!"}},{"$f":"Geothermal!#REF!","v":{"$error":"#REF!"}},{"$f":"Geothermal!#REF!","v":{"$error":"#REF!"}},{"$f":"Geothermal!#REF!","v":{"$error":"#REF!"}},{"$f":"Geothermal!#REF!","v":{"$error":"#REF!"}},{"$f":"Geothermal!#REF!","v":{"$error":"#REF!"}},{"$f":"Geothermal!#REF!","v":{"$error":"#REF!"}},{"$f":"Geothermal!#REF!","v":{"$error":"#REF!"}}]
[]
[null,null,null,"CAPEX ($/kW)","Hydro / Flash - Program Goal",null,null,null,null,null,null,null,null,null,null,null,null,null,null,null,null,{"$f":" Geothermal!$S$40*(V355+V376)","v":6624.1604037906363},{"$f":" Geothermal!$S$40*(W355+W376)","v":6624.1604037906363}]
[null,null,null,null,"Hydro / Binary - Program Goal",null,null,null,null,null,null,null,null,null,null,null,null,null,null,null,null,{"$f":" Geothermal!$S$40*(V356+V377)","v":6954.7051235392009},{"$f":" Geothermal!$S$40*(W356+W377)","v":6954.7051235392009}]
[null,null,null,null,"NF EGS / Flash - Program Goal"]
[null,null,null,null,"NF EGS / Binary - Program Goal"]
[null,null,null,null,"Deep EGS / Flash - Program Goal"]
[null,null,null,null,"Deep EGS / Binary - Program Goal"]
[]
[null,null,null,"Overnight Capital Cost ($/kW)","Hydro / Flash - Program Goal",null,null,null,null,null,null,null,null,null,null,null,null,null,null,null,null,5992,5992]
[null,null,null,null,"Hydro / Binary - Program Goal",{"$f":"Geothermal!#REF!","v":{"$error":"#REF!"}},{"$f":"Geothermal!#REF!","v":{"$error":"#REF!"}},{"$f":"Geothermal!#REF!","v":{"$error":"#REF!"}},{"$f":"Geothermal!#REF!","v":{"$error":"#REF!"}},{"$f":"Geothermal!#REF!","v":{"$error":"#REF!"}},{"$f":"Geothermal!#REF!","v":{"$error":"#REF!"}},{"$f":"Geothermal!#REF!","v":{"$error":"#REF!"}},{"$f":"Geothermal!#REF!","v":{"$error":"#REF!"}},{"$f":"Geothermal!#REF!","v":{"$error":"#REF!"}},{"$f":"Geothermal!#REF!","v":{"$error":"#REF!"}},{"$f":"Geothermal!#REF!","v":{"$error":"#REF!"}},{"$f":"Geothermal!#REF!","v":{"$error":"#REF!"}},{"$f":"Geothermal!#REF!","v":{"$error":"#REF!"}},null,null,null,6291,6291]
[null,null,null,null,"NF EGS / Flash - Program Goal",{"$f":"Geothermal!#REF!","v":{"$error":"#REF!"}},{"$f":"Geothermal!#REF!","v":{"$error":"#REF!"}},{"$f":"Geothermal!#REF!","v":{"$error":"#REF!"}},{"$f":"Geothermal!#REF!","v":{"$error":"#REF!"}},{"$f":"Geothermal!#REF!","v":{"$error":"#REF!"}},{"$f":"Geothermal!#REF!","v":{"$error":"#REF!"}},{"$f":"Geothermal!#REF!","v":{"$error":"#REF!"}},{"$f":"Geothermal!#REF!","v":{"$error":"#REF!"}},{"$f":"Geothermal!#REF!","v":{"$error":"#REF!"}},{"$f":"Geothermal!#REF!","v":{"$error":"#REF!"}},{"$f":"Geothermal!#REF!","v":{"$error":"#REF!"}},{"$f":"Geothermal!#REF!","v":{"$error":"#REF!"}},{"$f":"Geothermal!#REF!","v":{"$error":"#REF!"}}]
[null,null,null,null,"NF EGS / Binary - Program Goal",{"$f":"Geothermal!#REF!","v":{"$error":"#REF!"}},{"$f":"Geothermal!#REF!","v":{"$error":"#REF!"}},{"$f":"Geothermal!#REF!","v":{"$error":"#REF!"}},{"$f":"Geothermal!#REF!","v":{"$error":"#REF!"}},{"$f":"Geothermal!#REF!","v":{"$error":"#REF!"}},{"$f":"Geothermal!#REF!","v":{"$error":"#REF!"}},{"$f":"Geothermal!#REF!","v":{"$error":"#REF!"}},{"$f":"Geothermal!#REF!","v":{"$error":"#REF!"}},{"$f":"Geothermal!#REF!","v":{"$error":"#REF!"}},{"$f":"Geothermal!#REF!","v":{"$error":"#REF!"}},{"$f":"Geothermal!#REF!","v":{"$error":"#REF!"}},{"$f":"Geothermal!#REF!","v":{"$error":"#REF!"}},{"$f":"Geothermal!#REF!","v":{"$error":"#REF!"}}]
[null,null,null,null,"Deep EGS / Flash - Program Goal",{"$f":"Geothermal!#REF!","v":{"$error":"#REF!"}},{"$f":"Geothermal!#REF!","v":{"$error":"#REF!"}},{"$f":"Geothermal!#REF!","v":{"$error":"#REF!"}},{"$f":"Geothermal!#REF!","v":{"$error":"#REF!"}},{"$f":"Geothermal!#REF!","v":{"$error":"#REF!"}},{"$f":"Geothermal!#REF!","v":{"$error":"#REF!"}},{"$f":"Geothermal!#REF!","v":{"$error":"#REF!"}},{"$f":"Geothermal!#REF!","v":{"$error":"#REF!"}},{"$f":"Geothermal!#REF!","v":{"$error":"#REF!"}},{"$f":"Geothermal!#REF!","v":{"$error":"#REF!"}},{"$f":"Geothermal!#REF!","v":{"$error":"#REF!"}},{"$f":"Geothermal!#REF!","v":{"$error":"#REF!"}},{"$f":"Geothermal!#REF!","v":{"$error":"#REF!"}}]
[null,null,null,null,"Deep EGS / Binary - Program Goal",{"$f":"Geothermal!#REF!","v":{"$error":"#REF!"}},{"$f":"Geothermal!#REF!","v":{"$error":"#REF!"}},{"$f":"Geothermal!#REF!","v":{"$error":"#REF!"}},{"$f":"Geothermal!#REF!","v":{"$error":"#REF!"}},{"$f":"Geothermal!#REF!","v":{"$error":"#REF!"}},{"$f":"Geothermal!#REF!","v":{"$error":"#REF!"}},{"$f":"Geothermal!#REF!","v":{"$error":"#REF!"}},{"$f":"Geothermal!#REF!","v":{"$error":"#REF!"}},{"$f":"Geothermal!#REF!","v":{"$error":"#REF!"}},{"$f":"Geothermal!#REF!","v":{"$error":"#REF!"}},{"$f":"Geothermal!#REF!","v":{"$error":"#REF!"}},{"$f":"Geothermal!#REF!","v":{"$error":"#REF!"}},{"$f":"Geothermal!#REF!","v":{"$error":"#REF!"}}]
[]
[null,null,null,"Fixed Operation and Maintenance Expenses ($/kW)","Hydro / Flash - Program Goal",null,null,null,null,null,null,null,null,null,null,null,null,null,null,null,null,160,160]
[null,null,null,null,"Hydro / Binary - Program Goal",{"$f":"Geothermal!#REF!","v":{"$error":"#REF!"}},{"$f":"Geothermal!#REF!","v":{"$error":"#REF!"}},{"$f":"Geothermal!#REF!","v":{"$error":"#REF!"}},{"$f":"Geothermal!#REF!","v":{"$error":"#REF!"}},{"$f":"Geothermal!#REF!","v":{"$error":"#REF!"}},{"$f":"Geothermal!#REF!","v":{"$error":"#REF!"}},{"$f":"Geothermal!#REF!","v":{"$error":"#REF!"}},{"$f":"Geothermal!#REF!","v":{"$error":"#REF!"}},{"$f":"Geothermal!#REF!","v":{"$error":"#REF!"}},{"$f":"Geothermal!#REF!","v":{"$error":"#REF!"}},{"$f":"Geothermal!#REF!","v":{"$error":"#REF!"}},{"$f":"Geothermal!#REF!","v":{"$error":"#REF!"}},{"$f":"Geothermal!#REF!","v":{"$error":"#REF!"}},null,null,null,200,200]
[null,null,null,null,"NF EGS / Flash - Program Goal",{"$f":"Geothermal!#REF!","v":{"$error":"#REF!"}},{"$f":"Geothermal!#REF!","v":{"$error":"#REF!"}},{"$f":"Geothermal!#REF!","v":{"$error":"#REF!"}},{"$f":"Geothermal!#REF!","v":{"$error":"#REF!"}},{"$f":"Geothermal!#REF!","v":{"$error":"#REF!"}},{"$f":"Geothermal!#REF!","v":{"$error":"#REF!"}},{"$f":"Geothermal!#REF!","v":{"$error":"#REF!"}},{"$f":"Geothermal!#REF!","v":{"$error":"#REF!"}},{"$f":"Geothermal!#REF!","v":{"$error":"#REF!"}},{"$f":"Geothermal!#REF!","v":{"$error":"#REF!"}},{"$f":"Geothermal!#REF!","v":{"$error":"#REF!"}},{"$f":"Geothermal!#REF!","v":{"$error":"#REF!"}},{"$f":"Geothermal!#REF!","v":{"$error":"#REF!"}}]
[null,null,null,null,"NF EGS / Binary - Program Goal",{"$f":"Geothermal!#REF!","v":{"$error":"#REF!"}},{"$f":"Geothermal!#REF!","v":{"$error":"#REF!"}},{"$f":"Geothermal!#REF!","v":{"$error":"#REF!"}},{"$f":"Geothermal!#REF!","v":{"$error":"#REF!"}},{"$f":"Geothermal!#REF!","v":{"$error":"#REF!"}},{"$f":"Geothermal!#REF!","v":{"$error":"#REF!"}},{"$f":"Geothermal!#REF!","v":{"$error":"#REF!"}},{"$f":"Geothermal!#REF!","v":{"$error":"#REF!"}},{"$f":"Geothermal!#REF!","v":{"$error":"#REF!"}},{"$f":"Geothermal!#REF!","v":{"$error":"#REF!"}},{"$f":"Geothermal!#REF!","v":{"$error":"#REF!"}},{"$f":"Geothermal!#REF!","v":{"$error":"#REF!"}},{"$f":"Geothermal!#REF!","v":{"$error":"#REF!"}}]
[null,null,null,null,"Deep EGS / Flash - Program Goal",{"$f":"Geothermal!#REF!","v":{"$error":"#REF!"}},{"$f":"Geothermal!#REF!","v":{"$error":"#REF!"}},{"$f":"Geothermal!#REF!","v":{"$error":"#REF!"}},{"$f":"Geothermal!#REF!","v":{"$error":"#REF!"}},{"$f":"Geothermal!#REF!","v":{"$error":"#REF!"}},{"$f":"Geothermal!#REF!","v":{"$error":"#REF!"}},{"$f":"Geothermal!#REF!","v":{"$error":"#REF!"}},{"$f":"Geothermal!#REF!","v":{"$error":"#REF!"}},{"$f":"Geothermal!#REF!","v":{"$error":"#REF!"}},{"$f":"Geothermal!#REF!","v":{"$error":"#REF!"}},{"$f":"Geothermal!#REF!","v":{"$error":"#REF!"}},{"$f":"Geothermal!#REF!","v":{"$error":"#REF!"}},{"$f":"Geothermal!#REF!","v":{"$error":"#REF!"}}]
[null,null,null,null,"Deep EGS / Binary - Program Goal",{"$f":"Geothermal!#REF!","v":{"$error":"#REF!"}},{"$f":"Geothermal!#REF!","v":{"$error":"#REF!"}},{"$f":"Geothermal!#REF!","v":{"$error":"#REF!"}},{"$f":"Geothermal!#REF!","v":{"$error":"#REF!"}},{"$f":"Geothermal!#REF!","v":{"$error":"#REF!"}},{"$f":"Geothermal!#REF!","v":{"$error":"#REF!"}},{"$f":"Geothermal!#REF!","v":{"$error":"#REF!"}},{"$f":"Geothermal!#REF!","v":{"$error":"#REF!"}},{"$f":"Geothermal!#REF!","v":{"$error":"#REF!"}},{"$f":"Geothermal!#REF!","v":{"$error":"#REF!"}},{"$f":"Geothermal!#REF!","v":{"$error":"#REF!"}},{"$f":"Geothermal!#REF!","v":{"$error":"#REF!"}},{"$f":"Geothermal!#REF!","v":{"$error":"#REF!"}}]
[]
[null,null,null,"Variable Operation and Maintenance Expenses ($/MWh)","Hydro / Flash - Program Goal",null,null,null,null,null,null,null,null,null,null,null,null,null,null,null,null,0,0]
[null,null,null,null,"Hydro / Binary - Program Goal",{"$f":"Geothermal!#REF!","v":{"$error":"#REF!"}},{"$f":"Geothermal!#REF!","v":{"$error":"#REF!"}},{"$f":"Geothermal!#REF!","v":{"$error":"#REF!"}},{"$f":"Geothermal!#REF!","v":{"$error":"#REF!"}},{"$f":"Geothermal!#REF!","v":{"$error":"#REF!"}},{"$f":"Geothermal!#REF!","v":{"$error":"#REF!"}},{"$f":"Geothermal!#REF!","v":{"$error":"#REF!"}},{"$f":"Geothermal!#REF!","v":{"$error":"#REF!"}},{"$f":"Geothermal!#REF!","v":{"$error":"#REF!"}},{"$f":"Geothermal!#REF!","v":{"$error":"#REF!"}},{"$f":"Geothermal!#REF!","v":{"$error":"#REF!"}},{"$f":"Geothermal!#REF!","v":{"$error":"#REF!"}},{"$f":"Geothermal!#REF!","v":{"$error":"#REF!"}},null,null,null,0,0]
[null,null,null,null,"NF EGS / Flash - Program Goal",{"$f":"Geothermal!#REF!","v":{"$error":"#REF!"}},{"$f":"Geothermal!#REF!","v":{"$error":"#REF!"}},{"$f":"Geothermal!#REF!","v":{"$error":"#REF!"}},{"$f":"Geothermal!#REF!","v":{"$error":"#REF!"}},{"$f":"Geothermal!#REF!","v":{"$error":"#REF!"}},{"$f":"Geothermal!#REF!","v":{"$error":"#REF!"}},{"$f":"Geothermal!#REF!","v":{"$error":"#REF!"}},{"$f":"Geothermal!#REF!","v":{"$error":"#REF!"}},{"$f":"Geothermal!#REF!","v":{"$error":"#REF!"}},{"$f":"Geothermal!#REF!","v":{"$error":"#REF!"}},{"$f":"Geothermal!#REF!","v":{"$error":"#REF!"}},{"$f":"Geothermal!#REF!","v":{"$error":"#REF!"}},{"$f":"Geothermal!#REF!","v":{"$error":"#REF!"}}]
[null,null,null,null,"NF EGS / Binary - Program Goal",{"$f":"Geothermal!#REF!","v":{"$error":"#REF!"}},{"$f":"Geothermal!#REF!","v":{"$error":"#REF!"}},{"$f":"Geothermal!#REF!","v":{"$error":"#REF!"}},{"$f":"Geothermal!#REF!","v":{"$error":"#REF!"}},{"$f":"Geothermal!#REF!","v":{"$error":"#REF!"}},{"$f":"Geothermal!#REF!","v":{"$error":"#REF!"}},{"$f":"Geothermal!#REF!","v":{"$error":"#REF!"}},{"$f":"Geothermal!#REF!","v":{"$error":"#REF!"}},{"$f":"Geothermal!#REF!","v":{"$error":"#REF!"}},{"$f":"Geothermal!#REF!","v":{"$error":"#REF!"}},{"$f":"Geothermal!#REF!","v":{"$error":"#REF!"}},{"$f":"Geothermal!#REF!","v":{"$error":"#REF!"}},{"$f":"Geothermal!#REF!","v":{"$error":"#REF!"}}]
[null,null,null,null,"Deep EGS / Flash - Program Goal",{"$f":"Geothermal!#REF!","v":{"$error":"#REF!"}},{"$f":"Geothermal!#REF!","v":{"$error":"#REF!"}},{"$f":"Geothermal!#REF!","v":{"$error":"#REF!"}},{"$f":"Geothermal!#REF!","v":{"$error":"#REF!"}},{"$f":"Geothermal!#REF!","v":{"$error":"#REF!"}},{"$f":"Geothermal!#REF!","v":{"$error":"#REF!"}},{"$f":"Geothermal!#REF!","v":{"$error":"#REF!"}},{"$f":"Geothermal!#REF!","v":{"$error":"#REF!"}},{"$f":"Geothermal!#REF!","v":{"$error":"#REF!"}},{"$f":"Geothermal!#REF!","v":{"$error":"#REF!"}},{"$f":"Geothermal!#REF!","v":{"$error":"#REF!"}},{"$f":"Geothermal!#REF!","v":{"$error":"#REF!"}},{"$f":"Geothermal!#REF!","v":{"$error":"#REF!"}}]
[null,null,null,null,"Deep EGS / Binary - Program Goal",{"$f":"Geothermal!#REF!","v":{"$error":"#REF!"}},{"$f":"Geothermal!#REF!","v":{"$error":"#REF!"}},{"$f":"Geothermal!#REF!","v":{"$error":"#REF!"}},{"$f":"Geothermal!#REF!","v":{"$error":"#REF!"}},{"$f":"Geothermal!#REF!","v":{"$error":"#REF!"}},{"$f":"Geothermal!#REF!","v":{"$error":"#REF!"}},{"$f":"Geothermal!#REF!","v":{"$error":"#REF!"}},{"$f":"Geothermal!#REF!","v":{"$error":"#REF!"}},{"$f":"Geothermal!#REF!","v":{"$error":"#REF!"}},{"$f":"Geothermal!#REF!","v":{"$error":"#REF!"}},{"$f":"Geothermal!#REF!","v":{"$error":"#REF!"}},{"$f":"Geothermal!#REF!","v":{"$error":"#REF!"}},{"$f":"Geothermal!#REF!","v":{"$error":"#REF!"}}]
[]
[null,"Grid Connection Costs",null,"Grid Connection Costs (GCC) ($/kW)","Hydro / Flash - Program Goal",null,null,null,null,null,null,null,null,null,null,null,null,null,null,null,null,0,0]
[null,null,null,null,"Hydro / Binary - Program Goal",null,null,null,null,null,null,null,null,null,null,null,null,null,null,null,null,0,0]
[null,null,null,null,"NF EGS / Flash - Program Goal"]
[null,null,null,null,"NF EGS / Binary - Program Goal"]
[null,null,null,null,"Deep EGS / Flash - Program Goal"]
[null,null,null,null,"Deep EGS / Binary - Program Goal"]
[]
[null,"LCOE",null,"Levelized Cost of Energy ($/MWh)","Hydro / Flash - Program Goal",null,null,null,null,null,null,null,null,null,null,null,null,null,null,null,null,{"$f":" ((Geothermal!$S$44 * Geothermal!$S$42 * Geothermal!$S$40 * (V355 * 1 + V376) +V362) * 1000 / (V341 * 8760)) + V369 + 0","v":105.27328496851085},{"$f":" ((Geothermal!$S$44 * Geothermal!$S$42 * Geothermal!$S$40 * (W355 * 1 + W376) +W362) * 1000 / (W341 * 8760)) + W369 + 0","v":105.27328496851085}]
[null,null,null,null,"Hydro / Binary - Program Goal",{"$f":"Geothermal!#REF!","v":{"$error":"#REF!"}},{"$f":"Geothermal!#REF!","v":{"$error":"#REF!"}},{"$f":"Geothermal!#REF!","v":{"$error":"#REF!"}},{"$f":"Geothermal!#REF!","v":{"$error":"#REF!"}},{"$f":"Geothermal!#REF!","v":{"$error":"#REF!"}},{"$f":"Geothermal!#REF!","v":{"$error":"#REF!"}},{"$f":"Geothermal!#REF!","v":{"$error":"#REF!"}},{"$f":"Geothermal!#REF!","v":{"$error":"#REF!"}},{"$f":"Geothermal!#REF!","v":{"$error":"#REF!"}},{"$f":"Geothermal!#REF!","v":{"$error":"#REF!"}},{"$f":"Geothermal!#REF!","v":{"$error":"#REF!"}},{"$f":"Geothermal!#REF!","v":{"$error":"#REF!"}},{"$f":"Geothermal!#REF!","v":{"$error":"#REF!"}},null,null,null,{"$f":" ((Geothermal!$S$44 * Geothermal!$S$42 * Geothermal!$S$40 * (V356 * 1 + V377) +V363) * 1000 / (V342 * 8760)) + V370 + 0","v":128.91070501130821},{"$f":" ((Geothermal!$S$44 * Geothermal!$S$42 * Geothermal!$S$40 * (W356 * 1 + W377) +W363) * 1000 / (W342 * 8760)) + W370 + 0","v":128.91070501130821}]
[null,null,null,null,"NF EGS / Flash - Program Goal",{"$f":"Geothermal!#REF!","v":{"$error":"#REF!"}},{"$f":"Geothermal!#REF!","v":{"$error":"#REF!"}},{"$f":"Geothermal!#REF!","v":{"$error":"#REF!"}},{"$f":"Geothermal!#REF!","v":{"$error":"#REF!"}},{"$f":"Geothermal!#REF!","v":{"$error":"#REF!"}},{"$f":"Geothermal!#REF!","v":{"$error":"#REF!"}},{"$f":"Geothermal!#REF!","v":{"$error":"#REF!"}},{"$f":"Geothermal!#REF!","v":{"$error":"#REF!"}},{"$f":"Geothermal!#REF!","v":{"$error":"#REF!"}},{"$f":"Geothermal!#REF!","v":{"$error":"#REF!"}},{"$f":"Geothermal!#REF!","v":{"$error":"#REF!"}},{"$f":"Geothermal!#REF!","v":{"$error":"#REF!"}},{"$f":"Geothermal!#REF!","v":{"$error":"#REF!"}}]
[null,null,null,null,"NF EGS / Binary - Program Goal",{"$f":"Geothermal!#REF!","v":{"$error":"#REF!"}},{"$f":"Geothermal!#REF!","v":{"$error":"#REF!"}},{"$f":"Geothermal!#REF!","v":{"$error":"#REF!"}},{"$f":"Geothermal!#REF!","v":{"$error":"#REF!"}},{"$f":"Geothermal!#REF!","v":{"$error":"#REF!"}},{"$f":"Geothermal!#REF!","v":{"$error":"#REF!"}},{"$f":"Geothermal!#REF!","v":{"$error":"#REF!"}},{"$f":"Geothermal!#REF!","v":{"$error":"#REF!"}},{"$f":"Geothermal!#REF!","v":{"$error":"#REF!"}},{"$f":"Geothermal!#REF!","v":{"$error":"#REF!"}},{"$f":"Geothermal!#REF!","v":{"$error":"#REF!"}},{"$f":"Geothermal!#REF!","v":{"$error":"#REF!"}},{"$f":"Geothermal!#REF!","v":{"$error":"#REF!"}}]
[null,null,null,null,"Deep EGS / Flash - Program Goal",{"$f":"Geothermal!#REF!","v":{"$error":"#REF!"}},{"$f":"Geothermal!#REF!","v":{"$error":"#REF!"}},{"$f":"Geothermal!#REF!","v":{"$error":"#REF!"}},{"$f":"Geothermal!#REF!","v":{"$error":"#REF!"}},{"$f":"Geothermal!#REF!","v":{"$error":"#REF!"}},{"$f":"Geothermal!#REF!","v":{"$error":"#REF!"}},{"$f":"Geothermal!#REF!","v":{"$error":"#REF!"}},{"$f":"Geothermal!#REF!","v":{"$error":"#REF!"}},{"$f":"Geothermal!#REF!","v":{"$error":"#REF!"}},{"$f":"Geothermal!#REF!","v":{"$error":"#REF!"}},{"$f":"Geothermal!#REF!","v":{"$error":"#REF!"}},{"$f":"Geothermal!#REF!","v":{"$error":"#REF!"}},{"$f":"Geothermal!#REF!","v":{"$error":"#REF!"}}]
[null,null,null,null,"Deep EGS / Binary - Program Goal",{"$f":"Geothermal!#REF!","v":{"$error":"#REF!"}},{"$f":"Geothermal!#REF!","v":{"$error":"#REF!"}},{"$f":"Geothermal!#REF!","v":{"$error":"#REF!"}},{"$f":"Geothermal!#REF!","v":{"$error":"#REF!"}},{"$f":"Geothermal!#REF!","v":{"$error":"#REF!"}},{"$f":"Geothermal!#REF!","v":{"$error":"#REF!"}},{"$f":"Geothermal!#REF!","v":{"$error":"#REF!"}},{"$f":"Geothermal!#REF!","v":{"$error":"#REF!"}},{"$f":"Geothermal!#REF!","v":{"$error":"#REF!"}},{"$f":"Geothermal!#REF!","v":{"$error":"#REF!"}},{"$f":"Geothermal!#REF!","v":{"$error":"#REF!"}},{"$f":"Geothermal!#REF!","v":{"$error":"#REF!"}},{"$f":"Geothermal!#REF!","v":{"$error":"#REF!"}}]
[]
[]
[]
[]
[]
[]
[]
[]
[]
[]
[]
[]
[]
[]
[]
[]
[]
[]
[]
[]
[]
[]
[]
[]
[]
[]
[]
[]
[]
[]
[]
[]
[]
[]
[]
[]
[]
[]
[]
[]
[]
[]
[]
["Notes:"]
["Geothermal data from ATB spreadsheet version: 2014.10.24_Model Inputs_ldp_from REEDS folder.xlsm"]
["File location: Y:\\6A20\\Public\\Gelman\\ATA Annual Technology Assessment"]
["Targets from low case"]

{"sheet":"Graphics Input","index":13,"n_rows":741,"n_cols":116,"rows_kept":741,"cut":false,"hidden":false,"merged":[[57,1,71,1],[57,3,71,3],[141,3,170,3],[206,1,214,1],[206,3,214,3],[141,1,170,1],[173,3,202,3],[76,1,105,1],[76,3,105,3],[109,3,138,3],[109,1,138,1],[200,1,202,1],[173,1,199,1],[633,1,641,1],[633,3,641,3],[311,3,337,3],[340,3,366,3],[218,3,226,3],[551,1,580,1],[551,3,580,3],[392,1,409,1],[371,1,388,1],[282,3,308,3],[487,3,516,3],[519,3,548,3],[252,3,278,3],[218,1,226,1],[252,1,278,1],[240,1,248,1],[4,1,18,1],[4,3,18,3],[22,3,36,3],[22,1,36,1],[39,1,53,1],[39,3,53,3],[678,3,686,3],[678,1,686,1],[588,3,596,3],[588,1,596,1],[599,3,607,3],[599,1,607,1],[610,3,618,3],[610,1,618,1],[621,3,629,3],[621,1,629,1],[644,3,652,3],[644,1,652,1],[655,3,663,3],[655,1,663,1],[666,3,674,3],[666,1,674,1],[689,3,697,3],[689,1,697,1],[723,1,725,1],[723,3,725,3],[700,3,708,3],[700,1,708,1],[711,3,719,3],[711,1,719,1],[738,1,740,1],[738,3,740,3],[728,1,730,1],[728,3,730,3],[733,1,735,1],[733,3,735,3],[340,0,366,0],[371,0,392,0],[455,3,484,3],[412,1,429,1],[412,3,429,3],[432,3,449,3],[432,1,449,1],[371,3,388,3],[392,3,409,3],[340,1,366,1],[240,3,248,3],[229,1,237,1],[229,3,237,3],[282,0,308,0],[311,0,337,0],[282,1,308,1],[311,1,337,1]]}
[null,null,null,null,null,null,null,null,null,null,null,null,null,null,null,null,null,null,null,null,null,"Current"]
[]
["Land-Based Wind"]
[null,null,null,null,null,2000,{"$f":"F4+1","v":2001},{"$f":"G4+1","v":2002},2003,2004,2005,2006,2007,2008,2009,2010,2011,2012,2010,2011,2012,{"$f":"R4+1","v":2013},2014,2015,2016,2017,2018,2019,2020,2021,2022,2023,2024,2025,2026,2027,2028,2029,2030,2031,2032,2033,2034,2035,2036,2037,2038,2039,2040,2041,2042,2043,2044,2045,2046,2047,2048,2049,2050]
[null,"Land-Based Wind",null,"Levelized Cost of Energy ($/MWh)",{"$f":"'Land-Based Wind'!K250","v":"TRG 1 - Low"},null,null,null,null,null,null,null,null,null,null,null,null,null,null,null,null,null,{"$f":"'Land-Based Wind'!L250","v":49.792829553625268},{"$f":"'Land-Based Wind'!M250","v":44.08322464949444},{"$f":"'Land-Based Wind'!N250","v":42.584238722014518},{"$f":"'Land-Based Wind'!O250","v":41.242404443202268},{"$f":"'Land-Based Wind'!P250","v":40.045264127479442},{"$f":"'Land-Based Wind'!Q250","v":38.980892241060886},{"$f":"'Land-Based Wind'!R250","v":38.037896551337795},{"$f":"'Land-Based Wind'!S250","v":37.205423266680526},{"$f":"'Land-Based Wind'!T250","v":36.473135263939476},{"$f":"'Land-Based Wind'!U250","v":35.831244265604866},{"$f":"'Land-Based Wind'!V250","v":35.270489708842106},{"$f":"'Land-Based Wind'!W250","v":34.78214337430235},{"$f":"'Land-Based Wind'!X250","v":34.358010727090701},{"$f":"'Land-Based Wind'!Y250","v":33.99042203239383},{"$f":"'Land-Based Wind'!Z250","v":33.672255790706402},{"$f":"'Land-Based Wind'!AA250","v":33.396913429185993},{"$f":"'Land-Based Wind'!AB250","v":33.158333890166531},{"$f":"'Land-Based Wind'!AC250","v":32.950987891864614},{"$f":"'Land-Based Wind'!AD250","v":32.769876383583629},{"$f":"'Land-Based Wind'!AE250","v":32.610534100276745},{"$f":"'Land-Based Wind'!AF250","v":32.469027706173421},{"$f":"'Land-Based Wind'!AG250","v":32.341959169784694},{"$f":"'Land-Based Wind'!AH250","v":32.226461208947342},{"$f":"'Land-Based Wind'!AI250","v":32.120201996997395},{"$f":"'Land-Based Wind'!AJ250","v":32.021381060915097},{"$f":"'Land-Based Wind'!AK250","v":31.928731230452733},{"$f":"'Land-Based Wind'!AL250","v":31.841517679576654},{"$f":"'Land-Based Wind'!AM250","v":31.759539066124134},{"$f":"'Land-Based Wind'!AN250","v":31.683126793301273},{"$f":"'Land-Based Wind'!AO250","v":31.613143063883879},{"$f":"'Land-Based Wind'!AP250","v":31.550986253166382},{"$f":"'Land-Based Wind'!AQ250","v":31.498584586831555},{"$f":"'Land-Based Wind'!AR250","v":31.4584099026358},{"$f":"'Land-Based Wind'!AS250","v":31.433448632406627},{"$f":"'Land-Based Wind'!AT250","v":31.42723005678118},{"$f":"'Land-Based Wind'!AU250","v":31.42723005678118},{"$f":"'Land-Based Wind'!AV250","v":31.42723005678118}]
[null,null,null,null,{"$f":"'Land-Based Wind'!K251","v":"TRG 1 - Mid"},{"$f":"'Land-Based Wind'!#REF!","v":{"$error":"#REF!"}},{"$f":"'Land-Based Wind'!#REF!","v":{"$error":"#REF!"}},{"$f":"'Land-Based Wind'!#REF!","v":{"$error":"#REF!"}},{"$f":"'Land-Based Wind'!#REF!","v":{"$error":"#REF!"}},{"$f":"'Land-Based Wind'!#REF!","v":{"$error":"#REF!"}},{"$f":"'Land-Based Wind'!#REF!","v":{"$error":"#REF!"}},{"$f":"'Land-Based Wind'!#REF!","v":{"$error":"#REF!"}},{"$f":"'Land-Based Wind'!#REF!","v":{"$error":"#REF!"}},{"$f":"'Land-Based Wind'!#REF!","v":{"$error":"#REF!"}},{"$f":"'Land-Based Wind'!#REF!","v":{"$error":"#REF!"}},{"$f":"'Land-Based Wind'!#REF!","v":{"$error":"#REF!"}},{"$f":"'Land-Based Wind'!#REF!","v":{"$error":"#REF!"}},{"$f":"'Land-Based Wind'!#REF!","v":{"$error":"#REF!"}},null,null,null,{"$f":"'Land-Based Wind'!$L$81","v":50.739133570276223},{"$f":"'Land-Based Wind'!L251","v":49.792829553625268},{"$f":"'Land-Based Wind'!M251","v":48.917224965399811},{"$f":"'Land-Based Wind'!N251","v":48.108242625357619},{"$f":"'Land-Based Wind'!O251","v":47.361982020534619},{"$f":"'Land-Based Wind'!P251","v":46.674650389929361},{"$f":"'Land-Based Wind'!Q251","v":46.042563059720315},{"$f":"'Land-Based Wind'!R251","v":45.462140434392246},{"$f":"'Land-Based Wind'!S251","v":44.929917102425684},{"$f":"'Land-Based Wind'!T251","v":44.442530340373239},{"$f":"'Land-Based Wind'!U251","v":43.996727146088865},{"$f":"'Land-Based Wind'!V251","v":43.589361598617629},{"$f":"'Land-Based Wind'!W251","v":43.217396055437746},{"$f":"'Land-Based Wind'!X251","v":42.877896087157353},{"$f":"'Land-Based Wind'!Y251","v":42.568044184504103},{"$f":"'Land-Based Wind'!Z251","v":42.285124896465916},{"$f":"'Land-Based Wind'!AA251","v":42.026532974322713},{"$f":"'Land-Based Wind'!AB251","v":41.789768717394907},{"$f":"'Land-Based Wind'!AC251","v":41.572444668051034},{"$f":"'Land-Based Wind'!AD251","v":41.372275754932318},{"$f":"'Land-Based Wind'!AE251","v":41.187086025723914},{"$f":"'Land-Based Wind'!AF251","v":41.014809216263785},{"$f":"'Land-Based Wind'!AG251","v":40.853485126790453},{"$f":"'Land-Based Wind'!AH251","v":40.701263229876794},{"$f":"'Land-Based Wind'!AI251","v":40.556399953109675},{"$f":"'Land-Based Wind'!AJ251","v":40.41725928512669},{"$f":"'Land-Based Wind'!AK251","v":40.282313493909143},{"$f":"'Land-Based Wind'!AL251","v":40.150142360493248},{"$f":"'Land-Based Wind'!AM251","v":40.019435968464656},{"$f":"'Land-Based Wind'!AN251","v":39.888987521205664},{"$f":"'Land-Based Wind'!AO251","v":39.757700439885255},{"$f":"'Land-Based Wind'!AP251","v":39.624585945621881},{"$f":"'Land-Based Wind'!AQ251","v":39.488763203128912},{"$f":"'Land-Based Wind'!AR251","v":39.349459177021721},{"$f":"'Land-Based Wind'!AS251","v":39.206008536014458},{"$f":"'Land-Based Wind'!AT251","v":39.057853988124151},{"$f":"'Land-Based Wind'!AU251","v":38.904545945418846},{"$f":"'Land-Based Wind'!AV251","v":38.745742907111406}]
[null,null,null,null,{"$f":"'Land-Based Wind'!K252","v":"TRG 1 - High"},null,null,null,null,null,null,null,null,null,null,null,null,null,null,null,null,null,{"$f":"'Land-Based Wind'!L252","v":49.792829553625268},{"$f":"'Land-Based Wind'!M252","v":49.792829553625268},{"$f":"'Land-Based Wind'!N252","v":49.792829553625268},{"$f":"'Land-Based Wind'!O252","v":49.792829553625268},{"$f":"'Land-Based Wind'!P252","v":49.792829553625268},{"$f":"'Land-Based Wind'!Q252","v":49.792829553625268},{"$f":"'Land-Based Wind'!R252","v":49.792829553625268},{"$f":"'Land-Based Wind'!S252","v":49.792829553625268},{"$f":"'Land-Based Wind'!T252","v":49.792829553625268},{"$f":"'Land-Based Wind'!U252","v":49.792829553625268},{"$f":"'Land-Based Wind'!V252","v":49.792829553625268},{"$f":"'Land-Based Wind'!W252","v":49.792829553625268},{"$f":"'Land-Based Wind'!X252","v":49.792829553625268},{"$f":"'Land-Based Wind'!Y252","v":49.792829553625268},{"$f":"'Land-Based Wind'!Z252","v":49.792829553625268},{"$f":"'Land-Based Wind'!AA252","v":49.792829553625268},{"$f":"'Land-Based Wind'!AB252","v":49.792829553625268},{"$f":"'Land-Based Wind'!AC252","v":49.792829553625268},{"$f":"'Land-Based Wind'!AD252","v":49.792829553625268},{"$f":"'Land-Based Wind'!AE252","v":49.792829553625268},{"$f":"'Land-Based Wind'!AF252","v":49.792829553625268},{"$f":"'Land-Based Wind'!AG252","v":49.792829553625268},{"$f":"'Land-Based Wind'!AH252","v":49.792829553625268},{"$f":"'Land-Based Wind'!AI252","v":49.792829553625268},{"$f":"'Land-Based Wind'!AJ252","v":49.792829553625268},{"$f":"'Land-Based Wind'!AK252","v":49.792829553625268},{"$f":"'Land-Based Wind'!AL252","v":49.792829553625268},{"$f":"'Land-Based Wind'!AM252","v":49.792829553625268},{"$f":"'Land-Based Wind'!AN252","v":49.792829553625268},{"$f":"'Land-Based Wind'!AO252","v":49.792829553625268},{"$f":"'Land-Based Wind'!AP252","v":49.792829553625268},{"$f":"'Land-Based Wind'!AQ252","v":49.792829553625268},{"$f":"'Land-Based Wind'!AR252","v":49.792829553625268},{"$f":"'Land-Based Wind'!AS252","v":49.792829553625268},{"$f":"'Land-Based Wind'!AT252","v":49.792829553625268},{"$f":"'Land-Based Wind'!AU252","v":49.792829553625268},{"$f":"'Land-Based Wind'!AV252","v":49.792829553625268}]
[null,null,null,null,{"$f":"'Land-Based Wind'!K253","v":"TRG 2 - Low"},null,null,null,null,null,null,null,null,null,null,null,null,null,null,null,null,null,{"$f":"'Land-Based Wind'!L253","v":54.423332288305261},{"$f":"'Land-Based Wind'!M253","v":48.182760548998957},{"$f":"'Land-Based Wind'!N253","v":46.544375866745163},{"$f":"'Land-Based Wind'!O253","v":45.077757209273805},{"$f":"'Land-Based Wind'!P253","v":43.769288383895208},{"$f":"'Land-Based Wind'!Q253","v":42.605934837366938},{"$f":"'Land-Based Wind'!R253","v":41.575244912164585},{"$f":"'Land-Based Wind'!S253","v":40.665355464262312},{"$f":"'Land-Based Wind'!T253","v":39.864968065892143},{"$f":"'Land-Based Wind'!U253","v":39.163384175030643},{"$f":"'Land-Based Wind'!V253","v":38.550482039352374},{"$f":"'Land-Based Wind'!W253","v":38.016721755498445},{"$f":"'Land-Based Wind'!X253","v":37.553146734748552},{"$f":"'Land-Based Wind'!Y253","v":37.151373992443013},{"$f":"'Land-Based Wind'!Z253","v":36.803619762576886},{"$f":"'Land-Based Wind'!AA253","v":36.502671835567973},{"$f":"'Land-Based Wind'!AB253","v":36.241905503434481},{"$f":"'Land-Based Wind'!AC253","v":36.015277286773618},{"$f":"'Land-Based Wind'!AD253","v":35.817323246306884},{"$f":"'Land-Based Wind'!AE253","v":35.643162868000836},{"$f":"'Land-Based Wind'!AF253","v":35.488497034059606},{"$f":"'Land-Based Wind'!AG253","v":35.349611711789969},{"$f":"'Land-Based Wind'!AH253","v":35.223372975055732},{"$f":"'Land-Based Wind'!AI253","v":35.107232148103577},{"$f":"'Land-Based Wind'!AJ253","v":34.999221322254527},{"$f":"'Land-Based Wind'!AK253","v":34.897955486291586},{"$f":"'Land-Based Wind'!AL253","v":34.80263147876034},{"$f":"'Land-Based Wind'!AM253","v":34.71302923360863},{"$f":"'Land-Based Wind'!AN253","v":34.629510973007179},{"$f":"'Land-Based Wind'!AO253","v":34.553019080600137},{"$f":"'Land-Based Wind'!AP253","v":34.48508197411342},{"$f":"'Land-Based Wind'!AQ253","v":34.427807195295529},{"$f":"'Land-Based Wind'!AR253","v":34.383896451375897},{"$f":"'Land-Based Wind'!AS253","v":34.35661389852244},{"$f":"'Land-Based Wind'!AT253","v":34.349817024139966},{"$f":"'Land-Based Wind'!AU253","v":34.349817024139966},{"$f":"'Land-Based Wind'!AV253","v":34.349817024139966}]
[null,null,null,null,{"$f":"'Land-Based Wind'!K254","v":"TRG 2 - Mid"},{"$f":"'Land-Based Wind'!#REF!","v":{"$error":"#REF!"}},{"$f":"'Land-Based Wind'!#REF!","v":{"$error":"#REF!"}},{"$f":"'Land-Based Wind'!#REF!","v":{"$error":"#REF!"}},{"$f":"'Land-Based Wind'!#REF!","v":{"$error":"#REF!"}},{"$f":"'Land-Based Wind'!#REF!","v":{"$error":"#REF!"}},{"$f":"'Land-Based Wind'!#REF!","v":{"$error":"#REF!"}},{"$f":"'Land-Based Wind'!#REF!","v":{"$error":"#REF!"}},{"$f":"'Land-Based Wind'!#REF!","v":{"$error":"#REF!"}},{"$f":"'Land-Based Wind'!#REF!","v":{"$error":"#REF!"}},{"$f":"'Land-Based Wind'!#REF!","v":{"$error":"#REF!"}},{"$f":"'Land-Based Wind'!#REF!","v":{"$error":"#REF!"}},{"$f":"'Land-Based Wind'!#REF!","v":{"$error":"#REF!"}},{"$f":"'Land-Based Wind'!#REF!","v":{"$error":"#REF!"}},null,null,null,{"$f":"'Land-Based Wind'!$L$82","v":55.457543966068755},{"$f":"'Land-Based Wind'!L254","v":54.423332288305261},{"$f":"'Land-Based Wind'!M254","v":53.466300525190888},{"$f":"'Land-Based Wind'!N254","v":52.582086571049736},{"$f":"'Land-Based Wind'!O254","v":51.766427183261527},{"$f":"'Land-Based Wind'!P254","v":51.015176891602415},{"$f":"'Land-Based Wind'!Q254","v":50.324308364636167},{"$f":"'Land-Based Wind'!R254","v":49.689909121029011},{"$f":"'Land-Based Wind'!S254","v":49.108191482026186},{"$f":"'Land-Based Wind'!T254","v":48.575480006460531},{"$f":"'Land-Based Wind'!U254","v":48.088219178039495},{"$f":"'Land-Based Wind'!V254","v":47.642970519716947},{"$f":"'Land-Based Wind'!W254","v":47.236413902273135},{"$f":"'Land-Based Wind'!X254","v":46.865342007961644},{"$f":"'Land-Based Wind'!Y254","v":46.526675312185681},{"$f":"'Land-Based Wind'!Z254","v":46.217445839554685},{"$f":"'Land-Based Wind'!AA254","v":45.93480606527325},{"$f":"'Land-Based Wind'!AB254","v":45.676023828065809},{"$f":"'Land-Based Wind'!AC254","v":45.438489647789034},{"$f":"'Land-Based Wind'!AD254","v":45.219705952021833},{"$f":"'Land-Based Wind'!AE254","v":45.017294434953165},{"$f":"'Land-Based Wind'!AF254","v":44.828996679415489},{"$f":"'Land-Based Wind'!AG254","v":44.652670196140235},{"$f":"'Land-Based Wind'!AH254","v":44.486292367212741},{"$f":"'Land-Based Wind'!AI254","v":44.327957476053804},{"$f":"'Land-Based Wind'!AJ254","v":44.175877369814806},{"$f":"'Land-Based Wind'!AK254","v":44.028382244468879},{"$f":"'Land-Based Wind'!AL254","v":43.883919807260554},{"$f":"'Land-Based Wind'!AM254","v":43.741058325610538},{"$f":"'Land-Based Wind'!AN254","v":43.598478776400071},{"$f":"'Land-Based Wind'!AO254","v":43.45498260404122},{"$f":"'Land-Based Wind'!AP254","v":43.309489077791952},{"$f":"'Land-Based Wind'!AQ254","v":43.161035448760025},{"$f":"'Land-Based Wind'!AR254","v":43.008776792847215},{"$f":"'Land-Based Wind'!AS254","v":42.851985906036887},{"$f":"'Land-Based Wind'!AT254","v":42.690053670770467},{"$f":"'Land-Based Wind'!AU254","v":42.522488689518809},{"$f":"'Land-Based Wind'!AV254","v":42.34891770350184}]
[null,null,null,null,{"$f":"'Land-Based Wind'!K255","v":"TRG 2 - High"},null,null,null,null,null,null,null,null,null,null,null,null,null,null,null,null,null,{"$f":"'Land-Based Wind'!L255","v":54.423332288305261},{"$f":"'Land-Based Wind'!M255","v":54.423332288305261},{"$f":"'Land-Based Wind'!N255","v":54.423332288305261},{"$f":"'Land-Based Wind'!O255","v":54.423332288305261},{"$f":"'Land-Based Wind'!P255","v":54.423332288305261},{"$f":"'Land-Based Wind'!Q255","v":54.423332288305261},{"$f":"'Land-Based Wind'!R255","v":54.423332288305261},{"$f":"'Land-Based Wind'!S255","v":54.423332288305261},{"$f":"'Land-Based Wind'!T255","v":54.423332288305261},{"$f":"'Land-Based Wind'!U255","v":54.423332288305261},{"$f":"'Land-Based Wind'!V255","v":54.423332288305261},{"$f":"'Land-Based Wind'!W255","v":54.423332288305261},{"$f":"'Land-Based Wind'!X255","v":54.423332288305261},{"$f":"'Land-Based Wind'!Y255","v":54.423332288305261},{"$f":"'Land-Based Wind'!Z255","v":54.423332288305261},{"$f":"'Land-Based Wind'!AA255","v":54.423332288305261},{"$f":"'Land-Based Wind'!AB255","v":54.423332288305261},{"$f":"'Land-Based Wind'!AC255","v":54.423332288305261},{"$f":"'Land-Based Wind'!AD255","v":54.423332288305261},{"$f":"'Land-Based Wind'!AE255","v":54.423332288305261},{"$f":"'Land-Based Wind'!AF255","v":54.423332288305261},{"$f":"'Land-Based Wind'!AG255","v":54.423332288305261},{"$f":"'Land-Based Wind'!AH255","v":54.423332288305261},{"$f":"'Land-Based Wind'!AI255","v":54.423332288305261},{"$f":"'Land-Based Wind'!AJ255","v":54.423332288305261},{"$f":"'Land-Based Wind'!AK255","v":54.423332288305261},{"$f":"'Land-Based Wind'!AL255","v":54.423332288305261},{"$f":"'Land-Based Wind'!AM255","v":54.423332288305261},{"$f":"'Land-Based Wind'!AN255","v":54.423332288305261},{"$f":"'Land-Based Wind'!AO255","v":54.423332288305261},{"$f":"'Land-Based Wind'!AP255","v":54.423332288305261},{"$f":"'Land-Based Wind'!AQ255","v":54.423332288305261},{"$f":"'Land-Based Wind'!AR255","v":54.423332288305261},{"$f":"'Land-Based Wind'!AS255","v":54.423332288305261},{"$f":"'Land-Based Wind'!AT255","v":54.423332288305261},{"$f":"'Land-Based Wind'!AU255","v":54.423332288305261},{"$f":"'Land-Based Wind'!AV255","v":54.423332288305261}]
[null,null,null,null,{"$f":"'Land-Based Wind'!K256","v":"TRG 3 - Low"},null,null,null,null,null,null,null,null,null,null,null,null,null,null,null,null,null,{"$f":"'Land-Based Wind'!L256","v":60.027583330781781},{"$f":"'Land-Based Wind'!M256","v":53.144382836690355},{"$f":"'Land-Based Wind'!N256","v":51.337278682660461},{"$f":"'Land-Based Wind'!O256","v":49.719628418647503},{"$f":"'Land-Based Wind'!P256","v":48.276413664003158},{"$f":"'Land-Based Wind'!Q256","v":46.993257576408652},{"$f":"'Land-Based Wind'!R256","v":45.856426237392988},{"$f":"'Land-Based Wind'!S256","v":44.852835810165423},{"$f":"'Land-Based Wind'!T256","v":43.970025047964384},{"$f":"'Land-Based Wind'!U256","v":43.196192074401829},{"$f":"'Land-Based Wind'!V256","v":42.520172832190475},{"$f":"'Land-Based Wind'!W256","v":41.93144503155078},{"$f":"'Land-Based Wind'!X256","v":41.420129766638553},{"$f":"'Land-Based Wind'!Y256","v":40.97698328305362},{"$f":"'Land-Based Wind'!Z256","v":40.593417822422602},{"$f":"'Land-Based Wind'!AA256","v":40.261479116073026},{"$f":"'Land-Based Wind'!AB256","v":39.973859666107209},{"$f":"'Land-Based Wind'!AC256","v":39.723894058544069},{"$f":"'Land-Based Wind'!AD256","v":39.505555317222459},{"$f":"'Land-Based Wind'!AE256","v":39.313460363403024},{"$f":"'Land-Based Wind'!AF256","v":39.142867990232432},{"$f":"'Land-Based Wind'!AG256","v":38.989681107986442},{"$f":"'Land-Based Wind'!AH256","v":38.850443680106537},{"$f":"'Land-Based Wind'!AI256","v":38.722343978573797},{"$f":"'Land-Based Wind'!AJ256","v":38.603211452845557},{"$f":"'Land-Based Wind'!AK256","v":38.491518472689336},{"$f":"'Land-Based Wind'!AL256","v":38.386379172641881},{"$f":"'Land-Based Wind'!AM256","v":38.287550746777448},{"$f":"'Land-Based Wind'!AN256","v":38.195432795269248},{"$f":"'Land-Based Wind'!AO256","v":38.111064742561339},{"$f":"'Land-Based Wind'!AP256","v":38.036132393229835},{"$f":"'Land-Based Wind'!AQ256","v":37.972960310412326},{"$f":"'Land-Based Wind'!AR256","v":37.924527921831711},{"$f":"'Land-Based Wind'!AS256","v":37.894435987983172},{"$f":"'Land-Based Wind'!AT256","v":37.886939215397675},{"$f":"'Land-Based Wind'!AU256","v":37.886939215397675},{"$f":"'Land-Based Wind'!AV256","v":37.886939215397675}]
[null,null,null,null,{"$f":"'Land-Based Wind'!K257","v":"TRG 3 - Mid"},{"$f":"'Land-Based Wind'!#REF!","v":{"$error":"#REF!"}},{"$f":"'Land-Based Wind'!#REF!","v":{"$error":"#REF!"}},{"$f":"'Land-Based Wind'!#REF!","v":{"$error":"#REF!"}},{"$f":"'Land-Based Wind'!#REF!","v":{"$error":"#REF!"}},{"$f":"'Land-Based Wind'!#REF!","v":{"$error":"#REF!"}},{"$f":"'Land-Based Wind'!#REF!","v":{"$error":"#REF!"}},{"$f":"'Land-Based Wind'!#REF!","v":{"$error":"#REF!"}},{"$f":"'Land-Based Wind'!#REF!","v":{"$error":"#REF!"}},{"$f":"'Land-Based Wind'!#REF!","v":{"$error":"#REF!"}},{"$f":"'Land-Based Wind'!#REF!","v":{"$error":"#REF!"}},{"$f":"'Land-Based Wind'!#REF!","v":{"$error":"#REF!"}},{"$f":"'Land-Based Wind'!#REF!","v":{"$error":"#REF!"}},{"$f":"'Land-Based Wind'!#REF!","v":{"$error":"#REF!"}},null,null,null,{"$f":"'Land-Based Wind'!$L$83","v":61.168276868236497},{"$f":"'Land-Based Wind'!L257","v":60.027583330781781},{"$f":"'Land-Based Wind'!M257","v":58.971994882769636},{"$f":"'Land-Based Wind'!N257","v":57.996725154421021},{"$f":"'Land-Based Wind'!O257","v":57.097069409422488},{"$f":"'Land-Based Wind'!P257","v":56.268455283732585},{"$f":"'Land-Based Wind'!Q257","v":55.506440717824255},{"$f":"'Land-Based Wind'!R257","v":54.80671112251364},{"$f":"'Land-Based Wind'!S257","v":54.165088785534195},{"$f":"'Land-Based Wind'!T257","v":53.577519012531354},{"$f":"'Land-Based Wind'!U257","v":53.040080152225784},{"$f":"'Land-Based Wind'!V257","v":52.548979645120106},{"$f":"'Land-Based Wind'!W257","v":52.100555466820865},{"$f":"'Land-Based Wind'!X257","v":51.691271489773087},{"$f":"'Land-Based Wind'!Y257","v":51.31772962462302},{"$f":"'Land-Based Wind'!Z257","v":50.976656635516235},{"$f":"'Land-Based Wind'!AA257","v":50.664911407646272},{"$f":"'Land-Based Wind'!AB257","v":50.379480802975934},{"$f":"'Land-Based Wind'!AC257","v":50.117486169297372},{"$f":"'Land-Based Wind'!AD257","v":49.876172841710265},{"$f":"'Land-Based Wind'!AE257","v":49.65291797525262},{"$f":"'Land-Based Wind'!AF257","v":49.445230226622805},{"$f":"'Land-Based Wind'!AG257","v":49.250746848508513},{"$f":"'Land-Based Wind'!AH257","v":49.067236579286018},{"$f":"'Land-Based Wind'!AI257","v":48.892597462690595},{"$f":"'Land-Based Wind'!AJ257","v":48.724857212197151},{"$f":"'Land-Based Wind'!AK257","v":48.562174076957938},{"$f":"'Land-Based Wind'!AL257","v":48.402835918008563},{"$f":"'Land-Based Wind'!AM257","v":48.245263460030287},{"$f":"'Land-Based Wind'!AN257","v":48.088001965829818},{"$f":"'Land-Based Wind'!AO257","v":47.929729459385207},{"$f":"'Land-Based Wind'!AP257","v":47.769253922443482},{"$f":"'Land-Based Wind'!AQ257","v":47.605513467692973},{"$f":"'Land-Based Wind'!AR257","v":47.437576165536129},{"$f":"'Land-Based Wind'!AS257","v":47.264639928595294},{"$f":"'Land-Based Wind'!AT257","v":47.086032915817903},{"$f":"'Land-Based Wind'!AU257","v":46.901213128316108},{"$f":"'Land-Based Wind'!AV257","v":46.709768871205029}]
[null,null,null,null,{"$f":"'Land-Based Wind'!K258","v":"TRG 3 - High"},null,null,null,null,null,null,null,null,null,null,null,null,null,null,null,null,null,{"$f":"'Land-Based Wind'!L258","v":60.027583330781781},{"$f":"'Land-Based Wind'!M258","v":60.027583330781781},{"$f":"'Land-Based Wind'!N258","v":60.027583330781781},{"$f":"'Land-Based Wind'!O258","v":60.027583330781781},{"$f":"'Land-Based Wind'!P258","v":60.027583330781781},{"$f":"'Land-Based Wind'!Q258","v":60.027583330781781},{"$f":"'Land-Based Wind'!R258","v":60.027583330781781},{"$f":"'Land-Based Wind'!S258","v":60.027583330781781},{"$f":"'Land-Based Wind'!T258","v":60.027583330781781},{"$f":"'Land-Based Wind'!U258","v":60.027583330781781},{"$f":"'Land-Based Wind'!V258","v":60.027583330781781},{"$f":"'Land-Based Wind'!W258","v":60.027583330781781},{"$f":"'Land-Based Wind'!X258","v":60.027583330781781},{"$f":"'Land-Based Wind'!Y258","v":60.027583330781781},{"$f":"'Land-Based Wind'!Z258","v":60.027583330781781},{"$f":"'Land-Based Wind'!AA258","v":60.027583330781781},{"$f":"'Land-Based Wind'!AB258","v":60.027583330781781},{"$f":"'Land-Based Wind'!AC258","v":60.027583330781781},{"$f":"'Land-Based Wind'!AD258","v":60.027583330781781},{"$f":"'Land-Based Wind'!AE258","v":60.027583330781781},{"$f":"'Land-Based Wind'!AF258","v":60.027583330781781},{"$f":"'Land-Based Wind'!AG258","v":60.027583330781781},{"$f":"'Land-Based Wind'!AH258","v":60.027583330781781},{"$f":"'Land-Based Wind'!AI258","v":60.027583330781781},{"$f":"'Land-Based Wind'!AJ258","v":60.027583330781781},{"$f":"'Land-Based Wind'!AK258","v":60.027583330781781},{"$f":"'Land-Based Wind'!AL258","v":60.027583330781781},{"$f":"'Land-Based Wind'!AM258","v":60.027583330781781},{"$f":"'Land-Based Wind'!AN258","v":60.027583330781781},{"$f":"'Land-Based Wind'!AO258","v":60.027583330781781},{"$f":"'Land-Based Wind'!AP258","v":60.027583330781781},{"$f":"'Land-Based Wind'!AQ258","v":60.027583330781781},{"$f":"'Land-Based Wind'!AR258","v":60.027583330781781},{"$f":"'Land-Based Wind'!AS258","v":60.027583330781781},{"$f":"'Land-Based Wind'!AT258","v":60.027583330781781},{"$f":"'Land-Based Wind'!AU258","v":60.027583330781781},{"$f":"'Land-Based Wind'!AV258","v":60.027583330781781}]
[null,null,null,null,{"$f":"'Land-Based Wind'!K259","v":"TRG 4 - Low"},null,null,null,null,null,null,null,null,null,null,null,null,null,null,null,null,null,{"$f":"'Land-Based Wind'!L259","v":70.341055170081091},{"$f":"'Land-Based Wind'!M259","v":62.275234915432733},{"$f":"'Land-Based Wind'!N259","v":60.157630368192365},{"$f":"'Land-Based Wind'!O259","v":58.262031151250362},{"$f":"'Land-Based Wind'!P259","v":56.570838376196441},{"$f":"'Land-Based Wind'!Q259","v":55.067204933869732},{"$f":"'Land-Based Wind'!R259","v":53.735037117285771},{"$f":"'Land-Based Wind'!S259","v":52.559005668954683},{"$f":"'Land-Based Wind'!T259","v":51.524509109626059},{"$f":"'Land-Based Wind'!U259","v":50.617714115722372},{"$f":"'Land-Based Wind'!V259","v":49.825538468399543},{"$f":"'Land-Based Wind'!W259","v":49.135651987326547},{"$f":"'Land-Based Wind'!X259","v":48.536478424237131},{"$f":"'Land-Based Wind'!Y259","v":48.017191059287434},{"$f":"'Land-Based Wind'!Z259","v":47.567721369619889},{"$f":"'Land-Based Wind'!AA259","v":47.178749745706284},{"$f":"'Land-Based Wind'!AB259","v":46.841711880254017},{"$f":"'Land-Based Wind'!AC259","v":46.548798157704198},{"$f":"'Land-Based Wind'!AD259","v":46.292945101908238},{"$f":"'Land-Based Wind'!AE259","v":46.067844771345555},{"$f":"'Land-Based Wind'!AF259","v":45.867942630905226},{"$f":"'Land-Based Wind'!AG259","v":45.688436407655729},{"$f":"'Land-Based Wind'!AH259","v":45.525277526584198},{"$f":"'Land-Based Wind'!AI259","v":45.37516992719209},{"$f":"'Land-Based Wind'!AJ259","v":45.235570140568505},{"$f":"'Land-Based Wind'!AK259","v":45.104688077125871},{"$f":"'Land-Based Wind'!AL259","v":44.981485672585116},{"$f":"'Land-Based Wind'!AM259","v":44.865678301684966},{"$f":"'Land-Based Wind'!AN259","v":44.757734322413832},{"$f":"'Land-Based Wind'!AO259","v":44.658871741551408},{"$f":"'Land-Based Wind'!AP259","v":44.571065999729456},{"$f":"'Land-Based Wind'!AQ259","v":44.497041040464602},{"$f":"'Land-Based Wind'!AR259","v":44.44028755154136},{"$f":"'Land-Based Wind'!AS259","v":44.405025564998844},{"$f":"'Land-Based Wind'!AT259","v":44.396240782493585},{"$f":"'Land-Based Wind'!AU259","v":44.396240782493585},{"$f":"'Land-Based Wind'!AV259","v":44.396240782493585}]
[null,null,null,null,{"$f":"'Land-Based Wind'!K260","v":"TRG 4 - Mid"},{"$f":"'Land-Based Wind'!#REF!","v":{"$error":"#REF!"}},{"$f":"'Land-Based Wind'!#REF!","v":{"$error":"#REF!"}},{"$f":"'Land-Based Wind'!#REF!","v":{"$error":"#REF!"}},{"$f":"'Land-Based Wind'!#REF!","v":{"$error":"#REF!"}},{"$f":"'Land-Based Wind'!#REF!","v":{"$error":"#REF!"}},{"$f":"'Land-Based Wind'!#REF!","v":{"$error":"#REF!"}},{"$f":"'Land-Based Wind'!#REF!","v":{"$error":"#REF!"}},{"$f":"'Land-Based Wind'!#REF!","v":{"$error":"#REF!"}},{"$f":"'Land-Based Wind'!#REF!","v":{"$error":"#REF!"}},{"$f":"'Land-Based Wind'!#REF!","v":{"$error":"#REF!"}},{"$f":"'Land-Based Wind'!#REF!","v":{"$error":"#REF!"}},{"$f":"'Land-Based Wind'!#REF!","v":{"$error":"#REF!"}},{"$f":"'Land-Based Wind'!#REF!","v":{"$error":"#REF!"}},null,null,null,{"$f":"'Land-Based Wind'!$L$84","v":71.67774340177499},{"$f":"'Land-Based Wind'!L260","v":70.341055170081091},{"$f":"'Land-Based Wind'!M260","v":69.104096734445733},{"$f":"'Land-Based Wind'!N260","v":67.961254044846285},{"$f":"'Land-Based Wind'!O260","v":66.907016895798051},{"$f":"'Land-Based Wind'!P260","v":65.936027302771535},{"$f":"'Land-Based Wind'!Q260","v":65.043079975697154},{"$f":"'Land-Based Wind'!R260","v":64.223120790065778},{"$f":"'Land-Based Wind'!S260","v":63.471254453843173},{"$f":"'Land-Based Wind'!T260","v":62.782727595021939},{"$f":"'Land-Based Wind'!U260","v":62.152944762551698},{"$f":"'Land-Based Wind'!V260","v":61.577461777998529},{"$f":"'Land-Based Wind'!W260","v":61.051987426805105},{"$f":"'Land-Based Wind'!X260","v":60.572381185057012},{"$f":"'Land-Based Wind'!Y260","v":60.134657966220118},{"$f":"'Land-Based Wind'!Z260","v":59.734982937271596},{"$f":"'Land-Based Wind'!AA260","v":59.369674513104265},{"$f":"'Land-Based Wind'!AB260","v":59.035202643343062},{"$f":"'Land-Based Wind'!AC260","v":58.728193218416287},{"$f":"'Land-Based Wind'!AD260","v":58.445418377031217},{"$f":"'Land-Based Wind'!AE260","v":58.183805412984889},{"$f":"'Land-Based Wind'!AF260","v":57.940434165824023},{"$f":"'Land-Based Wind'!AG260","v":57.712536709060714},{"$f":"'Land-Based Wind'!AH260","v":57.497497654308262},{"$f":"'Land-Based Wind'!AI260","v":57.292853907487427},{"$f":"'Land-Based Wind'!AJ260","v":57.096294322836933},{"$f":"'Land-Based Wind'!AK260","v":56.905660717630624},{"$f":"'Land-Based Wind'!AL260","v":56.71894678966828},{"$f":"'Land-Based Wind'!AM260","v":56.534301823696445},{"$f":"'Land-Based Wind'!AN260","v":56.350021247880022},{"$f":"'Land-Based Wind'!AO260","v":56.164555956954707},{"$f":"'Land-Based Wind'!AP260","v":55.976509131514341},{"$f":"'Land-Based Wind'!AQ260","v":55.784636440936978},{"$f":"'Land-Based Wind'!AR260","v":55.587845840396476},{"$f":"'Land-Based Wind'!AS260","v":55.385197435526401},{"$f":"'Land-Based Wind'!AT260","v":55.175903955955661},{"$f":"'Land-Based Wind'!AU260","v":54.959330281710272},{"$f":"'Land-Based Wind'!AV260","v":54.734993984401306}]
[null,null,null,null,{"$f":"'Land-Based Wind'!K261","v":"TRG 4 - High"},null,null,null,null,null,null,null,null,null,null,null,null,null,null,null,null,null,{"$f":"'Land-Based Wind'!L261","v":70.341055170081091},{"$f":"'Land-Based Wind'!M261","v":70.341055170081091},{"$f":"'Land-Based Wind'!N261","v":70.341055170081091},{"$f":"'Land-Based Wind'!O261","v":70.341055170081091},{"$f":"'Land-Based Wind'!P261","v":70.341055170081091},{"$f":"'Land-Based Wind'!Q261","v":70.341055170081091},{"$f":"'Land-Based Wind'!R261","v":70.341055170081091},{"$f":"'Land-Based Wind'!S261","v":70.341055170081091},{"$f":"'Land-Based Wind'!T261","v":70.341055170081091},{"$f":"'Land-Based Wind'!U261","v":70.341055170081091},{"$f":"'Land-Based Wind'!V261","v":70.341055170081091},{"$f":"'Land-Based Wind'!W261","v":70.341055170081091},{"$f":"'Land-Based Wind'!X261","v":70.341055170081091},{"$f":"'Land-Based Wind'!Y261","v":70.341055170081091},{"$f":"'Land-Based Wind'!Z261","v":70.341055170081091},{"$f":"'Land-Based Wind'!AA261","v":70.341055170081091},{"$f":"'Land-Based Wind'!AB261","v":70.341055170081091},{"$f":"'Land-Based Wind'!AC261","v":70.341055170081091},{"$f":"'Land-Based Wind'!AD261","v":70.341055170081091},{"$f":"'Land-Based Wind'!AE261","v":70.341055170081091},{"$f":"'Land-Based Wind'!AF261","v":70.341055170081091},{"$f":"'Land-Based Wind'!AG261","v":70.341055170081091},{"$f":"'Land-Based Wind'!AH261","v":70.341055170081091},{"$f":"'Land-Based Wind'!AI261","v":70.341055170081091},{"$f":"'Land-Based Wind'!AJ261","v":70.341055170081091},{"$f":"'Land-Based Wind'!AK261","v":70.341055170081091},{"$f":"'Land-Based Wind'!AL261","v":70.341055170081091},{"$f":"'Land-Based Wind'!AM261","v":70.341055170081091},{"$f":"'Land-Based Wind'!AN261","v":70.341055170081091},{"$f":"'Land-Based Wind'!AO261","v":70.341055170081091},{"$f":"'Land-Based Wind'!AP261","v":70.341055170081091},{"$f":"'Land-Based Wind'!AQ261","v":70.341055170081091},{"$f":"'Land-Based Wind'!AR261","v":70.341055170081091},{"$f":"'Land-Based Wind'!AS261","v":70.341055170081091},{"$f":"'Land-Based Wind'!AT261","v":70.341055170081091},{"$f":"'Land-Based Wind'!AU261","v":70.341055170081091},{"$f":"'Land-Based Wind'!AV261","v":70.341055170081091}]
[null,null,null,null,{"$f":"'Land-Based Wind'!K262","v":"TRG 5 - Low"},null,null,null,null,null,null,null,null,null,null,null,null,null,null,null,null,null,{"$f":"'Land-Based Wind'!L262","v":83.266012311588995},{"$f":"'Land-Based Wind'!M262","v":73.718121865494581},{"$f":"'Land-Based Wind'!N262","v":71.211413857273101},{"$f":"'Land-Based Wind'!O262","v":68.967503990494961},{"$f":"'Land-Based Wind'!P262","v":66.965559633981997},{"$f":"'Land-Based Wind'!Q262","v":65.185638072979501},{"$f":"'Land-Based Wind'!R262","v":63.608688430291124},{"$f":"'Land-Based Wind'!S262","v":62.216564743508513},{"$f":"'Land-Based Wind'!T262","v":60.991982555523478},{"$f":"'Land-Based Wind'!U262","v":59.918566711193264},{"$f":"'Land-Based Wind'!V262","v":58.98083117334226},{"$f":"'Land-Based Wind'!W262","v":58.164180128120854},{"$f":"'Land-Based Wind'!X262","v":57.454910226491585},{"$f":"'Land-Based Wind'!Y262","v":56.840205371430713},{"$f":"'Land-Based Wind'!Z262","v":56.3081469793146},{"$f":"'Land-Based Wind'!AA262","v":55.847702990418831},{"$f":"'Land-Based Wind'!AB262","v":55.448735431766714},{"$f":"'Land-Based Wind'!AC262","v":55.10199969444956},{"$f":"'Land-Based Wind'!AD262","v":54.799134409839411},{"$f":"'Land-Based Wind'!AE262","v":54.532672571149966},{"$f":"'Land-Based Wind'!AF262","v":54.296039014164364},{"$f":"'Land-Based Wind'!AG262","v":54.083549062756049},{"$f":"'Land-Based Wind'!AH262","v":53.890410228440899},{"$f":"'Land-Based Wind'!AI262","v":53.712720809525827},{"$f":"'Land-Based Wind'!AJ262","v":53.547469982344033},{"$f":"'Land-Based Wind'!AK262","v":53.392538733734966},{"$f":"'Land-Based Wind'!AL262","v":53.246698258233074},{"$f":"'Land-Based Wind'!AM262","v":53.109611631542208},{"$f":"'Land-Based Wind'!AN262","v":52.981833271021166},{"$f":"'Land-Based Wind'!AO262","v":52.864804988528931},{"$f":"'Land-Based Wind'!AP262","v":52.760865205966716},{"$f":"'Land-Based Wind'!AQ262","v":52.673238383272505},{"$f":"'Land-Based Wind'!AR262","v":52.606056611603293},{"$f":"'Land-Based Wind'!AS262","v":52.564315341181903},{"$f":"'Land-Based Wind'!AT262","v":52.553916381335924},{"$f":"'Land-Based Wind'!AU262","v":52.553916381335924},{"$f":"'Land-Based Wind'!AV262","v":52.553916381335924}]
[null,null,null,null,{"$f":"'Land-Based Wind'!K263","v":"TRG 5 - Mid"},{"$f":"'Land-Based Wind'!#REF!","v":{"$error":"#REF!"}},{"$f":"'Land-Based Wind'!#REF!","v":{"$error":"#REF!"}},{"$f":"'Land-Based Wind'!#REF!","v":{"$error":"#REF!"}},{"$f":"'Land-Based Wind'!#REF!","v":{"$error":"#REF!"}},{"$f":"'Land-Based Wind'!#REF!","v":{"$error":"#REF!"}},{"$f":"'Land-Based Wind'!#REF!","v":{"$error":"#REF!"}},{"$f":"'Land-Based Wind'!#REF!","v":{"$error":"#REF!"}},{"$f":"'Land-Based Wind'!#REF!","v":{"$error":"#REF!"}},{"$f":"'Land-Based Wind'!#REF!","v":{"$error":"#REF!"}},{"$f":"'Land-Based Wind'!#REF!","v":{"$error":"#REF!"}},{"$f":"'Land-Based Wind'!#REF!","v":{"$error":"#REF!"}},{"$f":"'Land-Based Wind'!#REF!","v":{"$error":"#REF!"}},{"$f":"'Land-Based Wind'!#REF!","v":{"$error":"#REF!"}},null,null,null,{"$f":"'Land-Based Wind'!$L$85","v":84.848312891808931},{"$f":"'Land-Based Wind'!L263","v":83.266012311588995},{"$f":"'Land-Based Wind'!M263","v":81.801766486991994},{"$f":"'Land-Based Wind'!N263","v":80.448929893450611},{"$f":"'Land-Based Wind'!O263","v":79.200979841809598},{"$f":"'Land-Based Wind'!P263","v":78.051573834011208},{"$f":"'Land-Based Wind'!Q263","v":76.994550123604867},{"$f":"'Land-Based Wind'!R263","v":76.023925905917238},{"$f":"'Land-Based Wind'!S263","v":75.133906393738954},{"$f":"'Land-Based Wind'!T263","v":74.318864797265235},{"$f":"'Land-Based Wind'!U263","v":73.57336126514879},{"$f":"'Land-Based Wind'!V263","v":72.892135014546625},{"$f":"'Land-Based Wind'!W263","v":72.27010633314427},{"$f":"'Land-Based Wind'!X263","v":71.702373888222155},{"$f":"'Land-Based Wind'!Y263","v":71.184220345591697},{"$f":"'Land-Based Wind'!Z263","v":70.711106233206081},{"$f":"'Land-Based Wind'!AA263","v":70.27867348577719},{"$f":"'Land-Based Wind'!AB263","v":69.882743416800054},{"$f":"'Land-Based Wind'!AC263","v":69.519321934226085},{"$f":"'Land-Based Wind'!AD263","v":69.184588066966839},{"$f":"'Land-Based Wind'!AE263","v":68.87490450830424},{"$f":"'Land-Based Wind'!AF263","v":68.586814527092216},{"$f":"'Land-Based Wind'!AG263","v":68.317041598682891},{"$f":"'Land-Based Wind'!AH263","v":68.062489764946605},{"$f":"'Land-Based Wind'!AI263","v":67.820243345681604},{"$f":"'Land-Based Wind'!AJ263","v":67.587566529050207},{"$f":"'Land-Based Wind'!AK263","v":67.361904572747022},{"$f":"'Land-Based Wind'!AL263","v":67.140882522582061},{"$f":"'Land-Based Wind'!AM263","v":66.922309599945223},{"$f":"'Land-Based Wind'!AN263","v":66.704168023057946},{"$f":"'Land-Based Wind'!AO263","v":66.484624043226802},{"$f":"'Land-Based Wind'!AP263","v":66.262024179684659},{"$f":"'Land-Based Wind'!AQ263","v":66.034895459803451},{"$f":"'Land-Based Wind'!AR263","v":65.801945178807671},{"$f":"'Land-Based Wind'!AS263","v":65.562060739570356},{"$f":"'Land-Based Wind'!AT263","v":65.314310213159658},{"$f":"'Land-Based Wind'!AU263","v":65.05794177821825},{"$f":"'Land-Based Wind'!AV263","v":64.792384361592923}]
[null,null,null,null,{"$f":"'Land-Based Wind'!K264","v":"TRG 5 - High"},null,null,null,null,null,null,null,null,null,null,null,null,null,null,null,null,null,{"$f":"'Land-Based Wind'!L264","v":83.266012311588995},{"$f":"'Land-Based Wind'!M264","v":83.266012311588995},{"$f":"'Land-Based Wind'!N264","v":83.266012311588995},{"$f":"'Land-Based Wind'!O264","v":83.266012311588995},{"$f":"'Land-Based Wind'!P264","v":83.266012311588995},{"$f":"'Land-Based Wind'!Q264","v":83.266012311588995},{"$f":"'Land-Based Wind'!R264","v":83.266012311588995},{"$f":"'Land-Based Wind'!S264","v":83.266012311588995},{"$f":"'Land-Based Wind'!T264","v":83.266012311588995},{"$f":"'Land-Based Wind'!U264","v":83.266012311588995},{"$f":"'Land-Based Wind'!V264","v":83.266012311588995},{"$f":"'Land-Based Wind'!W264","v":83.266012311588995},{"$f":"'Land-Based Wind'!X264","v":83.266012311588995},{"$f":"'Land-Based Wind'!Y264","v":83.266012311588995},{"$f":"'Land-Based Wind'!Z264","v":83.266012311588995},{"$f":"'Land-Based Wind'!AA264","v":83.266012311588995},{"$f":"'Land-Based Wind'!AB264","v":83.266012311588995},{"$f":"'Land-Based Wind'!AC264","v":83.266012311588995},{"$f":"'Land-Based Wind'!AD264","v":83.266012311588995},{"$f":"'Land-Based Wind'!AE264","v":83.266012311588995},{"$f":"'Land-Based Wind'!AF264","v":83.266012311588995},{"$f":"'Land-Based Wind'!AG264","v":83.266012311588995},{"$f":"'Land-Based Wind'!AH264","v":83.266012311588995},{"$f":"'Land-Based Wind'!AI264","v":83.266012311588995},{"$f":"'Land-Based Wind'!AJ264","v":83.266012311588995},{"$f":"'Land-Based Wind'!AK264","v":83.266012311588995},{"$f":"'Land-Based Wind'!AL264","v":83.266012311588995},{"$f":"'Land-Based Wind'!AM264","v":83.266012311588995},{"$f":"'Land-Based Wind'!AN264","v":83.266012311588995},{"$f":"'Land-Based Wind'!AO264","v":83.266012311588995},{"$f":"'Land-Based Wind'!AP264","v":83.266012311588995},{"$f":"'Land-Based Wind'!AQ264","v":83.266012311588995},{"$f":"'Land-Based Wind'!AR264","v":83.266012311588995},{"$f":"'Land-Based Wind'!AS264","v":83.266012311588995},{"$f":"'Land-Based Wind'!AT264","v":83.266012311588995},{"$f":"'Land-Based Wind'!AU264","v":83.266012311588995},{"$f":"'Land-Based Wind'!AV264","v":83.266012311588995}]
[]
[]
[null,null,null,null,null,{"$f":"F4","v":2000},{"$f":"F22+1","v":2001},{"$f":"G22+1","v":2002},2003,2004,2005,2006,2007,2008,2009,2010,2011,2012,2010,2011,2012,{"$f":"R22+1","v":2013},{"$f":"V22+1","v":2014},{"$f":"W22+1","v":2015},2016,2017,2018,2019,2020,2021,2022,2023,2024,2025,2026,2027,2028,2029,2030,2031,2032,2033,2034,2035,2036,2037,2038,2039,2040,2041,2042,2043,2044,2045,2046,2047,2048,2049,2050]
[null,"Land-Based Wind",null,"CAPEX ($/kW)",{"$f":"'Land-Based Wind'!K132","v":"TRG 1 - Low"},null,null,null,null,null,null,null,null,null,null,null,null,null,null,null,null,null,{"$f":"'Land-Based Wind'!L132","v":1704.6116916172934},{"$f":"'Land-Based Wind'!M132","v":1552.4142191514638},{"$f":"'Land-Based Wind'!N132","v":1530.2542671604392},{"$f":"'Land-Based Wind'!O132","v":1508.0943151694144},{"$f":"'Land-Based Wind'!P132","v":1485.9343631783897},{"$f":"'Land-Based Wind'!Q132","v":1463.7744111873646},{"$f":"'Land-Based Wind'!R132","v":1441.6144591963398},{"$f":"'Land-Based Wind'!S132","v":1423.3507625004404},{"$f":"'Land-Based Wind'!T132","v":1409.7138689675021},{"$f":"'Land-Based Wind'!U132","v":1396.0769754345633},{"$f":"'Land-Based Wind'!V132","v":1382.4400819016253},{"$f":"'Land-Based Wind'!W132","v":1368.803188368687},{"$f":"'Land-Based Wind'!X132","v":1355.1662948357484},{"$f":"'Land-Based Wind'!Y132","v":1348.3478480692793},{"$f":"'Land-Based Wind'!Z132","v":1341.5294013028101},{"$f":"'Land-Based Wind'!AA132","v":1336.4155662279582},{"$f":"'Land-Based Wind'!AB132","v":1331.3017311531064},{"$f":"'Land-Based Wind'!AC132","v":1327.8925077698718},{"$f":"'Land-Based Wind'!AD132","v":1324.483284386637},{"$f":"'Land-Based Wind'!AE132","v":1321.0740610034024},{"$f":"'Land-Based Wind'!AF132","v":1319.3694493117853},{"$f":"'Land-Based Wind'!AG132","v":1317.6648376201681},{"$f":"'Land-Based Wind'!AH132","v":1317.6648376201681},{"$f":"'Land-Based Wind'!AI132","v":1317.6648376201681},{"$f":"'Land-Based Wind'!AJ132","v":1317.6648376201681},{"$f":"'Land-Based Wind'!AK132","v":1317.6648376201681},{"$f":"'Land-Based Wind'!AL132","v":1317.6648376201681},{"$f":"'Land-Based Wind'!AM132","v":1317.6648376201681},{"$f":"'Land-Based Wind'!AN132","v":1317.6648376201681},{"$f":"'Land-Based Wind'!AO132","v":1317.6648376201681},{"$f":"'Land-Based Wind'!AP132","v":1317.6648376201681},{"$f":"'Land-Based Wind'!AQ132","v":1317.6648376201681},{"$f":"'Land-Based Wind'!AR132","v":1317.6648376201681},{"$f":"'Land-Based Wind'!AS132","v":1317.6648376201681},{"$f":"'Land-Based Wind'!AT132","v":1317.6648376201681},{"$f":"'Land-Based Wind'!AU132","v":1317.6648376201681},{"$f":"'Land-Based Wind'!AV132","v":1317.6648376201681}]
[null,null,null,null,{"$f":"'Land-Based Wind'!K133","v":"TRG 1 - Mid"},{"$f":"'Land-Based Wind'!#REF!","v":{"$error":"#REF!"}},{"$f":"'Land-Based Wind'!#REF!","v":{"$error":"#REF!"}},{"$f":"'Land-Based Wind'!#REF!","v":{"$error":"#REF!"}},{"$f":"'Land-Based Wind'!#REF!","v":{"$error":"#REF!"}},{"$f":"'Land-Based Wind'!#REF!","v":{"$error":"#REF!"}},{"$f":"'Land-Based Wind'!#REF!","v":{"$error":"#REF!"}},{"$f":"'Land-Based Wind'!#REF!","v":{"$error":"#REF!"}},{"$f":"'Land-Based Wind'!#REF!","v":{"$error":"#REF!"}},{"$f":"'Land-Based Wind'!#REF!","v":{"$error":"#REF!"}},{"$f":"'Land-Based Wind'!#REF!","v":{"$error":"#REF!"}},{"$f":"'Land-Based Wind'!#REF!","v":{"$error":"#REF!"}},{"$f":"'Land-Based Wind'!#REF!","v":{"$error":"#REF!"}},{"$f":"'Land-Based Wind'!#REF!","v":{"$error":"#REF!"}},null,null,null,{"$f":"'Land-Based Wind'!$L$24","v":1651.6621909464316},{"$f":"'Land-Based Wind'!L133","v":1704.6116916172934},{"$f":"'Land-Based Wind'!M133","v":1692.4454434653587},{"$f":"'Land-Based Wind'!N133","v":1680.1911042423044},{"$f":"'Land-Based Wind'!O133","v":1667.8467323315945},{"$f":"'Land-Based Wind'!P133","v":1655.41031372768},{"$f":"'Land-Based Wind'!Q133","v":1642.8797582003783},{"$f":"'Land-Based Wind'!R133","v":1632.4730029752918},{"$f":"'Land-Based Wind'!S133","v":1624.6527730209189},{"$f":"'Land-Based Wind'!T133","v":1616.7947184960294},{"$f":"'Land-Based Wind'!U133","v":1608.8982851944616},{"$f":"'Land-Based Wind'!V133","v":1600.9629052428243},{"$f":"'Land-Based Wind'!W133","v":1592.9879966239307},{"$f":"'Land-Based Wind'!X133","v":1588.9804796512919},{"$f":"'Land-Based Wind'!Y133","v":1584.962829892376},{"$f":"'Land-Based Wind'!Z133","v":1581.9419350450592},{"$f":"'Land-Based Wind'!AA133","v":1578.9152604244368},{"$f":"'Land-Based Wind'!AB133","v":1576.8936019603852},{"$f":"'Land-Based Wind'!AC133","v":1574.8693482993322},{"$f":"'Land-Based Wind'!AD133","v":1572.8424894212119},{"$f":"'Land-Based Wind'!AE133","v":1571.8277523312627},{"$f":"'Land-Based Wind'!AF133","v":1570.8123597263975},{"$f":"'Land-Based Wind'!AG133","v":1570.8123597263975},{"$f":"'Land-Based Wind'!AH133","v":1570.8123597263975},{"$f":"'Land-Based Wind'!AI133","v":1570.8123597263975},{"$f":"'Land-Based Wind'!AJ133","v":1570.8123597263975},{"$f":"'Land-Based Wind'!AK133","v":1570.8123597263975},{"$f":"'Land-Based Wind'!AL133","v":1570.8123597263975},{"$f":"'Land-Based Wind'!AM133","v":1570.8123597263975},{"$f":"'Land-Based Wind'!AN133","v":1570.8123597263975},{"$f":"'Land-Based Wind'!AO133","v":1570.8123597263975},{"$f":"'Land-Based Wind'!AP133","v":1570.8123597263975},{"$f":"'Land-Based Wind'!AQ133","v":1570.8123597263975},{"$f":"'Land-Based Wind'!AR133","v":1570.8123597263975},{"$f":"'Land-Based Wind'!AS133","v":1570.8123597263975},{"$f":"'Land-Based Wind'!AT133","v":1570.8123597263975},{"$f":"'Land-Based Wind'!AU133","v":1570.8123597263975},{"$f":"'Land-Based Wind'!AV133","v":1570.8123597263975}]
[null,null,null,null,{"$f":"'Land-Based Wind'!K134","v":"TRG 1 - High"},null,null,null,null,null,null,null,null,null,null,null,null,null,null,null,null,null,{"$f":"'Land-Based Wind'!L134","v":1704.6116916172934},{"$f":"'Land-Based Wind'!M134","v":1704.6116916172934},{"$f":"'Land-Based Wind'!N134","v":1704.6116916172934},{"$f":"'Land-Based Wind'!O134","v":1704.6116916172934},{"$f":"'Land-Based Wind'!P134","v":1704.6116916172934},{"$f":"'Land-Based Wind'!Q134","v":1704.6116916172934},{"$f":"'Land-Based Wind'!R134","v":1704.6116916172934},{"$f":"'Land-Based Wind'!S134","v":1704.6116916172934},{"$f":"'Land-Based Wind'!T134","v":1704.6116916172934},{"$f":"'Land-Based Wind'!U134","v":1704.6116916172934},{"$f":"'Land-Based Wind'!V134","v":1704.6116916172934},{"$f":"'Land-Based Wind'!W134","v":1704.6116916172934},{"$f":"'Land-Based Wind'!X134","v":1704.6116916172934},{"$f":"'Land-Based Wind'!Y134","v":1704.6116916172934},{"$f":"'Land-Based Wind'!Z134","v":1704.6116916172934},{"$f":"'Land-Based Wind'!AA134","v":1704.6116916172934},{"$f":"'Land-Based Wind'!AB134","v":1704.6116916172934},{"$f":"'Land-Based Wind'!AC134","v":1704.6116916172934},{"$f":"'Land-Based Wind'!AD134","v":1704.6116916172934},{"$f":"'Land-Based Wind'!AE134","v":1704.6116916172934},{"$f":"'Land-Based Wind'!AF134","v":1704.6116916172934},{"$f":"'Land-Based Wind'!AG134","v":1704.6116916172934},{"$f":"'Land-Based Wind'!AH134","v":1704.6116916172934},{"$f":"'Land-Based Wind'!AI134","v":1704.6116916172934},{"$f":"'Land-Based Wind'!AJ134","v":1704.6116916172934},{"$f":"'Land-Based Wind'!AK134","v":1704.6116916172934},{"$f":"'Land-Based Wind'!AL134","v":1704.6116916172934},{"$f":"'Land-Based Wind'!AM134","v":1704.6116916172934},{"$f":"'Land-Based Wind'!AN134","v":1704.6116916172934},{"$f":"'Land-Based Wind'!AO134","v":1704.6116916172934},{"$f":"'Land-Based Wind'!AP134","v":1704.6116916172934},{"$f":"'Land-Based Wind'!AQ134","v":1704.6116916172934},{"$f":"'Land-Based Wind'!AR134","v":1704.6116916172934},{"$f":"'Land-Based Wind'!AS134","v":1704.6116916172934},{"$f":"'Land-Based Wind'!AT134","v":1704.6116916172934},{"$f":"'Land-Based Wind'!AU134","v":1704.6116916172934},{"$f":"'Land-Based Wind'!AV134","v":1704.6116916172934}]
[null,null,null,null,{"$f":"'Land-Based Wind'!K135","v":"TRG 2 - Low"},null,null,null,null,null,null,null,null,null,null,null,null,null,null,null,null,null,{"$f":"'Land-Based Wind'!L135","v":1704.6116916172934},{"$f":"'Land-Based Wind'!M135","v":1552.4142191514638},{"$f":"'Land-Based Wind'!N135","v":1530.2542671604392},{"$f":"'Land-Based Wind'!O135","v":1508.0943151694144},{"$f":"'Land-Based Wind'!P135","v":1485.9343631783897},{"$f":"'Land-Based Wind'!Q135","v":1463.7744111873646},{"$f":"'Land-Based Wind'!R135","v":1441.6144591963398},{"$f":"'Land-Based Wind'!S135","v":1423.3507625004404},{"$f":"'Land-Based Wind'!T135","v":1409.7138689675021},{"$f":"'Land-Based Wind'!U135","v":1396.0769754345633},{"$f":"'Land-Based Wind'!V135","v":1382.4400819016253},{"$f":"'Land-Based Wind'!W135","v":1368.803188368687},{"$f":"'Land-Based Wind'!X135","v":1355.1662948357484},{"$f":"'Land-Based Wind'!Y135","v":1348.3478480692793},{"$f":"'Land-Based Wind'!Z135","v":1341.5294013028101},{"$f":"'Land-Based Wind'!AA135","v":1336.4155662279582},{"$f":"'Land-Based Wind'!AB135","v":1331.3017311531064},{"$f":"'Land-Based Wind'!AC135","v":1327.8925077698718},{"$f":"'Land-Based Wind'!AD135","v":1324.483284386637},{"$f":"'Land-Based Wind'!AE135","v":1321.0740610034024},{"$f":"'Land-Based Wind'!AF135","v":1319.3694493117853},{"$f":"'Land-Based Wind'!AG135","v":1317.6648376201681},{"$f":"'Land-Based Wind'!AH135","v":1317.6648376201681},{"$f":"'Land-Based Wind'!AI135","v":1317.6648376201681},{"$f":"'Land-Based Wind'!AJ135","v":1317.6648376201681},{"$f":"'Land-Based Wind'!AK135","v":1317.6648376201681},{"$f":"'Land-Based Wind'!AL135","v":1317.6648376201681},{"$f":"'Land-Based Wind'!AM135","v":1317.6648376201681},{"$f":"'Land-Based Wind'!AN135","v":1317.6648376201681},{"$f":"'Land-Based Wind'!AO135","v":1317.6648376201681},{"$f":"'Land-Based Wind'!AP135","v":1317.6648376201681},{"$f":"'Land-Based Wind'!AQ135","v":1317.6648376201681},{"$f":"'Land-Based Wind'!AR135","v":1317.6648376201681},{"$f":"'Land-Based Wind'!AS135","v":1317.6648376201681},{"$f":"'Land-Based Wind'!AT135","v":1317.6648376201681},{"$f":"'Land-Based Wind'!AU135","v":1317.6648376201681},{"$f":"'Land-Based Wind'!AV135","v":1317.6648376201681}]
[null,null,null,null,{"$f":"'Land-Based Wind'!K136","v":"TRG 2 - Mid"},{"$f":"'Land-Based Wind'!#REF!","v":{"$error":"#REF!"}},{"$f":"'Land-Based Wind'!#REF!","v":{"$error":"#REF!"}},{"$f":"'Land-Based Wind'!#REF!","v":{"$error":"#REF!"}},{"$f":"'Land-Based Wind'!#REF!","v":{"$error":"#REF!"}},{"$f":"'Land-Based Wind'!#REF!","v":{"$error":"#REF!"}},{"$f":"'Land-Based Wind'!#REF!","v":{"$error":"#REF!"}},{"$f":"'Land-Based Wind'!#REF!","v":{"$error":"#REF!"}},{"$f":"'Land-Based Wind'!#REF!","v":{"$error":"#REF!"}},{"$f":"'Land-Based Wind'!#REF!","v":{"$error":"#REF!"}},{"$f":"'Land-Based Wind'!#REF!","v":{"$error":"#REF!"}},{"$f":"'Land-Based Wind'!#REF!","v":{"$error":"#REF!"}},{"$f":"'Land-Based Wind'!#REF!","v":{"$error":"#REF!"}},{"$f":"'Land-Based Wind'!#REF!","v":{"$error":"#REF!"}},null,null,null,{"$f":"'Land-Based Wind'!$L$25","v":1721.7237607715351},{"$f":"'Land-Based Wind'!L136","v":1704.6116916172934},{"$f":"'Land-Based Wind'!M136","v":1692.4454434653587},{"$f":"'Land-Based Wind'!N136","v":1680.1911042423044},{"$f":"'Land-Based Wind'!O136","v":1667.8467323315945},{"$f":"'Land-Based Wind'!P136","v":1655.41031372768},{"$f":"'Land-Based Wind'!Q136","v":1642.8797582003783},{"$f":"'Land-Based Wind'!R136","v":1632.4730029752918},{"$f":"'Land-Based Wind'!S136","v":1624.6527730209189},{"$f":"'Land-Based Wind'!T136","v":1616.7947184960294},{"$f":"'Land-Based Wind'!U136","v":1608.8982851944616},{"$f":"'Land-Based Wind'!V136","v":1600.9629052428243},{"$f":"'Land-Based Wind'!W136","v":1592.9879966239307},{"$f":"'Land-Based Wind'!X136","v":1588.9804796512919},{"$f":"'Land-Based Wind'!Y136","v":1584.962829892376},{"$f":"'Land-Based Wind'!Z136","v":1581.9419350450592},{"$f":"'Land-Based Wind'!AA136","v":1578.9152604244368},{"$f":"'Land-Based Wind'!AB136","v":1576.8936019603852},{"$f":"'Land-Based Wind'!AC136","v":1574.8693482993322},{"$f":"'Land-Based Wind'!AD136","v":1572.8424894212119},{"$f":"'Land-Based Wind'!AE136","v":1571.8277523312627},{"$f":"'Land-Based Wind'!AF136","v":1570.8123597263975},{"$f":"'Land-Based Wind'!AG136","v":1570.8123597263975},{"$f":"'Land-Based Wind'!AH136","v":1570.8123597263975},{"$f":"'Land-Based Wind'!AI136","v":1570.8123597263975},{"$f":"'Land-Based Wind'!AJ136","v":1570.8123597263975},{"$f":"'Land-Based Wind'!AK136","v":1570.8123597263975},{"$f":"'Land-Based Wind'!AL136","v":1570.8123597263975},{"$f":"'Land-Based Wind'!AM136","v":1570.8123597263975},{"$f":"'Land-Based Wind'!AN136","v":1570.8123597263975},{"$f":"'Land-Based Wind'!AO136","v":1570.8123597263975},{"$f":"'Land-Based Wind'!AP136","v":1570.8123597263975},{"$f":"'Land-Based Wind'!AQ136","v":1570.8123597263975},{"$f":"'Land-Based Wind'!AR136","v":1570.8123597263975},{"$f":"'Land-Based Wind'!AS136","v":1570.8123597263975},{"$f":"'Land-Based Wind'!AT136","v":1570.8123597263975},{"$f":"'Land-Based Wind'!AU136","v":1570.8123597263975},{"$f":"'Land-Based Wind'!AV136","v":1570.8123597263975}]
[null,null,null,null,{"$f":"'Land-Based Wind'!K137","v":"TRG 2 - High"},null,null,null,null,null,null,null,null,null,null,null,null,null,null,null,null,null,{"$f":"'Land-Based Wind'!L137","v":1704.6116916172934},{"$f":"'Land-Based Wind'!M137","v":1704.6116916172934},{"$f":"'Land-Based Wind'!N137","v":1704.6116916172934},{"$f":"'Land-Based Wind'!O137","v":1704.6116916172934},{"$f":"'Land-Based Wind'!P137","v":1704.6116916172934},{"$f":"'Land-Based Wind'!Q137","v":1704.6116916172934},{"$f":"'Land-Based Wind'!R137","v":1704.6116916172934},{"$f":"'Land-Based Wind'!S137","v":1704.6116916172934},{"$f":"'Land-Based Wind'!T137","v":1704.6116916172934},{"$f":"'Land-Based Wind'!U137","v":1704.6116916172934},{"$f":"'Land-Based Wind'!V137","v":1704.6116916172934},{"$f":"'Land-Based Wind'!W137","v":1704.6116916172934},{"$f":"'Land-Based Wind'!X137","v":1704.6116916172934},{"$f":"'Land-Based Wind'!Y137","v":1704.6116916172934},{"$f":"'Land-Based Wind'!Z137","v":1704.6116916172934},{"$f":"'Land-Based Wind'!AA137","v":1704.6116916172934},{"$f":"'Land-Based Wind'!AB137","v":1704.6116916172934},{"$f":"'Land-Based Wind'!AC137","v":1704.6116916172934},{"$f":"'Land-Based Wind'!AD137","v":1704.6116916172934},{"$f":"'Land-Based Wind'!AE137","v":1704.6116916172934},{"$f":"'Land-Based Wind'!AF137","v":1704.6116916172934},{"$f":"'Land-Based Wind'!AG137","v":1704.6116916172934},{"$f":"'Land-Based Wind'!AH137","v":1704.6116916172934},{"$f":"'Land-Based Wind'!AI137","v":1704.6116916172934},{"$f":"'Land-Based Wind'!AJ137","v":1704.6116916172934},{"$f":"'Land-Based Wind'!AK137","v":1704.6116916172934},{"$f":"'Land-Based Wind'!AL137","v":1704.6116916172934},{"$f":"'Land-Based Wind'!AM137","v":1704.6116916172934},{"$f":"'Land-Based Wind'!AN137","v":1704.6116916172934},{"$f":"'Land-Based Wind'!AO137","v":1704.6116916172934},{"$f":"'Land-Based Wind'!AP137","v":1704.6116916172934},{"$f":"'Land-Based Wind'!AQ137","v":1704.6116916172934},{"$f":"'Land-Based Wind'!AR137","v":1704.6116916172934},{"$f":"'Land-Based Wind'!AS137","v":1704.6116916172934},{"$f":"'Land-Based Wind'!AT137","v":1704.6116916172934},{"$f":"'Land-Based Wind'!AU137","v":1704.6116916172934},{"$f":"'Land-Based Wind'!AV137","v":1704.6116916172934}]
[null,null,null,null,{"$f":"'Land-Based Wind'!K138","v":"TRG 3 - Low"},null,null,null,null,null,null,null,null,null,null,null,null,null,null,null,null,null,{"$f":"'Land-Based Wind'!L138","v":1795.9301750967913},{"$f":"'Land-Based Wind'!M138","v":1635.579266606007},{"$f":"'Land-Based Wind'!N138","v":1617.322674270697},{"$f":"'Land-Based Wind'!O138","v":1599.0735450835807},{"$f":"'Land-Based Wind'!P138","v":1580.8318499383799},{"$f":"'Land-Based Wind'!Q138","v":1562.5975598423313},{"$f":"'Land-Based Wind'!R138","v":1544.3706459157429},{"$f":"'Land-Based Wind'!S138","v":1529.3545196595437},{"$f":"'Land-Based Wind'!T138","v":1518.1461906814445},{"$f":"'Land-Based Wind'!U138","v":1506.9406243913393},{"$f":"'Land-Based Wind'!V138","v":1495.7378141587772},{"$f":"'Land-Based Wind'!W138","v":1484.5377533692197},{"$f":"'Land-Based Wind'!X138","v":1473.3404354240042},{"$f":"'Land-Based Wind'!Y138","v":1467.7431445821537},{"$f":"'Land-Based Wind'!Z138","v":1462.1465361639252},{"$f":"'Land-Based Wind'!AA138","v":1457.9495910537894},{"$f":"'Land-Based Wind'!AB138","v":1453.7530288862215},{"$f":"'Land-Based Wind'!AC138","v":1450.9555758397896},{"$f":"'Land-Based Wind'!AD138","v":1448.1582926838382},{"$f":"'Land-Based Wind'!AE138","v":1445.3611793164341},{"$f":"'Land-Based Wind'!AF138","v":1443.9627074760679},{"$f":"'Land-Based Wind'!AG138","v":1442.5642780319176},{"$f":"'Land-Based Wind'!AH138","v":1442.5642780319176},{"$f":"'Land-Based Wind'!AI138","v":1442.5642780319176},{"$f":"'Land-Based Wind'!AJ138","v":1442.5642780319176},{"$f":"'Land-Based Wind'!AK138","v":1442.5642780319176},{"$f":"'Land-Based Wind'!AL138","v":1442.5642780319176},{"$f":"'Land-Based Wind'!AM138","v":1442.5642780319176},{"$f":"'Land-Based Wind'!AN138","v":1442.5642780319176},{"$f":"'Land-Based Wind'!AO138","v":1442.5642780319176},{"$f":"'Land-Based Wind'!AP138","v":1442.5642780319176},{"$f":"'Land-Based Wind'!AQ138","v":1442.5642780319176},{"$f":"'Land-Based Wind'!AR138","v":1442.5642780319176},{"$f":"'Land-Based Wind'!AS138","v":1442.5642780319176},{"$f":"'Land-Based Wind'!AT138","v":1442.5642780319176},{"$f":"'Land-Based Wind'!AU138","v":1442.5642780319176},{"$f":"'Land-Based Wind'!AV138","v":1442.5642780319176}]
[null,null,null,null,{"$f":"'Land-Based Wind'!K139","v":"TRG 3 - Mid"},{"$f":"'Land-Based Wind'!#REF!","v":{"$error":"#REF!"}},{"$f":"'Land-Based Wind'!#REF!","v":{"$error":"#REF!"}},{"$f":"'Land-Based Wind'!#REF!","v":{"$error":"#REF!"}},{"$f":"'Land-Based Wind'!#REF!","v":{"$error":"#REF!"}},{"$f":"'Land-Based Wind'!#REF!","v":{"$error":"#REF!"}},{"$f":"'Land-Based Wind'!#REF!","v":{"$error":"#REF!"}},{"$f":"'Land-Based Wind'!#REF!","v":{"$error":"#REF!"}},{"$f":"'Land-Based Wind'!#REF!","v":{"$error":"#REF!"}},{"$f":"'Land-Based Wind'!#REF!","v":{"$error":"#REF!"}},{"$f":"'Land-Based Wind'!#REF!","v":{"$error":"#REF!"}},{"$f":"'Land-Based Wind'!#REF!","v":{"$error":"#REF!"}},{"$f":"'Land-Based Wind'!#REF!","v":{"$error":"#REF!"}},{"$f":"'Land-Based Wind'!#REF!","v":{"$error":"#REF!"}},null,null,null,{"$f":"'Land-Based Wind'!$L$26","v":1826.8313352564371},{"$f":"'Land-Based Wind'!L139","v":1795.9301750967913},{"$f":"'Land-Based Wind'!M139","v":1787.7701374531775},{"$f":"'Land-Based Wind'!N139","v":1777.6839472592624},{"$f":"'Land-Based Wind'!O139","v":1767.5443358792475},{"$f":"'Land-Based Wind'!P139","v":1757.3503623142201},{"$f":"'Land-Based Wind'!Q139","v":1747.1010586496245},{"$f":"'Land-Based Wind'!R139","v":1738.607407806026},{"$f":"'Land-Based Wind'!S139","v":1732.2364573364162},{"$f":"'Land-Based Wind'!T139","v":1725.8435649483297},{"$f":"'Land-Based Wind'!U139","v":1719.4284820856544},{"$f":"'Land-Based Wind'!V139","v":1712.9909556220055},{"$f":"'Land-Based Wind'!W139","v":1706.5307277416948},{"$f":"'Land-Based Wind'!X139","v":1703.2891317791921},{"$f":"'Land-Based Wind'!Y139","v":1700.0417508158475},{"$f":"'Land-Based Wind'!Z139","v":1697.6018510737078},{"$f":"'Land-Based Wind'!AA139","v":1695.1586624519871},{"$f":"'Land-Based Wind'!AB139","v":1693.5276678228327},{"$f":"'Land-Based Wind'!AC139","v":1691.8952000553074},{"$f":"'Land-Based Wind'!AD139","v":1690.2612548214784},{"$f":"'Land-Based Wind'!AE139","v":1689.4435412971516},{"$f":"'Land-Based Wind'!AF139","v":1688.6254565986519},{"$f":"'Land-Based Wind'!AG139","v":1688.6254565986519},{"$f":"'Land-Based Wind'!AH139","v":1688.6254565986519},{"$f":"'Land-Based Wind'!AI139","v":1688.6254565986519},{"$f":"'Land-Based Wind'!AJ139","v":1688.6254565986519},{"$f":"'Land-Based Wind'!AK139","v":1688.6254565986519},{"$f":"'Land-Based Wind'!AL139","v":1688.6254565986519},{"$f":"'Land-Based Wind'!AM139","v":1688.6254565986519},{"$f":"'Land-Based Wind'!AN139","v":1688.6254565986519},{"$f":"'Land-Based Wind'!AO139","v":1688.6254565986519},{"$f":"'Land-Based Wind'!AP139","v":1688.6254565986519},{"$f":"'Land-Based Wind'!AQ139","v":1688.6254565986519},{"$f":"'Land-Based Wind'!AR139","v":1688.6254565986519},{"$f":"'Land-Based Wind'!AS139","v":1688.6254565986519},{"$f":"'Land-Based Wind'!AT139","v":1688.6254565986519},{"$f":"'Land-Based Wind'!AU139","v":1688.6254565986519},{"$f":"'Land-Based Wind'!AV139","v":1688.6254565986519}]
[null,null,null,null,{"$f":"'Land-Based Wind'!K140","v":"TRG 3 - High"},null,null,null,null,null,null,null,null,null,null,null,null,null,null,null,null,null,{"$f":"'Land-Based Wind'!L140","v":1795.9301750967913},{"$f":"'Land-Based Wind'!M140","v":1795.9301750967913},{"$f":"'Land-Based Wind'!N140","v":1795.9301750967913},{"$f":"'Land-Based Wind'!O140","v":1795.9301750967913},{"$f":"'Land-Based Wind'!P140","v":1795.9301750967913},{"$f":"'Land-Based Wind'!Q140","v":1795.9301750967913},{"$f":"'Land-Based Wind'!R140","v":1795.9301750967913},{"$f":"'Land-Based Wind'!S140","v":1795.9301750967913},{"$f":"'Land-Based Wind'!T140","v":1795.9301750967913},{"$f":"'Land-Based Wind'!U140","v":1795.9301750967913},{"$f":"'Land-Based Wind'!V140","v":1795.9301750967913},{"$f":"'Land-Based Wind'!W140","v":1795.9301750967913},{"$f":"'Land-Based Wind'!X140","v":1795.9301750967913},{"$f":"'Land-Based Wind'!Y140","v":1795.9301750967913},{"$f":"'Land-Based Wind'!Z140","v":1795.9301750967913},{"$f":"'Land-Based Wind'!AA140","v":1795.9301750967913},{"$f":"'Land-Based Wind'!AB140","v":1795.9301750967913},{"$f":"'Land-Based Wind'!AC140","v":1795.9301750967913},{"$f":"'Land-Based Wind'!AD140","v":1795.9301750967913},{"$f":"'Land-Based Wind'!AE140","v":1795.9301750967913},{"$f":"'Land-Based Wind'!AF140","v":1795.9301750967913},{"$f":"'Land-Based Wind'!AG140","v":1795.9301750967913},{"$f":"'Land-Based Wind'!AH140","v":1795.9301750967913},{"$f":"'Land-Based Wind'!AI140","v":1795.9301750967913},{"$f":"'Land-Based Wind'!AJ140","v":1795.9301750967913},{"$f":"'Land-Based Wind'!AK140","v":1795.9301750967913},{"$f":"'Land-Based Wind'!AL140","v":1795.9301750967913},{"$f":"'Land-Based Wind'!AM140","v":1795.9301750967913},{"$f":"'Land-Based Wind'!AN140","v":1795.9301750967913},{"$f":"'Land-Based Wind'!AO140","v":1795.9301750967913},{"$f":"'Land-Based Wind'!AP140","v":1795.9301750967913},{"$f":"'Land-Based Wind'!AQ140","v":1795.9301750967913},{"$f":"'Land-Based Wind'!AR140","v":1795.9301750967913},{"$f":"'Land-Based Wind'!AS140","v":1795.9301750967913},{"$f":"'Land-Based Wind'!AT140","v":1795.9301750967913},{"$f":"'Land-Based Wind'!AU140","v":1795.9301750967913},{"$f":"'Land-Based Wind'!AV140","v":1795.9301750967913}]
[null,null,null,null,{"$f":"'Land-Based Wind'!K141","v":"TRG 4 - Low"},null,null,null,null,null,null,null,null,null,null,null,null,null,null,null,null,null,{"$f":"'Land-Based Wind'!L141","v":1826.3696695899575},{"$f":"'Land-Based Wind'!M141","v":1663.3009490908541},{"$f":"'Land-Based Wind'!N141","v":1656.8140753893997},{"$f":"'Land-Based Wind'!O141","v":1650.3525004953813},{"$f":"'Land-Based Wind'!P141","v":1643.9161257434496},{"$f":"'Land-Based Wind'!Q141","v":1637.5048528530499},{"$f":"'Land-Based Wind'!R141","v":1631.1185839269233},{"$f":"'Land-Based Wind'!S141","v":1625.8757027643007},{"$f":"'Land-Based Wind'!T141","v":1621.9736010776664},{"$f":"'Land-Based Wind'!U141","v":1618.08086443508},{"$f":"'Land-Based Wind'!V141","v":1614.1974703604358},{"$f":"'Land-Based Wind'!W141","v":1610.3233964315707},{"$f":"'Land-Based Wind'!X141","v":1606.4586202801347},{"$f":"'Land-Based Wind'!Y141","v":1604.5308699357986},{"$f":"'Land-Based Wind'!Z141","v":1602.605432891876},{"$f":"'Land-Based Wind'!AA141","v":1601.1630880022733},{"$f":"'Land-Based Wind'!AB141","v":1599.7220412230711},{"$f":"'Land-Based Wind'!AC141","v":1598.7622079983375},{"$f":"'Land-Based Wind'!AD141","v":1597.8029506735381},{"$f":"'Land-Based Wind'!AE141","v":1596.8442689031342},{"$f":"'Land-Based Wind'!AF141","v":1596.3652156224632},{"$f":"'Land-Based Wind'!AG141","v":1595.8863060577762},{"$f":"'Land-Based Wind'!AH141","v":1595.8863060577762},{"$f":"'Land-Based Wind'!AI141","v":1595.8863060577762},{"$f":"'Land-Based Wind'!AJ141","v":1595.8863060577762},{"$f":"'Land-Based Wind'!AK141","v":1595.8863060577762},{"$f":"'Land-Based Wind'!AL141","v":1595.8863060577762},{"$f":"'Land-Based Wind'!AM141","v":1595.8863060577762},{"$f":"'Land-Based Wind'!AN141","v":1595.8863060577762},{"$f":"'Land-Based Wind'!AO141","v":1595.8863060577762},{"$f":"'Land-Based Wind'!AP141","v":1595.8863060577762},{"$f":"'Land-Based Wind'!AQ141","v":1595.8863060577762},{"$f":"'Land-Based Wind'!AR141","v":1595.8863060577762},{"$f":"'Land-Based Wind'!AS141","v":1595.8863060577762},{"$f":"'Land-Based Wind'!AT141","v":1595.8863060577762},{"$f":"'Land-Based Wind'!AU141","v":1595.8863060577762},{"$f":"'Land-Based Wind'!AV141","v":1595.8863060577762}]
[null,null,null,null,{"$f":"'Land-Based Wind'!K142","v":"TRG 4 - Mid"},{"$f":"'Land-Based Wind'!#REF!","v":{"$error":"#REF!"}},{"$f":"'Land-Based Wind'!#REF!","v":{"$error":"#REF!"}},{"$f":"'Land-Based Wind'!#REF!","v":{"$error":"#REF!"}},{"$f":"'Land-Based Wind'!#REF!","v":{"$error":"#REF!"}},{"$f":"'Land-Based Wind'!#REF!","v":{"$error":"#REF!"}},{"$f":"'Land-Based Wind'!#REF!","v":{"$error":"#REF!"}},{"$f":"'Land-Based Wind'!#REF!","v":{"$error":"#REF!"}},{"$f":"'Land-Based Wind'!#REF!","v":{"$error":"#REF!"}},{"$f":"'Land-Based Wind'!#REF!","v":{"$error":"#REF!"}},{"$f":"'Land-Based Wind'!#REF!","v":{"$error":"#REF!"}},{"$f":"'Land-Based Wind'!#REF!","v":{"$error":"#REF!"}},{"$f":"'Land-Based Wind'!#REF!","v":{"$error":"#REF!"}},{"$f":"'Land-Based Wind'!#REF!","v":{"$error":"#REF!"}},null,null,null,{"$f":"'Land-Based Wind'!$L$26","v":1826.8313352564371},{"$f":"'Land-Based Wind'!L142","v":1826.3696695899575},{"$f":"'Land-Based Wind'!M142","v":1822.8082487342572},{"$f":"'Land-Based Wind'!N142","v":1819.2537726492251},{"$f":"'Land-Based Wind'!O142","v":1815.7062277925595},{"$f":"'Land-Based Wind'!P142","v":1812.1656006483638},{"$f":"'Land-Based Wind'!Q142","v":1808.6318777270994},{"$f":"'Land-Based Wind'!R142","v":1805.7251479236093},{"$f":"'Land-Based Wind'!S142","v":1803.5582777461011},{"$f":"'Land-Based Wind'!T142","v":1801.3940078128057},{"$f":"'Land-Based Wind'!U142","v":1799.2323350034303},{"$f":"'Land-Based Wind'!V142","v":1797.0732562014264},{"$f":"'Land-Based Wind'!W142","v":1794.9167682939844},{"$f":"'Land-Based Wind'!X142","v":1793.8398182330081},{"$f":"'Land-Based Wind'!Y142","v":1792.7635143420684},{"$f":"'Land-Based Wind'!Z142","v":1791.9567707606143},{"$f":"'Land-Based Wind'!AA142","v":1791.150390213772},{"$f":"'Land-Based Wind'!AB142","v":1790.613045096708},{"$f":"'Land-Based Wind'!AC142","v":1790.0758611831793},{"$f":"'Land-Based Wind'!AD142","v":1789.5388384248242},{"$f":"'Land-Based Wind'!AE142","v":1789.2704075990603},{"$f":"'Land-Based Wind'!AF142","v":1789.00201703792},{"$f":"'Land-Based Wind'!AG142","v":1789.00201703792},{"$f":"'Land-Based Wind'!AH142","v":1789.00201703792},{"$f":"'Land-Based Wind'!AI142","v":1789.00201703792},{"$f":"'Land-Based Wind'!AJ142","v":1789.00201703792},{"$f":"'Land-Based Wind'!AK142","v":1789.00201703792},{"$f":"'Land-Based Wind'!AL142","v":1789.00201703792},{"$f":"'Land-Based Wind'!AM142","v":1789.00201703792},{"$f":"'Land-Based Wind'!AN142","v":1789.00201703792},{"$f":"'Land-Based Wind'!AO142","v":1789.00201703792},{"$f":"'Land-Based Wind'!AP142","v":1789.00201703792},{"$f":"'Land-Based Wind'!AQ142","v":1789.00201703792},{"$f":"'Land-Based Wind'!AR142","v":1789.00201703792},{"$f":"'Land-Based Wind'!AS142","v":1789.00201703792},{"$f":"'Land-Based Wind'!AT142","v":1789.00201703792},{"$f":"'Land-Based Wind'!AU142","v":1789.00201703792},{"$f":"'Land-Based Wind'!AV142","v":1789.00201703792}]
[null,null,null,null,{"$f":"'Land-Based Wind'!K143","v":"TRG 4 - High"},null,null,null,null,null,null,null,null,null,null,null,null,null,null,null,null,null,{"$f":"'Land-Based Wind'!L143","v":1826.3696695899575},{"$f":"'Land-Based Wind'!M143","v":1826.3696695899575},{"$f":"'Land-Based Wind'!N143","v":1826.3696695899575},{"$f":"'Land-Based Wind'!O143","v":1826.3696695899575},{"$f":"'Land-Based Wind'!P143","v":1826.3696695899575},{"$f":"'Land-Based Wind'!Q143","v":1826.3696695899575},{"$f":"'Land-Based Wind'!R143","v":1826.3696695899575},{"$f":"'Land-Based Wind'!S143","v":1826.3696695899575},{"$f":"'Land-Based Wind'!T143","v":1826.3696695899575},{"$f":"'Land-Based Wind'!U143","v":1826.3696695899575},{"$f":"'Land-Based Wind'!V143","v":1826.3696695899575},{"$f":"'Land-Based Wind'!W143","v":1826.3696695899575},{"$f":"'Land-Based Wind'!X143","v":1826.3696695899575},{"$f":"'Land-Based Wind'!Y143","v":1826.3696695899575},{"$f":"'Land-Based Wind'!Z143","v":1826.3696695899575},{"$f":"'Land-Based Wind'!AA143","v":1826.3696695899575},{"$f":"'Land-Based Wind'!AB143","v":1826.3696695899575},{"$f":"'Land-Based Wind'!AC143","v":1826.3696695899575},{"$f":"'Land-Based Wind'!AD143","v":1826.3696695899575},{"$f":"'Land-Based Wind'!AE143","v":1826.3696695899575},{"$f":"'Land-Based Wind'!AF143","v":1826.3696695899575},{"$f":"'Land-Based Wind'!AG143","v":1826.3696695899575},{"$f":"'Land-Based Wind'!AH143","v":1826.3696695899575},{"$f":"'Land-Based Wind'!AI143","v":1826.3696695899575},{"$f":"'Land-Based Wind'!AJ143","v":1826.3696695899575},{"$f":"'Land-Based Wind'!AK143","v":1826.3696695899575},{"$f":"'Land-Based Wind'!AL143","v":1826.3696695899575},{"$f":"'Land-Based Wind'!AM143","v":1826.3696695899575},{"$f":"'Land-Based Wind'!AN143","v":1826.3696695899575},{"$f":"'Land-Based Wind'!AO143","v":1826.3696695899575},{"$f":"'Land-Based Wind'!AP143","v":1826.3696695899575},{"$f":"'Land-Based Wind'!AQ143","v":1826.3696695899575},{"$f":"'Land-Based Wind'!AR143","v":1826.3696695899575},{"$f":"'Land-Based Wind'!AS143","v":1826.3696695899575},{"$f":"'Land-Based Wind'!AT143","v":1826.3696695899575},{"$f":"'Land-Based Wind'!AU143","v":1826.3696695899575},{"$f":"'Land-Based Wind'!AV143","v":1826.3696695899575}]
[null,null,null,null,{"$f":"'Land-Based Wind'!K144","v":"TRG 5 - Low"},null,null,null,null,null,null,null,null,null,null,null,null,null,null,null,null,null,{"$f":"'Land-Based Wind'!L144","v":1826.3696695899575},{"$f":"'Land-Based Wind'!M144","v":1663.3009490908541},{"$f":"'Land-Based Wind'!N144","v":1656.8140753893997},{"$f":"'Land-Based Wind'!O144","v":1650.3525004953813},{"$f":"'Land-Based Wind'!P144","v":1643.9161257434496},{"$f":"'Land-Based Wind'!Q144","v":1637.5048528530499},{"$f":"'Land-Based Wind'!R144","v":1631.1185839269233},{"$f":"'Land-Based Wind'!S144","v":1625.8757027643007},{"$f":"'Land-Based Wind'!T144","v":1621.9736010776664},{"$f":"'Land-Based Wind'!U144","v":1618.08086443508},{"$f":"'Land-Based Wind'!V144","v":1614.1974703604358},{"$f":"'Land-Based Wind'!W144","v":1610.3233964315707},{"$f":"'Land-Based Wind'!X144","v":1606.4586202801347},{"$f":"'Land-Based Wind'!Y144","v":1604.5308699357986},{"$f":"'Land-Based Wind'!Z144","v":1602.605432891876},{"$f":"'Land-Based Wind'!AA144","v":1601.1630880022733},{"$f":"'Land-Based Wind'!AB144","v":1599.7220412230711},{"$f":"'Land-Based Wind'!AC144","v":1598.7622079983375},{"$f":"'Land-Based Wind'!AD144","v":1597.8029506735381},{"$f":"'Land-Based Wind'!AE144","v":1596.8442689031342},{"$f":"'Land-Based Wind'!AF144","v":1596.3652156224632},{"$f":"'Land-Based Wind'!AG144","v":1595.8863060577762},{"$f":"'Land-Based Wind'!AH144","v":1595.8863060577762},{"$f":"'Land-Based Wind'!AI144","v":1595.8863060577762},{"$f":"'Land-Based Wind'!AJ144","v":1595.8863060577762},{"$f":"'Land-Based Wind'!AK144","v":1595.8863060577762},{"$f":"'Land-Based Wind'!AL144","v":1595.8863060577762},{"$f":"'Land-Based Wind'!AM144","v":1595.8863060577762},{"$f":"'Land-Based Wind'!AN144","v":1595.8863060577762},{"$f":"'Land-Based Wind'!AO144","v":1595.8863060577762},{"$f":"'Land-Based Wind'!AP144","v":1595.8863060577762},{"$f":"'Land-Based Wind'!AQ144","v":1595.8863060577762},{"$f":"'Land-Based Wind'!AR144","v":1595.8863060577762},{"$f":"'Land-Based Wind'!AS144","v":1595.8863060577762},{"$f":"'Land-Based Wind'!AT144","v":1595.8863060577762},{"$f":"'Land-Based Wind'!AU144","v":1595.8863060577762},{"$f":"'Land-Based Wind'!AV144","v":1595.8863060577762}]
[null,null,null,null,{"$f":"'Land-Based Wind'!K145","v":"TRG 5 - Mid"},{"$f":"'Land-Based Wind'!#REF!","v":{"$error":"#REF!"}},{"$f":"'Land-Based Wind'!#REF!","v":{"$error":"#REF!"}},{"$f":"'Land-Based Wind'!#REF!","v":{"$error":"#REF!"}},{"$f":"'Land-Based Wind'!#REF!","v":{"$error":"#REF!"}},{"$f":"'Land-Based Wind'!#REF!","v":{"$error":"#REF!"}},{"$f":"'Land-Based Wind'!#REF!","v":{"$error":"#REF!"}},{"$f":"'Land-Based Wind'!#REF!","v":{"$error":"#REF!"}},{"$f":"'Land-Based Wind'!#REF!","v":{"$error":"#REF!"}},{"$f":"'Land-Based Wind'!#REF!","v":{"$error":"#REF!"}},{"$f":"'Land-Based Wind'!#REF!","v":{"$error":"#REF!"}},{"$f":"'Land-Based Wind'!#REF!","v":{"$error":"#REF!"}},{"$f":"'Land-Based Wind'!#REF!","v":{"$error":"#REF!"}},{"$f":"'Land-Based Wind'!#REF!","v":{"$error":"#REF!"}},null,null,null,{"$f":"'Land-Based Wind'!$L$28","v":1851.7359150009293},{"$f":"'Land-Based Wind'!L145","v":1826.3696695899575},{"$f":"'Land-Based Wind'!M145","v":1822.8082487342572},{"$f":"'Land-Based Wind'!N145","v":1819.2537726492251},{"$f":"'Land-Based Wind'!O145","v":1815.7062277925595},{"$f":"'Land-Based Wind'!P145","v":1812.1656006483638},{"$f":"'Land-Based Wind'!Q145","v":1808.6318777270994},{"$f":"'Land-Based Wind'!R145","v":1805.7251479236093},{"$f":"'Land-Based Wind'!S145","v":1803.5582777461011},{"$f":"'Land-Based Wind'!T145","v":1801.3940078128057},{"$f":"'Land-Based Wind'!U145","v":1799.2323350034303},{"$f":"'Land-Based Wind'!V145","v":1797.0732562014264},{"$f":"'Land-Based Wind'!W145","v":1794.9167682939844},{"$f":"'Land-Based Wind'!X145","v":1793.8398182330081},{"$f":"'Land-Based Wind'!Y145","v":1792.7635143420684},{"$f":"'Land-Based Wind'!Z145","v":1791.9567707606143},{"$f":"'Land-Based Wind'!AA145","v":1791.150390213772},{"$f":"'Land-Based Wind'!AB145","v":1790.613045096708},{"$f":"'Land-Based Wind'!AC145","v":1790.0758611831793},{"$f":"'Land-Based Wind'!AD145","v":1789.5388384248242},{"$f":"'Land-Based Wind'!AE145","v":1789.2704075990603},{"$f":"'Land-Based Wind'!AF145","v":1789.00201703792},{"$f":"'Land-Based Wind'!AG145","v":1789.00201703792},{"$f":"'Land-Based Wind'!AH145","v":1789.00201703792},{"$f":"'Land-Based Wind'!AI145","v":1789.00201703792},{"$f":"'Land-Based Wind'!AJ145","v":1789.00201703792},{"$f":"'Land-Based Wind'!AK145","v":1789.00201703792},{"$f":"'Land-Based Wind'!AL145","v":1789.00201703792},{"$f":"'Land-Based Wind'!AM145","v":1789.00201703792},{"$f":"'Land-Based Wind'!AN145","v":1789.00201703792},{"$f":"'Land-Based Wind'!AO145","v":1789.00201703792},{"$f":"'Land-Based Wind'!AP145","v":1789.00201703792},{"$f":"'Land-Based Wind'!AQ145","v":1789.00201703792},{"$f":"'Land-Based Wind'!AR145","v":1789.00201703792},{"$f":"'Land-Based Wind'!AS145","v":1789.00201703792},{"$f":"'Land-Based Wind'!AT145","v":1789.00201703792},{"$f":"'Land-Based Wind'!AU145","v":1789.00201703792},{"$f":"'Land-Based Wind'!AV145","v":1789.00201703792}]
[null,null,null,null,{"$f":"'Land-Based Wind'!K146","v":"TRG 5 - High"},null,null,null,null,null,null,null,null,null,null,null,null,null,null,null,null,null,{"$f":"'Land-Based Wind'!L146","v":1826.3696695899575},{"$f":"'Land-Based Wind'!M146","v":1826.3696695899575},{"$f":"'Land-Based Wind'!N146","v":1826.3696695899575},{"$f":"'Land-Based Wind'!O146","v":1826.3696695899575},{"$f":"'Land-Based Wind'!P146","v":1826.3696695899575},{"$f":"'Land-Based Wind'!Q146","v":1826.3696695899575},{"$f":"'Land-Based Wind'!R146","v":1826.3696695899575},{"$f":"'Land-Based Wind'!S146","v":1826.3696695899575},{"$f":"'Land-Based Wind'!T146","v":1826.3696695899575},{"$f":"'Land-Based Wind'!U146","v":1826.3696695899575},{"$f":"'Land-Based Wind'!V146","v":1826.3696695899575},{"$f":"'Land-Based Wind'!W146","v":1826.3696695899575},{"$f":"'Land-Based Wind'!X146","v":1826.3696695899575},{"$f":"'Land-Based Wind'!Y146","v":1826.3696695899575},{"$f":"'Land-Based Wind'!Z146","v":1826.3696695899575},{"$f":"'Land-Based Wind'!AA146","v":1826.3696695899575},{"$f":"'Land-Based Wind'!AB146","v":1826.3696695899575},{"$f":"'Land-Based Wind'!AC146","v":1826.3696695899575},{"$f":"'Land-Based Wind'!AD146","v":1826.3696695899575},{"$f":"'Land-Based Wind'!AE146","v":1826.3696695899575},{"$f":"'Land-Based Wind'!AF146","v":1826.3696695899575},{"$f":"'Land-Based Wind'!AG146","v":1826.3696695899575},{"$f":"'Land-Based Wind'!AH146","v":1826.3696695899575},{"$f":"'Land-Based Wind'!AI146","v":1826.3696695899575},{"$f":"'Land-Based Wind'!AJ146","v":1826.3696695899575},{"$f":"'Land-Based Wind'!AK146","v":1826.3696695899575},{"$f":"'Land-Based Wind'!AL146","v":1826.3696695899575},{"$f":"'Land-Based Wind'!AM146","v":1826.3696695899575},{"$f":"'Land-Based Wind'!AN146","v":1826.3696695899575},{"$f":"'Land-Based Wind'!AO146","v":1826.3696695899575},{"$f":"'Land-Based Wind'!AP146","v":1826.3696695899575},{"$f":"'Land-Based Wind'!AQ146","v":1826.3696695899575},{"$f":"'Land-Based Wind'!AR146","v":1826.3696695899575},{"$f":"'Land-Based Wind'!AS146","v":1826.3696695899575},{"$f":"'Land-Based Wind'!AT146","v":1826.3696695899575},{"$f":"'Land-Based Wind'!AU146","v":1826.3696695899575},{"$f":"'Land-Based Wind'!AV146","v":1826.3696695899575}]
[]
[null,null,null,null,null,{"$f":"F4","v":2000},{"$f":"F39+1","v":2001},{"$f":"G39+1","v":2002},2003,2004,2005,2006,2007,2008,2009,2010,2011,2012,2010,2011,2012,{"$f":"R39+1","v":2013},2014,2015,2016,2017,2018,2019,2020,2021,2022,2023,2024,2025,2026,2027,2028,2029,2030,2031,2032,2033,2034,2035,2036,2037,2038,2039,2040,2041,2042,2043,2044,2045,2046,2047,2048,2049,2050]
[null,"Land-Based Wind",null,"Net Capacity Factor (%)",{"$f":"'Land-Based Wind'!K100","v":"TRG 1 - Low"},null,null,null,null,null,null,null,null,null,null,null,null,null,null,null,null,null,{"$f":"'Land-Based Wind'!L100","v":0.5115685106238268},{"$f":"'Land-Based Wind'!M100","v":0.53621273558777482},{"$f":"'Land-Based Wind'!N100","v":0.54726619422759704},{"$f":"'Land-Based Wind'!O100","v":0.55699570251179109},{"$f":"'Land-Based Wind'!P100","v":0.56532951663621156},{"$f":"'Land-Based Wind'!Q100","v":0.57222131939560805},{"$f":"'Land-Based Wind'!R100","v":0.57765090497007543},{"$f":"'Land-Based Wind'!S100","v":0.58366291380284507},{"$f":"'Land-Based Wind'!T100","v":0.58979427044571242},{"$f":"'Land-Based Wind'!U100","v":0.5946728083646502},{"$f":"'Land-Based Wind'!V100","v":0.59834970479869443},{"$f":"'Land-Based Wind'!W100","v":0.60089188096431745},{"$f":"'Land-Based Wind'!X100","v":0.6023785303320921},{"$f":"'Land-Based Wind'!Y100","v":0.60521380824525184},{"$f":"'Land-Based Wind'!Z100","v":0.60721852567123979},{"$f":"'Land-Based Wind'!AA100","v":0.60906955942676533},{"$f":"'Land-Based Wind'!AB100","v":0.61027400371885909},{"$f":"'Land-Based Wind'!AC100","v":0.61193538219461052},{"$f":"'Land-Based Wind'!AD100","v":0.61312655939291127},{"$f":"'Land-Based Wind'!AE100","v":0.61392087865642297},{"$f":"'Land-Based Wind'!AF100","v":0.61499146801064619},{"$f":"'Land-Based Wind'!AG100","v":0.61579640784733936},{"$f":"'Land-Based Wind'!AH100","v":0.61699702279691604},{"$f":"'Land-Based Wind'!AI100","v":0.61802845962047814},{"$f":"'Land-Based Wind'!AJ100","v":0.61892293986019031},{"$f":"'Land-Based Wind'!AK100","v":0.61970316025070926},{"$f":"'Land-Based Wind'!AL100","v":0.62038198639882791},{"$f":"'Land-Based Wind'!AM100","v":0.62110805143247128},{"$f":"'Land-Based Wind'!AN100","v":0.6217286250820182},{"$f":"'Land-Based Wind'!AO100","v":0.62222564379292855},{"$f":"'Land-Based Wind'!AP100","v":0.62257038728912784},{"$f":"'Land-Based Wind'!AQ100","v":0.6227235739009267},{"$f":"'Land-Based Wind'!AR100","v":0.62351883732969349},{"$f":"'Land-Based Wind'!AS100","v":0.62401397301695372},{"$f":"'Land-Based Wind'!AT100","v":0.62413744804404103},{"$f":"'Land-Based Wind'!AU100","v":0.62413744804404103},{"$f":"'Land-Based Wind'!AV100","v":0.62413744804404103}]
[null,null,null,null,{"$f":"'Land-Based Wind'!K101","v":"TRG 1 - Mid"},{"$f":"'Land-Based Wind'!#REF!","v":{"$error":"#REF!"}},{"$f":"'Land-Based Wind'!#REF!","v":{"$error":"#REF!"}},{"$f":"'Land-Based Wind'!#REF!","v":{"$error":"#REF!"}},{"$f":"'Land-Based Wind'!#REF!","v":{"$error":"#REF!"}},{"$f":"'Land-Based Wind'!#REF!","v":{"$error":"#REF!"}},{"$f":"'Land-Based Wind'!#REF!","v":{"$error":"#REF!"}},{"$f":"'Land-Based Wind'!#REF!","v":{"$error":"#REF!"}},{"$f":"'Land-Based Wind'!#REF!","v":{"$error":"#REF!"}},{"$f":"'Land-Based Wind'!#REF!","v":{"$error":"#REF!"}},{"$f":"'Land-Based Wind'!#REF!","v":{"$error":"#REF!"}},{"$f":"'Land-Based Wind'!#REF!","v":{"$error":"#REF!"}},{"$f":"'Land-Based Wind'!#REF!","v":{"$error":"#REF!"}},{"$f":"'Land-Based Wind'!#REF!","v":{"$error":"#REF!"}},null,null,null,{"$f":"'Land-Based Wind'!L12","v":0.48997880883527117},{"$f":"'Land-Based Wind'!L101","v":0.5115685106238268},{"$f":"'Land-Based Wind'!M101","v":0.51720272958997637},{"$f":"'Land-Based Wind'!N101","v":0.52229685488540734},{"$f":"'Land-Based Wind'!O101","v":0.52684462930295062},{"$f":"'Land-Based Wind'!P101","v":0.53084415085981951},{"$f":"'Land-Based Wind'!Q101","v":0.53429774378144024},{"$f":"'Land-Based Wind'!R101","v":0.53777562322429917},{"$f":"'Land-Based Wind'!S101","v":0.54169807446320972},{"$f":"'Land-Based Wind'!T101","v":0.5451541880111076},{"$f":"'Land-Based Wind'!U101","v":0.5481582825118072},{"$f":"'Land-Based Wind'!V101","v":0.55072748685130246},{"$f":"'Land-Based Wind'!W101","v":0.55288135186874254},{"$f":"'Land-Based Wind'!X101","v":0.5557206383753529},{"$f":"'Land-Based Wind'!Y101","v":0.55821343640258103},{"$f":"'Land-Based Wind'!Z101","v":0.56065779723263942},{"$f":"'Land-Based Wind'!AA101","v":0.56280752489374497},{"$f":"'Land-Based Wind'!AB101","v":0.56496643673475178},{"$f":"'Land-Based Wind'!AC101","v":0.56703725687251483},{"$f":"'Land-Based Wind'!AD101","v":0.56889312321186847},{"$f":"'Land-Based Wind'!AE101","v":0.57084317823935571},{"$f":"'Land-Based Wind'!AF101","v":0.5726303228135462},{"$f":"'Land-Based Wind'!AG101","v":0.57456550459338684},{"$f":"'Land-Based Wind'!AH101","v":0.57638710175658203},{"$f":"'Land-Based Wind'!AI101","v":0.5781174619205891},{"$f":"'Land-Based Wind'!AJ101","v":0.57977812634066772},{"$f":"'Land-Based Wind'!AK101","v":0.58138971383370297},{"$f":"'Land-Based Wind'!AL101","v":0.58297184501249288},{"$f":"'Land-Based Wind'!AM101","v":0.58473115963696976},{"$f":"'Land-Based Wind'!AN101","v":0.58649821136391367},{"$f":"'Land-Based Wind'!AO101","v":0.58828926743678889},{"$f":"'Land-Based Wind'!AP101","v":0.59011940544407915},{"$f":"'Land-Based Wind'!AQ101","v":0.59200247957608043},{"$f":"'Land-Based Wind'!AR101","v":0.59395109495532206},{"$f":"'Land-Based Wind'!AS101","v":0.59597658290246069},{"$f":"'Land-Based Wind'!AT101","v":0.59808896915043563},{"$f":"'Land-Based Wind'!AU101","v":0.60029694972400161},{"$f":"'Land-Based Wind'!AV101","v":0.60260785165106789}]
[null,null,null,null,{"$f":"'Land-Based Wind'!K102","v":"TRG 1 - High"},null,null,null,null,null,null,null,null,null,null,null,null,null,null,null,null,null,{"$f":"'Land-Based Wind'!L102","v":0.5115685106238268},{"$f":"'Land-Based Wind'!M102","v":0.5115685106238268},{"$f":"'Land-Based Wind'!N102","v":0.5115685106238268},{"$f":"'Land-Based Wind'!O102","v":0.5115685106238268},{"$f":"'Land-Based Wind'!P102","v":0.5115685106238268},{"$f":"'Land-Based Wind'!Q102","v":0.5115685106238268},{"$f":"'Land-Based Wind'!R102","v":0.5115685106238268},{"$f":"'Land-Based Wind'!S102","v":0.5115685106238268},{"$f":"'Land-Based Wind'!T102","v":0.5115685106238268},{"$f":"'Land-Based Wind'!U102","v":0.5115685106238268},{"$f":"'Land-Based Wind'!V102","v":0.5115685106238268},{"$f":"'Land-Based Wind'!W102","v":0.5115685106238268},{"$f":"'Land-Based Wind'!X102","v":0.5115685106238268},{"$f":"'Land-Based Wind'!Y102","v":0.5115685106238268},{"$f":"'Land-Based Wind'!Z102","v":0.5115685106238268},{"$f":"'Land-Based Wind'!AA102","v":0.5115685106238268},{"$f":"'Land-Based Wind'!AB102","v":0.5115685106238268},{"$f":"'Land-Based Wind'!AC102","v":0.5115685106238268},{"$f":"'Land-Based Wind'!AD102","v":0.5115685106238268},{"$f":"'Land-Based Wind'!AE102","v":0.5115685106238268},{"$f":"'Land-Based Wind'!AF102","v":0.5115685106238268},{"$f":"'Land-Based Wind'!AG102","v":0.5115685106238268},{"$f":"'Land-Based Wind'!AH102","v":0.5115685106238268},{"$f":"'Land-Based Wind'!AI102","v":0.5115685106238268},{"$f":"'Land-Based Wind'!AJ102","v":0.5115685106238268},{"$f":"'Land-Based Wind'!AK102","v":0.5115685106238268},{"$f":"'Land-Based Wind'!AL102","v":0.5115685106238268},{"$f":"'Land-Based Wind'!AM102","v":0.5115685106238268},{"$f":"'Land-Based Wind'!AN102","v":0.5115685106238268},{"$f":"'Land-Based Wind'!AO102","v":0.5115685106238268},{"$f":"'Land-Based Wind'!AP102","v":0.5115685106238268},{"$f":"'Land-Based Wind'!AQ102","v":0.5115685106238268},{"$f":"'Land-Based Wind'!AR102","v":0.5115685106238268},{"$f":"'Land-Based Wind'!AS102","v":0.5115685106238268},{"$f":"'Land-Based Wind'!AT102","v":0.5115685106238268},{"$f":"'Land-Based Wind'!AU102","v":0.5115685106238268},{"$f":"'Land-Based Wind'!AV102","v":0.5115685106238268}]
[null,null,null,null,{"$f":"'Land-Based Wind'!K103","v":"TRG 2 - Low"},null,null,null,null,null,null,null,null,null,null,null,null,null,null,null,null,null,{"$f":"'Land-Based Wind'!L103","v":0.46804270491110267},{"$f":"'Land-Based Wind'!M103","v":0.4905901242166778},{"$f":"'Land-Based Wind'!N103","v":0.50070312095702962},{"$f":"'Land-Based Wind'!O103","v":0.50960481306711691},{"$f":"'Land-Based Wind'!P103","v":0.51722956092398453},{"$f":"'Land-Based Wind'!Q103","v":0.52353498813116017},{"$f":"'Land-Based Wind'!R103","v":0.52850260804138705},{"$f":"'Land-Based Wind'!S103","v":0.5340030968666426},{"$f":"'Land-Based Wind'!T103","v":0.53961277902710791},{"$f":"'Land-Based Wind'!U103","v":0.54407623609331113},{"$f":"'Land-Based Wind'!V103","v":0.54744029098904623},{"$f":"'Land-Based Wind'!W103","v":0.54976617107003056},{"$f":"'Land-Based Wind'!X103","v":0.55112633178535508},{"$f":"'Land-Based Wind'!Y103","v":0.55372037562521481},{"$f":"'Land-Based Wind'!Z103","v":0.55555452559175145},{"$f":"'Land-Based Wind'!AA103","v":0.55724806776220559},{"$f":"'Land-Based Wind'!AB103","v":0.55835003426850771},{"$f":"'Land-Based Wind'!AC103","v":0.55987005760755892},{"$f":"'Land-Based Wind'!AD103","v":0.56095988582478273},{"$f":"'Land-Based Wind'!AE103","v":0.56168662198804598},{"$f":"'Land-Based Wind'!AF103","v":0.56266612234194502},{"$f":"'Land-Based Wind'!AG103","v":0.56340257544770234},{"$f":"'Land-Based Wind'!AH103","v":0.56450103842360255},{"$f":"'Land-Based Wind'!AI103","v":0.56544471746329983},{"$f":"'Land-Based Wind'!AJ103","v":0.56626309260209373},{"$f":"'Land-Based Wind'!AK103","v":0.56697692946738465},{"$f":"'Land-Based Wind'!AL103","v":0.56759799902098651},{"$f":"'Land-Based Wind'!AM103","v":0.56826228823197289},{"$f":"'Land-Based Wind'!AN103","v":0.56883006158685812},{"$f":"'Land-Based Wind'!AO103","v":0.569284792433294},{"$f":"'Land-Based Wind'!AP103","v":0.56960020410369749},{"$f":"'Land-Based Wind'!AQ103","v":0.5697403571323798},{"$f":"'Land-Based Wind'!AR103","v":0.57046795712844478},{"$f":"'Land-Based Wind'!AS103","v":0.5709209651646131},{"$f":"'Land-Based Wind'!AT103","v":0.57103393456063101},{"$f":"'Land-Based Wind'!AU103","v":0.57103393456063101},{"$f":"'Land-Based Wind'!AV103","v":0.57103393456063101}]
[null,null,null,null,{"$f":"'Land-Based Wind'!K104","v":"TRG 2 - Mid"},{"$f":"'Land-Based Wind'!#REF!","v":{"$error":"#REF!"}},{"$f":"'Land-Based Wind'!#REF!","v":{"$error":"#REF!"}},{"$f":"'Land-Based Wind'!#REF!","v":{"$error":"#REF!"}},{"$f":"'Land-Based Wind'!#REF!","v":{"$error":"#REF!"}},{"$f":"'Land-Based Wind'!#REF!","v":{"$error":"#REF!"}},{"$f":"'Land-Based Wind'!#REF!","v":{"$error":"#REF!"}},{"$f":"'Land-Based Wind'!#REF!","v":{"$error":"#REF!"}},{"$f":"'Land-Based Wind'!#REF!","v":{"$error":"#REF!"}},{"$f":"'Land-Based Wind'!#REF!","v":{"$error":"#REF!"}},{"$f":"'Land-Based Wind'!#REF!","v":{"$error":"#REF!"}},{"$f":"'Land-Based Wind'!#REF!","v":{"$error":"#REF!"}},{"$f":"'Land-Based Wind'!#REF!","v":{"$error":"#REF!"}},{"$f":"'Land-Based Wind'!#REF!","v":{"$error":"#REF!"}},null,null,null,{"$f":"'Land-Based Wind'!L13","v":0.46287689735087051},{"$f":"'Land-Based Wind'!L104","v":0.46804270491110267},{"$f":"'Land-Based Wind'!M104","v":0.47319754738129771},{"$f":"'Land-Based Wind'!N104","v":0.47785824899391682},{"$f":"'Land-Based Wind'!O104","v":0.48201908492401885},{"$f":"'Land-Based Wind'!P104","v":0.48567831501530123},{"$f":"'Land-Based Wind'!Q104","v":0.48883806574101746},{"$f":"'Land-Based Wind'!R104","v":0.49202003661683502},{"$f":"'Land-Based Wind'!S104","v":0.49560875376735486},{"$f":"'Land-Based Wind'!T104","v":0.49877081065679357},{"$f":"'Land-Based Wind'!U104","v":0.50151930765517505},{"$f":"'Land-Based Wind'!V104","v":0.50386991627074518},{"$f":"'Land-Based Wind'!W104","v":0.50584052389776013},{"$f":"'Land-Based Wind'!X104","v":0.50843823526774068},{"$f":"'Land-Based Wind'!Y104","v":0.51071893845261462},{"$f":"'Land-Based Wind'!Z104","v":0.51295532562446},{"$f":"'Land-Based Wind'!AA104","v":0.51492214791400848},{"$f":"'Land-Based Wind'!AB104","v":0.51689737296548255},{"$f":"'Land-Based Wind'!AC104","v":0.51879200142390947},{"$f":"'Land-Based Wind'!AD104","v":0.52048996500725286},{"$f":"'Land-Based Wind'!AE104","v":0.52227410341850444},{"$f":"'Land-Based Wind'!AF104","v":0.52390919229360211},{"$f":"'Land-Based Wind'!AG104","v":0.5256797229183795},{"$f":"'Land-Based Wind'!AH104","v":0.5273463330513618},{"$f":"'Land-Based Wind'!AI104","v":0.52892946890670334},{"$f":"'Land-Based Wind'!AJ104","v":0.53044883894411132},{"$f":"'Land-Based Wind'!AK104","v":0.53192330766878182},{"$f":"'Land-Based Wind'!AL104","v":0.53337082631206589},{"$f":"'Land-Based Wind'!AM104","v":0.5349804530942649},{"$f":"'Land-Based Wind'!AN104","v":0.53659715868270719},{"$f":"'Land-Based Wind'!AO104","v":0.5382358262542779},{"$f":"'Land-Based Wind'!AP104","v":0.53991025055034769},{"$f":"'Land-Based Wind'!AQ104","v":0.54163310700454037},{"$f":"'Land-Based Wind'!AR104","v":0.5434159282572002},{"$f":"'Land-Based Wind'!AS104","v":0.54526908152573794},{"$f":"'Land-Based Wind'!AT104","v":0.54720173952322415},{"$f":"'Land-Based Wind'!AU104","v":0.54922185839016302},{"$f":"'Land-Based Wind'!AV104","v":0.55133614174863121}]
[null,null,null,null,{"$f":"'Land-Based Wind'!K105","v":"TRG 2 - High"},null,null,null,null,null,null,null,null,null,null,null,null,null,null,null,null,null,{"$f":"'Land-Based Wind'!L105","v":0.46804270491110267},{"$f":"'Land-Based Wind'!M105","v":0.46804270491110267},{"$f":"'Land-Based Wind'!N105","v":0.46804270491110267},{"$f":"'Land-Based Wind'!O105","v":0.46804270491110267},{"$f":"'Land-Based Wind'!P105","v":0.46804270491110267},{"$f":"'Land-Based Wind'!Q105","v":0.46804270491110267},{"$f":"'Land-Based Wind'!R105","v":0.46804270491110267},{"$f":"'Land-Based Wind'!S105","v":0.46804270491110267},{"$f":"'Land-Based Wind'!T105","v":0.46804270491110267},{"$f":"'Land-Based Wind'!U105","v":0.46804270491110267},{"$f":"'Land-Based Wind'!V105","v":0.46804270491110267},{"$f":"'Land-Based Wind'!W105","v":0.46804270491110267},{"$f":"'Land-Based Wind'!X105","v":0.46804270491110267},{"$f":"'Land-Based Wind'!Y105","v":0.46804270491110267},{"$f":"'Land-Based Wind'!Z105","v":0.46804270491110267},{"$f":"'Land-Based Wind'!AA105","v":0.46804270491110267},{"$f":"'Land-Based Wind'!AB105","v":0.46804270491110267},{"$f":"'Land-Based Wind'!AC105","v":0.46804270491110267},{"$f":"'Land-Based Wind'!AD105","v":0.46804270491110267},{"$f":"'Land-Based Wind'!AE105","v":0.46804270491110267},{"$f":"'Land-Based Wind'!AF105","v":0.46804270491110267},{"$f":"'Land-Based Wind'!AG105","v":0.46804270491110267},{"$f":"'Land-Based Wind'!AH105","v":0.46804270491110267},{"$f":"'Land-Based Wind'!AI105","v":0.46804270491110267},{"$f":"'Land-Based Wind'!AJ105","v":0.46804270491110267},{"$f":"'Land-Based Wind'!AK105","v":0.46804270491110267},{"$f":"'Land-Based Wind'!AL105","v":0.46804270491110267},{"$f":"'Land-Based Wind'!AM105","v":0.46804270491110267},{"$f":"'Land-Based Wind'!AN105","v":0.46804270491110267},{"$f":"'Land-Based Wind'!AO105","v":0.46804270491110267},{"$f":"'Land-Based Wind'!AP105","v":0.46804270491110267},{"$f":"'Land-Based Wind'!AQ105","v":0.46804270491110267},{"$f":"'Land-Based Wind'!AR105","v":0.46804270491110267},{"$f":"'Land-Based Wind'!AS105","v":0.46804270491110267},{"$f":"'Land-Based Wind'!AT105","v":0.46804270491110267},{"$f":"'Land-Based Wind'!AU105","v":0.46804270491110267},{"$f":"'Land-Based Wind'!AV105","v":0.46804270491110267}]
[null,null,null,null,{"$f":"'Land-Based Wind'!K106","v":"TRG 3 - Low"},null,null,null,null,null,null,null,null,null,null,null,null,null,null,null,null,null,{"$f":"'Land-Based Wind'!L106","v":0.44190996114049397},{"$f":"'Land-Based Wind'!M106","v":0.46285591688522687},{"$f":"'Land-Based Wind'!N106","v":0.47353867964632695},{"$f":"'Land-Based Wind'!O106","v":0.48315462554315136},{"$f":"'Land-Based Wind'!P106","v":0.49163626226484802},{"$f":"'Land-Based Wind'!Q106","v":0.49893728152071554},{"$f":"'Land-Based Wind'!R106","v":0.50503338058635616},{"$f":"'Land-Based Wind'!S106","v":0.51143526779174497},{"$f":"'Land-Based Wind'!T106","v":0.51770682864600714},{"$f":"'Land-Based Wind'!U106","v":0.52291355244537652},{"$f":"'Land-Based Wind'!V106","v":0.52709564906291562},{"$f":"'Land-Based Wind'!W106","v":0.53030735459994394},{"$f":"'Land-Based Wind'!X106","v":0.53261399888881866},{"$f":"'Land-Based Wind'!Y106","v":0.53566619958191442},{"$f":"'Land-Based Wind'!Z106","v":0.5379945299574741},{"$f":"'Land-Based Wind'!AA106","v":0.54007575632217486},{"$f":"'Land-Based Wind'!AB106","v":0.54159056518405846},{"$f":"'Land-Based Wind'!AC106","v":0.54336905576746186},{"$f":"'Land-Based Wind'!AD106","v":0.54473367483527613},{"$f":"'Land-Based Wind'!AE106","v":0.54574895226049325},{"$f":"'Land-Based Wind'!AF106","v":0.54688638804362832},{"$f":"'Land-Based Wind'!AG106","v":0.54778914485029018},{"$f":"'Land-Based Wind'!AH106","v":0.54891760283168567},{"$f":"'Land-Based Wind'!AI106","v":0.54989596619759806},{"$f":"'Land-Based Wind'!AJ106","v":0.55075285959579068},{"$f":"'Land-Based Wind'!AK106","v":0.5515084434509856},{"$f":"'Land-Based Wind'!AL106","v":0.55217413669863102},{"$f":"'Land-Based Wind'!AM106","v":0.55287337015586313},{"$f":"'Land-Based Wind'!AN106","v":0.55347896607019209},{"$f":"'Land-Based Wind'!AO106","v":0.55397481625056422},{"$f":"'Land-Based Wind'!AP106","v":0.55433531741969033},{"$f":"'Land-Based Wind'!AQ106","v":0.55452545145892052},{"$f":"'Land-Based Wind'!AR106","v":0.55523362091058137},{"$f":"'Land-Based Wind'!AS106","v":0.55567453137554312},{"$f":"'Land-Based Wind'!AT106","v":0.55578448392593494},{"$f":"'Land-Based Wind'!AU106","v":0.55578448392593494},{"$f":"'Land-Based Wind'!AV106","v":0.55578448392593494}]
[null,null,null,null,{"$f":"'Land-Based Wind'!K107","v":"TRG 3 - Mid"},{"$f":"'Land-Based Wind'!#REF!","v":{"$error":"#REF!"}},{"$f":"'Land-Based Wind'!#REF!","v":{"$error":"#REF!"}},{"$f":"'Land-Based Wind'!#REF!","v":{"$error":"#REF!"}},{"$f":"'Land-Based Wind'!#REF!","v":{"$error":"#REF!"}},{"$f":"'Land-Based Wind'!#REF!","v":{"$error":"#REF!"}},{"$f":"'Land-Based Wind'!#REF!","v":{"$error":"#REF!"}},{"$f":"'Land-Based Wind'!#REF!","v":{"$error":"#REF!"}},{"$f":"'Land-Based Wind'!#REF!","v":{"$error":"#REF!"}},{"$f":"'Land-Based Wind'!#REF!","v":{"$error":"#REF!"}},{"$f":"'Land-Based Wind'!#REF!","v":{"$error":"#REF!"}},{"$f":"'Land-Based Wind'!#REF!","v":{"$error":"#REF!"}},{"$f":"'Land-Based Wind'!#REF!","v":{"$error":"#REF!"}},{"$f":"'Land-Based Wind'!#REF!","v":{"$error":"#REF!"}},null,null,null,{"$f":"'Land-Based Wind'!L14","v":0.43950175601547609},{"$f":"'Land-Based Wind'!L107","v":0.44190996114049397},{"$f":"'Land-Based Wind'!M107","v":0.4476823367925622},{"$f":"'Land-Based Wind'!N107","v":0.45265340281209387},{"$f":"'Land-Based Wind'!O107","v":0.4571774522295175},{"$f":"'Land-Based Wind'!P107","v":0.46125209350055801},{"$f":"'Land-Based Wind'!Q107","v":0.46487855661346211},{"$f":"'Land-Based Wind'!R107","v":0.46844328276036012},{"$f":"'Land-Based Wind'!S107","v":0.47227075575766175},{"$f":"'Land-Based Wind'!T107","v":0.47570485327508677},{"$f":"'Land-Based Wind'!U107","v":0.47875734625019234},{"$f":"'Land-Based Wind'!V107","v":0.48144248010846757},{"$f":"'Land-Based Wind'!W107","v":0.48377664738878784},{"$f":"'Land-Based Wind'!X107","v":0.48650214850471968},{"$f":"'Land-Based Wind'!Y107","v":0.48892908197164836},{"$f":"'Land-Based Wind'!Z107","v":0.49126150840945243},{"$f":"'Land-Based Wind'!AA107","v":0.4933388683311038},{"$f":"'Land-Based Wind'!AB107","v":0.49536930315665989},{"$f":"'Land-Based Wind'!AC107","v":0.49731704322047965},{"$f":"'Land-Based Wind'!AD107","v":0.49907788218727356},{"$f":"'Land-Based Wind'!AE107","v":0.50086348274324088},{"$f":"'Land-Based Wind'!AF107","v":0.50250686948116097},{"$f":"'Land-Based Wind'!AG107","v":0.5042207336056912},{"$f":"'Land-Based Wind'!AH107","v":0.50583503966246679},{"$f":"'Land-Based Wind'!AI107","v":0.50736939134330261},{"$f":"'Land-Based Wind'!AJ107","v":0.50884268705993541},{"$f":"'Land-Based Wind'!AK107","v":0.5102730179629964},{"$f":"'Land-Based Wind'!AL107","v":0.51167760132225604},{"$f":"'Land-Based Wind'!AM107","v":0.51322873659259349},{"$f":"'Land-Based Wind'!AN107","v":0.51478670838113239},{"$f":"'Land-Based Wind'!AO107","v":0.51636579543045091},{"$f":"'Land-Based Wind'!AP107","v":0.51797923303724258},{"$f":"'Land-Based Wind'!AQ107","v":0.51963918336356896},{"$f":"'Land-Based Wind'!AR107","v":0.52135671283243457},{"$f":"'Land-Based Wind'!AS107","v":0.52314177034255949},{"$f":"'Land-Based Wind'!AT107","v":0.52500315929124108},{"$f":"'Land-Based Wind'!AU107","v":0.52694851632358819},{"$f":"'Land-Based Wind'!AV107","v":0.52898427676488591}]
[null,null,null,null,{"$f":"'Land-Based Wind'!K108","v":"TRG 3 - High"},null,null,null,null,null,null,null,null,null,null,null,null,null,null,null,null,null,{"$f":"'Land-Based Wind'!L108","v":0.44190996114049397},{"$f":"'Land-Based Wind'!M108","v":0.44190996114049397},{"$f":"'Land-Based Wind'!N108","v":0.44190996114049397},{"$f":"'Land-Based Wind'!O108","v":0.44190996114049397},{"$f":"'Land-Based Wind'!P108","v":0.44190996114049397},{"$f":"'Land-Based Wind'!Q108","v":0.44190996114049397},{"$f":"'Land-Based Wind'!R108","v":0.44190996114049397},{"$f":"'Land-Based Wind'!S108","v":0.44190996114049397},{"$f":"'Land-Based Wind'!T108","v":0.44190996114049397},{"$f":"'Land-Based Wind'!U108","v":0.44190996114049397},{"$f":"'Land-Based Wind'!V108","v":0.44190996114049397},{"$f":"'Land-Based Wind'!W108","v":0.44190996114049397},{"$f":"'Land-Based Wind'!X108","v":0.44190996114049397},{"$f":"'Land-Based Wind'!Y108","v":0.44190996114049397},{"$f":"'Land-Based Wind'!Z108","v":0.44190996114049397},{"$f":"'Land-Based Wind'!AA108","v":0.44190996114049397},{"$f":"'Land-Based Wind'!AB108","v":0.44190996114049397},{"$f":"'Land-Based Wind'!AC108","v":0.44190996114049397},{"$f":"'Land-Based Wind'!AD108","v":0.44190996114049397},{"$f":"'Land-Based Wind'!AE108","v":0.44190996114049397},{"$f":"'Land-Based Wind'!AF108","v":0.44190996114049397},{"$f":"'Land-Based Wind'!AG108","v":0.44190996114049397},{"$f":"'Land-Based Wind'!AH108","v":0.44190996114049397},{"$f":"'Land-Based Wind'!AI108","v":0.44190996114049397},{"$f":"'Land-Based Wind'!AJ108","v":0.44190996114049397},{"$f":"'Land-Based Wind'!AK108","v":0.44190996114049397},{"$f":"'Land-Based Wind'!AL108","v":0.44190996114049397},{"$f":"'Land-Based Wind'!AM108","v":0.44190996114049397},{"$f":"'Land-Based Wind'!AN108","v":0.44190996114049397},{"$f":"'Land-Based Wind'!AO108","v":0.44190996114049397},{"$f":"'Land-Based Wind'!AP108","v":0.44190996114049397},{"$f":"'Land-Based Wind'!AQ108","v":0.44190996114049397},{"$f":"'Land-Based Wind'!AR108","v":0.44190996114049397},{"$f":"'Land-Based Wind'!AS108","v":0.44190996114049397},{"$f":"'Land-Based Wind'!AT108","v":0.44190996114049397},{"$f":"'Land-Based Wind'!AU108","v":0.44190996114049397},{"$f":"'Land-Based Wind'!AV108","v":0.44190996114049397}]
[null,null,null,null,{"$f":"'Land-Based Wind'!K109","v":"TRG 4 - Low"},null,null,null,null,null,null,null,null,null,null,null,null,null,null,null,null,null,{"$f":"'Land-Based Wind'!L109","v":0.38211304535589435},{"$f":"'Land-Based Wind'!M109","v":0.40013113719753629},{"$f":"'Land-Based Wind'!N109","v":0.41168753068348002},{"$f":"'Land-Based Wind'!O109","v":0.42247624461937922},{"$f":"'Land-Based Wind'!P109","v":0.43242761834268922},{"$f":"'Land-Based Wind'!Q109","v":0.44148875067277071},{"$f":"'Land-Based Wind'!R109","v":0.44962467876454143},{"$f":"'Land-Based Wind'!S109","v":0.45765201204437961},{"$f":"'Land-Based Wind'!T109","v":0.46506703996095089},{"$f":"'Land-Based Wind'!U109","v":0.47159528482162621},{"$f":"'Land-Based Wind'!V109","v":0.47726343301103047},{"$f":"'Land-Based Wind'!W109","v":0.48211118458684155},{"$f":"'Land-Based Wind'!X109","v":0.48618884899147513},{"$f":"'Land-Based Wind'!Y109","v":0.49001838160867323},{"$f":"'Land-Based Wind'!Z109","v":0.49320724135423949},{"$f":"'Land-Based Wind'!AA109","v":0.49593854901407913},{"$f":"'Land-Based Wind'!AB109","v":0.49816265894602763},{"$f":"'Land-Based Wind'!AC109","v":0.5003626082213074},{"$f":"'Land-Based Wind'!AD109","v":0.50218820534531583},{"$f":"'Land-Based Wind'!AE109","v":0.50369776894047635},{"$f":"'Land-Based Wind'!AF109","v":0.50506533755576466},{"$f":"'Land-Based Wind'!AG109","v":0.50621883133536816},{"$f":"'Land-Based Wind'!AH109","v":0.5073206904019234},{"$f":"'Land-Based Wind'!AI109","v":0.50828423572264425},{"$f":"'Land-Based Wind'!AJ109","v":0.50913588216886752},{"$f":"'Land-Based Wind'!AK109","v":0.5098942312006699},{"$f":"'Land-Based Wind'!AL109","v":0.51056980997698387},{"$f":"'Land-Based Wind'!AM109","v":0.51126809838551746},{"$f":"'Land-Based Wind'!AN109","v":0.51188005404353765},{"$f":"'Land-Based Wind'!AO109","v":0.51239075254732824},{"$f":"'Land-Based Wind'!AP109","v":0.51277648004765053},{"$f":"'Land-Based Wind'!AQ109","v":0.51300480295529982},{"$f":"'Land-Based Wind'!AR109","v":0.51365994751007626},{"$f":"'Land-Based Wind'!AS109","v":0.51406784436242725},{"$f":"'Land-Based Wind'!AT109","v":0.5141695641054973},{"$f":"'Land-Based Wind'!AU109","v":0.5141695641054973},{"$f":"'Land-Based Wind'!AV109","v":0.5141695641054973}]
[null,null,null,null,{"$f":"'Land-Based Wind'!K110","v":"TRG 4 - Mid"},{"$f":"'Land-Based Wind'!#REF!","v":{"$error":"#REF!"}},{"$f":"'Land-Based Wind'!#REF!","v":{"$error":"#REF!"}},{"$f":"'Land-Based Wind'!#REF!","v":{"$error":"#REF!"}},{"$f":"'Land-Based Wind'!#REF!","v":{"$error":"#REF!"}},{"$f":"'Land-Based Wind'!#REF!","v":{"$error":"#REF!"}},{"$f":"'Land-Based Wind'!#REF!","v":{"$error":"#REF!"}},{"$f":"'Land-Based Wind'!#REF!","v":{"$error":"#REF!"}},{"$f":"'Land-Based Wind'!#REF!","v":{"$error":"#REF!"}},{"$f":"'Land-Based Wind'!#REF!","v":{"$error":"#REF!"}},{"$f":"'Land-Based Wind'!#REF!","v":{"$error":"#REF!"}},{"$f":"'Land-Based Wind'!#REF!","v":{"$error":"#REF!"}},{"$f":"'Land-Based Wind'!#REF!","v":{"$error":"#REF!"}},{"$f":"'Land-Based Wind'!#REF!","v":{"$error":"#REF!"}},null,null,null,{"$f":"'Land-Based Wind'!L15","v":0.3790649778445811},{"$f":"'Land-Based Wind'!L110","v":0.38211304535589435},{"$f":"'Land-Based Wind'!M110","v":0.38789687093243597},{"$f":"'Land-Based Wind'!N110","v":0.39334723200360061},{"$f":"'Land-Based Wind'!O110","v":0.3984568539371578},{"$f":"'Land-Based Wind'!P110","v":0.40322155751857414},{"$f":"'Land-Based Wind'!Q110","v":0.40764022117596144},{"$f":"'Land-Based Wind'!R110","v":0.41182618019493394},{"$f":"'Land-Based Wind'!S110","v":0.41600018592009297},{"$f":"'Land-Based Wind'!T110","v":0.41985074276279949},{"$f":"'Land-Based Wind'!U110","v":0.42338663211967498},{"$f":"'Land-Based Wind'!V110","v":0.42661886827659073},{"$f":"'Land-Based Wind'!W110","v":0.42956043152828866},{"$f":"'Land-Based Wind'!X110","v":0.43243129411867143},{"$f":"'Land-Based Wind'!Y110","v":0.43504489171492178},{"$f":"'Land-Based Wind'!Z110","v":0.43747012793056023},{"$f":"'Land-Based Wind'!AA110","v":0.43967345109033928},{"$f":"'Land-Based Wind'!AB110","v":0.44172584824038769},{"$f":"'Land-Based Wind'!AC110","v":0.44370260996585925},{"$f":"'Land-Based Wind'!AD110","v":0.445515368684619},{"$f":"'Land-Based Wind'!AE110","v":0.44723634939522594},{"$f":"'Land-Based Wind'!AF110","v":0.44883153149906951},{"$f":"'Land-Based Wind'!AG110","v":0.4503730929040024},{"$f":"'Land-Based Wind'!AH110","v":0.45182581106077946},{"$f":"'Land-Based Wind'!AI110","v":0.45320719069394066},{"$f":"'Land-Based Wind'!AJ110","v":0.45453410818814238},{"$f":"'Land-Based Wind'!AK110","v":0.45582272041820937},{"$f":"'Land-Based Wind'!AL110","v":0.45708840515452193},{"$f":"'Land-Based Wind'!AM110","v":0.45847884782254705},{"$f":"'Land-Based Wind'!AN110","v":0.459875428991115},{"$f":"'Land-Based Wind'!AO110","v":0.46129090466468692},{"$f":"'Land-Based Wind'!AP110","v":0.46273709921896533},{"$f":"'Land-Based Wind'!AQ110","v":0.46422487882996599},{"$f":"'Land-Based Wind'!AR110","v":0.46576413123027061},{"$f":"'Land-Based Wind'!AS110","v":0.46736374619579352},{"$f":"'Land-Based Wind'!AT110","v":0.46903159049947352},{"$f":"'Land-Based Wind'!AU110","v":0.47077448887264212},{"$f":"'Land-Based Wind'!AV110","v":0.47259819306774009}]
[null,null,null,null,{"$f":"'Land-Based Wind'!K111","v":"TRG 4 - High"},null,null,null,null,null,null,null,null,null,null,null,null,null,null,null,null,null,{"$f":"'Land-Based Wind'!L111","v":0.38211304535589435},{"$f":"'Land-Based Wind'!M111","v":0.38211304535589435},{"$f":"'Land-Based Wind'!N111","v":0.38211304535589435},{"$f":"'Land-Based Wind'!O111","v":0.38211304535589435},{"$f":"'Land-Based Wind'!P111","v":0.38211304535589435},{"$f":"'Land-Based Wind'!Q111","v":0.38211304535589435},{"$f":"'Land-Based Wind'!R111","v":0.38211304535589435},{"$f":"'Land-Based Wind'!S111","v":0.38211304535589435},{"$f":"'Land-Based Wind'!T111","v":0.38211304535589435},{"$f":"'Land-Based Wind'!U111","v":0.38211304535589435},{"$f":"'Land-Based Wind'!V111","v":0.38211304535589435},{"$f":"'Land-Based Wind'!W111","v":0.38211304535589435},{"$f":"'Land-Based Wind'!X111","v":0.38211304535589435},{"$f":"'Land-Based Wind'!Y111","v":0.38211304535589435},{"$f":"'Land-Based Wind'!Z111","v":0.38211304535589435},{"$f":"'Land-Based Wind'!AA111","v":0.38211304535589435},{"$f":"'Land-Based Wind'!AB111","v":0.38211304535589435},{"$f":"'Land-Based Wind'!AC111","v":0.38211304535589435},{"$f":"'Land-Based Wind'!AD111","v":0.38211304535589435},{"$f":"'Land-Based Wind'!AE111","v":0.38211304535589435},{"$f":"'Land-Based Wind'!AF111","v":0.38211304535589435},{"$f":"'Land-Based Wind'!AG111","v":0.38211304535589435},{"$f":"'Land-Based Wind'!AH111","v":0.38211304535589435},{"$f":"'Land-Based Wind'!AI111","v":0.38211304535589435},{"$f":"'Land-Based Wind'!AJ111","v":0.38211304535589435},{"$f":"'Land-Based Wind'!AK111","v":0.38211304535589435},{"$f":"'Land-Based Wind'!AL111","v":0.38211304535589435},{"$f":"'Land-Based Wind'!AM111","v":0.38211304535589435},{"$f":"'Land-Based Wind'!AN111","v":0.38211304535589435},{"$f":"'Land-Based Wind'!AO111","v":0.38211304535589435},{"$f":"'Land-Based Wind'!AP111","v":0.38211304535589435},{"$f":"'Land-Based Wind'!AQ111","v":0.38211304535589435},{"$f":"'Land-Based Wind'!AR111","v":0.38211304535589435},{"$f":"'Land-Based Wind'!AS111","v":0.38211304535589435},{"$f":"'Land-Based Wind'!AT111","v":0.38211304535589435},{"$f":"'Land-Based Wind'!AU111","v":0.38211304535589435},{"$f":"'Land-Based Wind'!AV111","v":0.38211304535589435}]
[null,null,null,null,{"$f":"'Land-Based Wind'!K112","v":"TRG 5 - Low"},null,null,null,null,null,null,null,null,null,null,null,null,null,null,null,null,null,{"$f":"'Land-Based Wind'!L112","v":0.32279959203529368},{"$f":"'Land-Based Wind'!M112","v":0.33802082765241154},{"$f":"'Land-Based Wind'!N112","v":0.34778338129458697},{"$f":"'Land-Based Wind'!O112","v":0.35689741835618505},{"$f":"'Land-Based Wind'!P112","v":0.36530409124295693},{"$f":"'Land-Based Wind'!Q112","v":0.37295871035391631},{"$f":"'Land-Based Wind'!R112","v":0.37983173994756969},{"$f":"'Land-Based Wind'!S112","v":0.38661303134642705},{"$f":"'Land-Based Wind'!T112","v":0.39287706241129222},{"$f":"'Land-Based Wind'!U112","v":0.39839196121766435},{"$f":"'Land-Based Wind'!V112","v":0.40318027175919835},{"$f":"'Land-Based Wind'!W112","v":0.40727553165670533},{"$f":"'Land-Based Wind'!X112","v":0.41072024107521421},{"$f":"'Land-Based Wind'!Y112","v":0.41395533493432612},{"$f":"'Land-Based Wind'!Z112","v":0.41664920429428959},{"$f":"'Land-Based Wind'!AA112","v":0.4189565450381732},{"$f":"'Land-Based Wind'!AB112","v":0.42083541776288214},{"$f":"'Land-Based Wind'!AC112","v":0.4226938801660623},{"$f":"'Land-Based Wind'!AD112","v":0.42423609918740418},{"$f":"'Land-Based Wind'!AE112","v":0.42551134094790283},{"$f":"'Land-Based Wind'!AF112","v":0.42666662888287554},{"$f":"'Land-Based Wind'!AG112","v":0.42764107172380106},{"$f":"'Land-Based Wind'!AH112","v":0.42857189484404573},{"$f":"'Land-Based Wind'!AI112","v":0.42938587395367411},{"$f":"'Land-Based Wind'!AJ112","v":0.43010532367867155},{"$f":"'Land-Based Wind'!AK112","v":0.4307459580696229},{"$f":"'Land-Based Wind'!AL112","v":0.43131667020843195},{"$f":"'Land-Based Wind'!AM112","v":0.43190656687942264},{"$f":"'Land-Based Wind'!AN112","v":0.43242353179112475},{"$f":"'Land-Based Wind'!AO112","v":0.43285495717866451},{"$f":"'Land-Based Wind'!AP112","v":0.43318081017231158},{"$f":"'Land-Based Wind'!AQ112","v":0.43337369168299866},{"$f":"'Land-Based Wind'!AR112","v":0.43392714149994749},{"$f":"'Land-Based Wind'!AS112","v":0.43427172261051583},{"$f":"'Land-Based Wind'!AT112","v":0.43435765291821932},{"$f":"'Land-Based Wind'!AU112","v":0.43435765291821932},{"$f":"'Land-Based Wind'!AV112","v":0.43435765291821932}]
[null,null,null,null,{"$f":"'Land-Based Wind'!K113","v":"TRG 5 - Mid"},{"$f":"'Land-Based Wind'!#REF!","v":{"$error":"#REF!"}},{"$f":"'Land-Based Wind'!#REF!","v":{"$error":"#REF!"}},{"$f":"'Land-Based Wind'!#REF!","v":{"$error":"#REF!"}},{"$f":"'Land-Based Wind'!#REF!","v":{"$error":"#REF!"}},{"$f":"'Land-Based Wind'!#REF!","v":{"$error":"#REF!"}},{"$f":"'Land-Based Wind'!#REF!","v":{"$error":"#REF!"}},{"$f":"'Land-Based Wind'!#REF!","v":{"$error":"#REF!"}},{"$f":"'Land-Based Wind'!#REF!","v":{"$error":"#REF!"}},{"$f":"'Land-Based Wind'!#REF!","v":{"$error":"#REF!"}},{"$f":"'Land-Based Wind'!#REF!","v":{"$error":"#REF!"}},{"$f":"'Land-Based Wind'!#REF!","v":{"$error":"#REF!"}},{"$f":"'Land-Based Wind'!#REF!","v":{"$error":"#REF!"}},{"$f":"'Land-Based Wind'!#REF!","v":{"$error":"#REF!"}},null,null,null,{"$f":"'Land-Based Wind'!L16","v":0.32023156424456123},{"$f":"'Land-Based Wind'!L113","v":0.32279959203529368},{"$f":"'Land-Based Wind'!M113","v":0.32768562395491063},{"$f":"'Land-Based Wind'!N113","v":0.33228995335847328},{"$f":"'Land-Based Wind'!O113","v":0.3366064348176987},{"$f":"'Land-Based Wind'!P113","v":0.34063153783614647},{"$f":"'Land-Based Wind'!Q113","v":0.34436431493779529},{"$f":"'Land-Based Wind'!R113","v":0.34790050895164343},{"$f":"'Land-Based Wind'!S113","v":0.35142660512032936},{"$f":"'Land-Based Wind'!T113","v":0.35467945972197401},{"$f":"'Land-Based Wind'!U113","v":0.35766649106192278},{"$f":"'Land-Based Wind'!V113","v":0.36039700373479516},{"$f":"'Land-Based Wind'!W113","v":0.3628819631705813},{"$f":"'Land-Based Wind'!X113","v":0.36530719644703702},{"$f":"'Land-Based Wind'!Y113","v":0.36751509865835325},{"$f":"'Land-Based Wind'!Z113","v":0.36956387786260192},{"$f":"'Land-Based Wind'!AA113","v":0.37142519043944988},{"$f":"'Land-Based Wind'!AB113","v":0.37315900447899131},{"$f":"'Land-Based Wind'!AC113","v":0.37482892359399805},{"$f":"'Land-Based Wind'!AD113","v":0.37636029705006274},{"$f":"'Land-Based Wind'!AE113","v":0.3778141387286873},{"$f":"'Land-Based Wind'!AF113","v":0.37916170887474993},{"$f":"'Land-Based Wind'!AG113","v":0.38046398158869577},{"$f":"'Land-Based Wind'!AH113","v":0.38169120173741672},{"$f":"'Land-Based Wind'!AI113","v":0.38285815687660857},{"$f":"'Land-Based Wind'!AJ113","v":0.38397910375606892},{"$f":"'Land-Based Wind'!AK113","v":0.38506769130159463},{"$f":"'Land-Based Wind'!AL113","v":0.38613691027093511},{"$f":"'Land-Based Wind'!AM113","v":0.38731152163645116},{"$f":"'Land-Based Wind'!AN113","v":0.38849131865447234},{"$f":"'Land-Based Wind'!AO113","v":0.38968707728014135},{"$f":"'Land-Based Wind'!AP113","v":0.39090878645180777},{"$f":"'Land-Based Wind'!AQ113","v":0.39216562564457119},{"$f":"'Land-Based Wind'!AR113","v":0.39346594776886529},{"$f":"'Land-Based Wind'!AS113","v":0.39481726268616529},{"$f":"'Land-Based Wind'!AT113","v":0.39622621605048924},{"$f":"'Land-Based Wind'!AU113","v":0.39769857322503632},{"$f":"'Land-Based Wind'!AV113","v":0.39923919314713924}]
[null,null,null,null,{"$f":"'Land-Based Wind'!K114","v":"TRG 5 - High"},null,null,null,null,null,null,null,null,null,null,null,null,null,null,null,null,null,{"$f":"'Land-Based Wind'!L114","v":0.32279959203529368},{"$f":"'Land-Based Wind'!M114","v":0.32279959203529368},{"$f":"'Land-Based Wind'!N114","v":0.32279959203529368},{"$f":"'Land-Based Wind'!O114","v":0.32279959203529368},{"$f":"'Land-Based Wind'!P114","v":0.32279959203529368},{"$f":"'Land-Based Wind'!Q114","v":0.32279959203529368},{"$f":"'Land-Based Wind'!R114","v":0.32279959203529368},{"$f":"'Land-Based Wind'!S114","v":0.32279959203529368},{"$f":"'Land-Based Wind'!T114","v":0.32279959203529368},{"$f":"'Land-Based Wind'!U114","v":0.32279959203529368},{"$f":"'Land-Based Wind'!V114","v":0.32279959203529368},{"$f":"'Land-Based Wind'!W114","v":0.32279959203529368},{"$f":"'Land-Based Wind'!X114","v":0.32279959203529368},{"$f":"'Land-Based Wind'!Y114","v":0.32279959203529368},{"$f":"'Land-Based Wind'!Z114","v":0.32279959203529368},{"$f":"'Land-Based Wind'!AA114","v":0.32279959203529368},{"$f":"'Land-Based Wind'!AB114","v":0.32279959203529368},{"$f":"'Land-Based Wind'!AC114","v":0.32279959203529368},{"$f":"'Land-Based Wind'!AD114","v":0.32279959203529368},{"$f":"'Land-Based Wind'!AE114","v":0.32279959203529368},{"$f":"'Land-Based Wind'!AF114","v":0.32279959203529368},{"$f":"'Land-Based Wind'!AG114","v":0.32279959203529368},{"$f":"'Land-Based Wind'!AH114","v":0.32279959203529368},{"$f":"'Land-Based Wind'!AI114","v":0.32279959203529368},{"$f":"'Land-Based Wind'!AJ114","v":0.32279959203529368},{"$f":"'Land-Based Wind'!AK114","v":0.32279959203529368},{"$f":"'Land-Based Wind'!AL114","v":0.32279959203529368},{"$f":"'Land-Based Wind'!AM114","v":0.32279959203529368},{"$f":"'Land-Based Wind'!AN114","v":0.32279959203529368},{"$f":"'Land-Based Wind'!AO114","v":0.32279959203529368},{"$f":"'Land-Based Wind'!AP114","v":0.32279959203529368},{"$f":"'Land-Based Wind'!AQ114","v":0.32279959203529368},{"$f":"'Land-Based Wind'!AR114","v":0.32279959203529368},{"$f":"'Land-Based Wind'!AS114","v":0.32279959203529368},{"$f":"'Land-Based Wind'!AT114","v":0.32279959203529368},{"$f":"'Land-Based Wind'!AU114","v":0.32279959203529368},{"$f":"'Land-Based Wind'!AV114","v":0.32279959203529368}]
[]
[]
[null,null,null,null,null,{"$f":"F4","v":2000},{"$f":"F57+1","v":2001},2002,2003,2004,2005,2006,2007,2008,2009,2010,2011,2012,2010,2011,2012,{"$f":"R57+1","v":2013},2014,2015,2016,2017,2018,2019,2020,2021,2022,2023,2024,2025,2026,2027,2028,2029,2030,2031,2032,{"$f":"AO57+1","v":2033},2034,2035,2036,2037,2038,2039,2040,2041,2042,2043,2044,2045,2046,2047,2048,2049,2050]
[null,"Land-Based Wind",null,"Fixed Operation and Maintenance Expenses ($/kW)",{"$f":"'Land-Based Wind'!K180","v":"TRG 1 - Low"}]
[null,null,null,null,{"$f":"'Land-Based Wind'!K181","v":"TRG 1 - Mid"},{"$f":"'Land-Based Wind'!#REF!","v":{"$error":"#REF!"}},{"$f":"'Land-Based Wind'!#REF!","v":{"$error":"#REF!"}},{"$f":"'Land-Based Wind'!#REF!","v":{"$error":"#REF!"}},{"$f":"'Land-Based Wind'!#REF!","v":{"$error":"#REF!"}},{"$f":"'Land-Based Wind'!#REF!","v":{"$error":"#REF!"}},{"$f":"'Land-Based Wind'!#REF!","v":{"$error":"#REF!"}},{"$f":"'Land-Based Wind'!#REF!","v":{"$error":"#REF!"}},{"$f":"'Land-Based Wind'!#REF!","v":{"$error":"#REF!"}},{"$f":"'Land-Based Wind'!#REF!","v":{"$error":"#REF!"}},{"$f":"'Land-Based Wind'!#REF!","v":{"$error":"#REF!"}},{"$f":"'Land-Based Wind'!#REF!","v":{"$error":"#REF!"}},{"$f":"'Land-Based Wind'!#REF!","v":{"$error":"#REF!"}},{"$f":"'Land-Based Wind'!#REF!","v":{"$error":"#REF!"}},null,null,null,{"$f":"'Land-Based Wind'!L42","v":50.732379766021765},{"$f":"'Land-Based Wind'!L181","v":50.732379766021765},{"$f":"'Land-Based Wind'!M181","v":50.453351677308646},{"$f":"'Land-Based Wind'!N181","v":50.174323588595527},{"$f":"'Land-Based Wind'!O181","v":49.895295499882408},{"$f":"'Land-Based Wind'!P181","v":49.616267411169289},{"$f":"'Land-Based Wind'!Q181","v":49.33723932245617},{"$f":"'Land-Based Wind'!R181","v":49.058211233743052},{"$f":"'Land-Based Wind'!S181","v":48.885721142538578},{"$f":"'Land-Based Wind'!T181","v":48.713231051334098},{"$f":"'Land-Based Wind'!U181","v":48.540740960129625},{"$f":"'Land-Based Wind'!V181","v":48.368250868925152},{"$f":"'Land-Based Wind'!W181","v":48.195760777720672},{"$f":"'Land-Based Wind'!X181","v":48.023270686516199},{"$f":"'Land-Based Wind'!Y181","v":47.850780595311726},{"$f":"'Land-Based Wind'!Z181","v":47.678290504107245},{"$f":"'Land-Based Wind'!AA181","v":47.505800412902772},{"$f":"'Land-Based Wind'!AB181","v":47.333310321698299},{"$f":"'Land-Based Wind'!AC181","v":47.216625848236447},{"$f":"'Land-Based Wind'!AD181","v":47.099941374774595},{"$f":"'Land-Based Wind'!AE181","v":46.983256901312743},{"$f":"'Land-Based Wind'!AF181","v":46.86657242785089},{"$f":"'Land-Based Wind'!AG181","v":46.749887954389038},{"$f":"'Land-Based Wind'!AH181","v":46.633203480927186},{"$f":"'Land-Based Wind'!AI181","v":46.516519007465334},{"$f":"'Land-Based Wind'!AJ181","v":46.399834534003482},{"$f":"'Land-Based Wind'!AK181","v":46.28315006054163},{"$f":"'Land-Based Wind'!AL181","v":46.166465587079777},{"$f":"'Land-Based Wind'!AM181","v":46.11573320731376},{"$f":"'Land-Based Wind'!AN181","v":46.065000827547735},{"$f":"'Land-Based Wind'!AO181","v":46.014268447781717},{"$f":"'Land-Based Wind'!AP181","v":45.963536068015699},{"$f":"'Land-Based Wind'!AQ181","v":45.912803688249681},{"$f":"'Land-Based Wind'!AR181","v":45.862071308483664},{"$f":"'Land-Based Wind'!AS181","v":45.811338928717646},{"$f":"'Land-Based Wind'!AT181","v":45.760606548951621},{"$f":"'Land-Based Wind'!AU181","v":45.709874169185603},{"$f":"'Land-Based Wind'!AV181","v":45.659141789419586}]
[null,null,null,null,{"$f":"'Land-Based Wind'!K182","v":"TRG 1 - High"}]
[null,null,null,null,{"$f":"'Land-Based Wind'!K183","v":"TRG 2 - Low"}]
[null,null,null,null,{"$f":"'Land-Based Wind'!K184","v":"TRG 2 - Mid"},{"$f":"'Land-Based Wind'!#REF!","v":{"$error":"#REF!"}},{"$f":"'Land-Based Wind'!#REF!","v":{"$error":"#REF!"}},{"$f":"'Land-Based Wind'!#REF!","v":{"$error":"#REF!"}},{"$f":"'Land-Based Wind'!#REF!","v":{"$error":"#REF!"}},{"$f":"'Land-Based Wind'!#REF!","v":{"$error":"#REF!"}},{"$f":"'Land-Based Wind'!#REF!","v":{"$error":"#REF!"}},{"$f":"'Land-Based Wind'!#REF!","v":{"$error":"#REF!"}},{"$f":"'Land-Based Wind'!#REF!","v":{"$error":"#REF!"}},{"$f":"'Land-Based Wind'!#REF!","v":{"$error":"#REF!"}},{"$f":"'Land-Based Wind'!#REF!","v":{"$error":"#REF!"}},{"$f":"'Land-Based Wind'!#REF!","v":{"$error":"#REF!"}},{"$f":"'Land-Based Wind'!#REF!","v":{"$error":"#REF!"}},{"$f":"'Land-Based Wind'!#REF!","v":{"$error":"#REF!"}},null,null,null,{"$f":"'Land-Based Wind'!L43","v":50.732379766021765},{"$f":"'Land-Based Wind'!L184","v":50.732379766021765},{"$f":"'Land-Based Wind'!M184","v":50.453351677308646},{"$f":"'Land-Based Wind'!N184","v":50.174323588595527},{"$f":"'Land-Based Wind'!O184","v":49.895295499882408},{"$f":"'Land-Based Wind'!P184","v":49.616267411169289},{"$f":"'Land-Based Wind'!Q184","v":49.33723932245617},{"$f":"'Land-Based Wind'!R184","v":49.058211233743052},{"$f":"'Land-Based Wind'!S184","v":48.885721142538578},{"$f":"'Land-Based Wind'!T184","v":48.713231051334098},{"$f":"'Land-Based Wind'!U184","v":48.540740960129625},{"$f":"'Land-Based Wind'!V184","v":48.368250868925152},{"$f":"'Land-Based Wind'!W184","v":48.195760777720672},{"$f":"'Land-Based Wind'!X184","v":48.023270686516199},{"$f":"'Land-Based Wind'!Y184","v":47.850780595311726},{"$f":"'Land-Based Wind'!Z184","v":47.678290504107245},{"$f":"'Land-Based Wind'!AA184","v":47.505800412902772},{"$f":"'Land-Based Wind'!AB184","v":47.333310321698299},{"$f":"'Land-Based Wind'!AC184","v":47.216625848236447},{"$f":"'Land-Based Wind'!AD184","v":47.099941374774595},{"$f":"'Land-Based Wind'!AE184","v":46.983256901312743},{"$f":"'Land-Based Wind'!AF184","v":46.86657242785089},{"$f":"'Land-Based Wind'!AG184","v":46.749887954389038},{"$f":"'Land-Based Wind'!AH184","v":46.633203480927186},{"$f":"'Land-Based Wind'!AI184","v":46.516519007465334},{"$f":"'Land-Based Wind'!AJ184","v":46.399834534003482},{"$f":"'Land-Based Wind'!AK184","v":46.28315006054163},{"$f":"'Land-Based Wind'!AL184","v":46.166465587079777},{"$f":"'Land-Based Wind'!AM184","v":46.11573320731376},{"$f":"'Land-Based Wind'!AN184","v":46.065000827547735},{"$f":"'Land-Based Wind'!AO184","v":46.014268447781717},{"$f":"'Land-Based Wind'!AP184","v":45.963536068015699},{"$f":"'Land-Based Wind'!AQ184","v":45.912803688249681},{"$f":"'Land-Based Wind'!AR184","v":45.862071308483664},{"$f":"'Land-Based Wind'!AS184","v":45.811338928717646},{"$f":"'Land-Based Wind'!AT184","v":45.760606548951621},{"$f":"'Land-Based Wind'!AU184","v":45.709874169185603},{"$f":"'Land-Based Wind'!AV184","v":45.659141789419586}]
[null,null,null,null,{"$f":"'Land-Based Wind'!K185","v":"TRG 2 - High"}]
[null,null,null,null,{"$f":"'Land-Based Wind'!K186","v":"TRG 3 - Low"}]
[null,null,null,null,{"$f":"'Land-Based Wind'!K187","v":"TRG 3 - Mid"},{"$f":"'Land-Based Wind'!#REF!","v":{"$error":"#REF!"}},{"$f":"'Land-Based Wind'!#REF!","v":{"$error":"#REF!"}},{"$f":"'Land-Based Wind'!#REF!","v":{"$error":"#REF!"}},{"$f":"'Land-Based Wind'!#REF!","v":{"$error":"#REF!"}},{"$f":"'Land-Based Wind'!#REF!","v":{"$error":"#REF!"}},{"$f":"'Land-Based Wind'!#REF!","v":{"$error":"#REF!"}},{"$f":"'Land-Based Wind'!#REF!","v":{"$error":"#REF!"}},{"$f":"'Land-Based Wind'!#REF!","v":{"$error":"#REF!"}},{"$f":"'Land-Based Wind'!#REF!","v":{"$error":"#REF!"}},{"$f":"'Land-Based Wind'!#REF!","v":{"$error":"#REF!"}},{"$f":"'Land-Based Wind'!#REF!","v":{"$error":"#REF!"}},{"$f":"'Land-Based Wind'!#REF!","v":{"$error":"#REF!"}},{"$f":"'Land-Based Wind'!#REF!","v":{"$error":"#REF!"}},null,null,null,{"$f":"'Land-Based Wind'!L44","v":50.732379766021765},{"$f":"'Land-Based Wind'!L187","v":50.732379766021765},{"$f":"'Land-Based Wind'!M187","v":50.453351677308646},{"$f":"'Land-Based Wind'!N187","v":50.174323588595527},{"$f":"'Land-Based Wind'!O187","v":49.895295499882408},{"$f":"'Land-Based Wind'!P187","v":49.616267411169289},{"$f":"'Land-Based Wind'!Q187","v":49.33723932245617},{"$f":"'Land-Based Wind'!R187","v":49.058211233743052},{"$f":"'Land-Based Wind'!S187","v":48.885721142538578},{"$f":"'Land-Based Wind'!T187","v":48.713231051334098},{"$f":"'Land-Based Wind'!U187","v":48.540740960129625},{"$f":"'Land-Based Wind'!V187","v":48.368250868925152},{"$f":"'Land-Based Wind'!W187","v":48.195760777720672},{"$f":"'Land-Based Wind'!X187","v":48.023270686516199},{"$f":"'Land-Based Wind'!Y187","v":47.850780595311726},{"$f":"'Land-Based Wind'!Z187","v":47.678290504107245},{"$f":"'Land-Based Wind'!AA187","v":47.505800412902772},{"$f":"'Land-Based Wind'!AB187","v":47.333310321698299},{"$f":"'Land-Based Wind'!AC187","v":47.216625848236447},{"$f":"'Land-Based Wind'!AD187","v":47.099941374774595},{"$f":"'Land-Based Wind'!AE187","v":46.983256901312743},{"$f":"'Land-Based Wind'!AF187","v":46.86657242785089},{"$f":"'Land-Based Wind'!AG187","v":46.749887954389038},{"$f":"'Land-Based Wind'!AH187","v":46.633203480927186},{"$f":"'Land-Based Wind'!AI187","v":46.516519007465334},{"$f":"'Land-Based Wind'!AJ187","v":46.399834534003482},{"$f":"'Land-Based Wind'!AK187","v":46.28315006054163},{"$f":"'Land-Based Wind'!AL187","v":46.166465587079777},{"$f":"'Land-Based Wind'!AM187","v":46.11573320731376},{"$f":"'Land-Based Wind'!AN187","v":46.065000827547735},{"$f":"'Land-Based Wind'!AO187","v":46.014268447781717},{"$f":"'Land-Based Wind'!AP187","v":45.963536068015699},{"$f":"'Land-Based Wind'!AQ187","v":45.912803688249681},{"$f":"'Land-Based Wind'!AR187","v":45.862071308483664},{"$f":"'Land-Based Wind'!AS187","v":45.811338928717646},{"$f":"'Land-Based Wind'!AT187","v":45.760606548951621},{"$f":"'Land-Based Wind'!AU187","v":45.709874169185603},{"$f":"'Land-Based Wind'!AV187","v":45.659141789419586}]
[null,null,null,null,{"$f":"'Land-Based Wind'!K188","v":"TRG 3 - High"}]
[null,null,null,null,{"$f":"'Land-Based Wind'!K189","v":"TRG 4 - Low"}]
[null,null,null,null,{"$f":"'Land-Based Wind'!K190","v":"TRG 4 - Mid"},{"$f":"'Land-Based Wind'!#REF!","v":{"$error":"#REF!"}},{"$f":"'Land-Based Wind'!#REF!","v":{"$error":"#REF!"}},{"$f":"'Land-Based Wind'!#REF!","v":{"$error":"#REF!"}},{"$f":"'Land-Based Wind'!#REF!","v":{"$error":"#REF!"}},{"$f":"'Land-Based Wind'!#REF!","v":{"$error":"#REF!"}},{"$f":"'Land-Based Wind'!#REF!","v":{"$error":"#REF!"}},{"$f":"'Land-Based Wind'!#REF!","v":{"$error":"#REF!"}},{"$f":"'Land-Based Wind'!#REF!","v":{"$error":"#REF!"}},{"$f":"'Land-Based Wind'!#REF!","v":{"$error":"#REF!"}},{"$f":"'Land-Based Wind'!#REF!","v":{"$error":"#REF!"}},{"$f":"'Land-Based Wind'!#REF!","v":{"$error":"#REF!"}},{"$f":"'Land-Based Wind'!#REF!","v":{"$error":"#REF!"}},{"$f":"'Land-Based Wind'!#REF!","v":{"$error":"#REF!"}},null,null,null,{"$f":"'Land-Based Wind'!L45","v":50.732379766021765},{"$f":"'Land-Based Wind'!L190","v":50.732379766021765},{"$f":"'Land-Based Wind'!M190","v":50.453351677308646},{"$f":"'Land-Based Wind'!N190","v":50.174323588595527},{"$f":"'Land-Based Wind'!O190","v":49.895295499882408},{"$f":"'Land-Based Wind'!P190","v":49.616267411169289},{"$f":"'Land-Based Wind'!Q190","v":49.33723932245617},{"$f":"'Land-Based Wind'!R190","v":49.058211233743052},{"$f":"'Land-Based Wind'!S190","v":48.885721142538578},{"$f":"'Land-Based Wind'!T190","v":48.713231051334098},{"$f":"'Land-Based Wind'!U190","v":48.540740960129625},{"$f":"'Land-Based Wind'!V190","v":48.368250868925152},{"$f":"'Land-Based Wind'!W190","v":48.195760777720672},{"$f":"'Land-Based Wind'!X190","v":48.023270686516199},{"$f":"'Land-Based Wind'!Y190","v":47.850780595311726},{"$f":"'Land-Based Wind'!Z190","v":47.678290504107245},{"$f":"'Land-Based Wind'!AA190","v":47.505800412902772},{"$f":"'Land-Based Wind'!AB190","v":47.333310321698299},{"$f":"'Land-Based Wind'!AC190","v":47.216625848236447},{"$f":"'Land-Based Wind'!AD190","v":47.099941374774595},{"$f":"'Land-Based Wind'!AE190","v":46.983256901312743},{"$f":"'Land-Based Wind'!AF190","v":46.86657242785089},{"$f":"'Land-Based Wind'!AG190","v":46.749887954389038},{"$f":"'Land-Based Wind'!AH190","v":46.633203480927186},{"$f":"'Land-Based Wind'!AI190","v":46.516519007465334},{"$f":"'Land-Based Wind'!AJ190","v":46.399834534003482},{"$f":"'Land-Based Wind'!AK190","v":46.28315006054163},{"$f":"'Land-Based Wind'!AL190","v":46.166465587079777},{"$f":"'Land-Based Wind'!AM190","v":46.11573320731376},{"$f":"'Land-Based Wind'!AN190","v":46.065000827547735},{"$f":"'Land-Based Wind'!AO190","v":46.014268447781717},{"$f":"'Land-Based Wind'!AP190","v":45.963536068015699},{"$f":"'Land-Based Wind'!AQ190","v":45.912803688249681},{"$f":"'Land-Based Wind'!AR190","v":45.862071308483664},{"$f":"'Land-Based Wind'!AS190","v":45.811338928717646},{"$f":"'Land-Based Wind'!AT190","v":45.760606548951621},{"$f":"'Land-Based Wind'!AU190","v":45.709874169185603},{"$f":"'Land-Based Wind'!AV190","v":45.659141789419586}]
[null,null,null,null,{"$f":"'Land-Based Wind'!K191","v":"TRG 4 - High"}]
[null,null,null,null,{"$f":"'Land-Based Wind'!K192","v":"TRG 5 - Low"}]
[null,null,null,null,{"$f":"'Land-Based Wind'!K193","v":"TRG 5 - Mid"},{"$f":"'Land-Based Wind'!#REF!","v":{"$error":"#REF!"}},{"$f":"'Land-Based Wind'!#REF!","v":{"$error":"#REF!"}},{"$f":"'Land-Based Wind'!#REF!","v":{"$error":"#REF!"}},{"$f":"'Land-Based Wind'!#REF!","v":{"$error":"#REF!"}},{"$f":"'Land-Based Wind'!#REF!","v":{"$error":"#REF!"}},{"$f":"'Land-Based Wind'!#REF!","v":{"$error":"#REF!"}},{"$f":"'Land-Based Wind'!#REF!","v":{"$error":"#REF!"}},{"$f":"'Land-Based Wind'!#REF!","v":{"$error":"#REF!"}},{"$f":"'Land-Based Wind'!#REF!","v":{"$error":"#REF!"}},{"$f":"'Land-Based Wind'!#REF!","v":{"$error":"#REF!"}},{"$f":"'Land-Based Wind'!#REF!","v":{"$error":"#REF!"}},{"$f":"'Land-Based Wind'!#REF!","v":{"$error":"#REF!"}},{"$f":"'Land-Based Wind'!#REF!","v":{"$error":"#REF!"}},null,null,null,{"$f":"'Land-Based Wind'!L46","v":50.732379766021765},{"$f":"'Land-Based Wind'!L193","v":50.732379766021765},{"$f":"'Land-Based Wind'!M193","v":50.453351677308646},{"$f":"'Land-Based Wind'!N193","v":50.174323588595527},{"$f":"'Land-Based Wind'!O193","v":49.895295499882408},{"$f":"'Land-Based Wind'!P193","v":49.616267411169289},{"$f":"'Land-Based Wind'!Q193","v":49.33723932245617},{"$f":"'Land-Based Wind'!R193","v":49.058211233743052},{"$f":"'Land-Based Wind'!S193","v":48.885721142538578},{"$f":"'Land-Based Wind'!T193","v":48.713231051334098},{"$f":"'Land-Based Wind'!U193","v":48.540740960129625},{"$f":"'Land-Based Wind'!V193","v":48.368250868925152},{"$f":"'Land-Based Wind'!W193","v":48.195760777720672},{"$f":"'Land-Based Wind'!X193","v":48.023270686516199},{"$f":"'Land-Based Wind'!Y193","v":47.850780595311726},{"$f":"'Land-Based Wind'!Z193","v":47.678290504107245},{"$f":"'Land-Based Wind'!AA193","v":47.505800412902772},{"$f":"'Land-Based Wind'!AB193","v":47.333310321698299},{"$f":"'Land-Based Wind'!AC193","v":47.216625848236447},{"$f":"'Land-Based Wind'!AD193","v":47.099941374774595},{"$f":"'Land-Based Wind'!AE193","v":46.983256901312743},{"$f":"'Land-Based Wind'!AF193","v":46.86657242785089},{"$f":"'Land-Based Wind'!AG193","v":46.749887954389038},{"$f":"'Land-Based Wind'!AH193","v":46.633203480927186},{"$f":"'Land-Based Wind'!AI193","v":46.516519007465334},{"$f":"'Land-Based Wind'!AJ193","v":46.399834534003482},{"$f":"'Land-Based Wind'!AK193","v":46.28315006054163},{"$f":"'Land-Based Wind'!AL193","v":46.166465587079777},{"$f":"'Land-Based Wind'!AM193","v":46.11573320731376},{"$f":"'Land-Based Wind'!AN193","v":46.065000827547735},{"$f":"'Land-Based Wind'!AO193","v":46.014268447781717},{"$f":"'Land-Based Wind'!AP193","v":45.963536068015699},{"$f":"'Land-Based Wind'!AQ193","v":45.912803688249681},{"$f":"'Land-Based Wind'!AR193","v":45.862071308483664},{"$f":"'Land-Based Wind'!AS193","v":45.811338928717646},{"$f":"'Land-Based Wind'!AT193","v":45.760606548951621},{"$f":"'Land-Based Wind'!AU193","v":45.709874169185603},{"$f":"'Land-Based Wind'!AV193","v":45.659141789419586}]
[null,null,null,null,{"$f":"'Land-Based Wind'!K194","v":"TRG 5 - High"}]
[]
[]
["Offshore Wind"]
[null,null,null,null,null,2000,{"$f":"F76+1","v":2001},{"$f":"G76+1","v":2002},{"$f":"H76+1","v":2003},{"$f":"I76+1","v":2004},{"$f":"J76+1","v":2005},{"$f":"K76+1","v":2006},2007,2008,2009,2010,2011,2012,2010,2011,2012,{"$f":"R76+1","v":2013},2014,2015,2016,2017,2018,2019,2020,2021,2022,2023,2024,2025,2026,2027,2028,2029,2030,2031,2032,2033,2034,2035,2036,2037,2038,2039,2040,2041,2042,2043,2044,2045,2046,2047,2048,2049,2050]
[null,"Offshore Wind",null," Levelized Cost of Energy ($/MWh)",{"$f":"'Offshore Wind'!K493","v":"TRG 1 - Low"},null,null,null,null,null,null,null,null,null,null,null,null,null,null,null,null,null,{"$f":"'Offshore Wind'!L493","v":172.11010314852655},{"$f":"'Offshore Wind'!M493","v":162.80771745687213},{"$f":"'Offshore Wind'!N493","v":153.52168095814253},{"$f":"'Offshore Wind'!O493","v":148.4556155646539},{"$f":"'Offshore Wind'!P493","v":143.44501091188678},{"$f":"'Offshore Wind'!Q493","v":138.48896116189414},{"$f":"'Offshore Wind'!R493","v":133.58658008868647},{"$f":"'Offshore Wind'!S493","v":124.81409602563683},{"$f":"'Offshore Wind'!T493","v":116.57961399357076},{"$f":"'Offshore Wind'!U493","v":108.83511410340796},{"$f":"'Offshore Wind'!V493","v":107.38076587012753},{"$f":"'Offshore Wind'!W493","v":105.92865641168895},{"$f":"'Offshore Wind'!X493","v":104.47878055699648},{"$f":"'Offshore Wind'!Y493","v":103.03113315055272},{"$f":"'Offshore Wind'!Z493","v":101.58570905237725},{"$f":"'Offshore Wind'!AA493","v":100.14250313792429},{"$f":"'Offshore Wind'!AB493","v":98.701510297998496},{"$f":"'Offshore Wind'!AC493","v":97.98471943440353},{"$f":"'Offshore Wind'!AD493","v":97.268670105244439},{"$f":"'Offshore Wind'!AE493","v":96.553361159477092},{"$f":"'Offshore Wind'!AF493","v":95.83879144841049},{"$f":"'Offshore Wind'!AG493","v":95.124959825700302},{"$f":"'Offshore Wind'!AH493","v":94.411865147341359},{"$f":"'Offshore Wind'!AI493","v":93.699506271660667},{"$f":"'Offshore Wind'!AJ493","v":92.987882059310451},{"$f":"'Offshore Wind'!AK493","v":92.276991373260969},{"$f":"'Offshore Wind'!AL493","v":91.566833078793238},{"$f":"'Offshore Wind'!AM493","v":90.804185215997506},{"$f":"'Offshore Wind'!AN493","v":90.044646427250314},{"$f":"'Offshore Wind'!AO493","v":89.288197738159923},{"$f":"'Offshore Wind'!AP493","v":88.5348203283923},{"$f":"'Offshore Wind'!AQ493","v":87.784495530109865},{"$f":"'Offshore Wind'!AR493","v":87.037204826429232},{"$f":"'Offshore Wind'!AS493","v":86.292929849897092},{"$f":"'Offshore Wind'!AT493","v":85.551652380985146},{"$f":"'Offshore Wind'!AU493","v":84.813354346602694},{"$f":"'Offshore Wind'!AV493","v":84.078017818627316}]
[null,null,null,null,{"$f":"'Offshore Wind'!K494","v":"TRG 1 - Mid"},{"$f":"'Offshore Wind'!#REF!","v":{"$error":"#REF!"}},{"$f":"'Offshore Wind'!#REF!","v":{"$error":"#REF!"}},{"$f":"'Offshore Wind'!#REF!","v":{"$error":"#REF!"}},{"$f":"'Offshore Wind'!#REF!","v":{"$error":"#REF!"}},{"$f":"'Offshore Wind'!#REF!","v":{"$error":"#REF!"}},{"$f":"'Offshore Wind'!#REF!","v":{"$error":"#REF!"}},{"$f":"'Offshore Wind'!#REF!","v":{"$error":"#REF!"}},{"$f":"'Offshore Wind'!#REF!","v":{"$error":"#REF!"}},{"$f":"'Offshore Wind'!#REF!","v":{"$error":"#REF!"}},{"$f":"'Offshore Wind'!#REF!","v":{"$error":"#REF!"}},{"$f":"'Offshore Wind'!#REF!","v":{"$error":"#REF!"}},{"$f":"'Offshore Wind'!#REF!","v":{"$error":"#REF!"}},{"$f":"'Offshore Wind'!#REF!","v":{"$error":"#REF!"}},null,null,null,{"$f":"'Offshore Wind'!L148","v":172.11010314852655},{"$f":"'Offshore Wind'!L494","v":172.11010314852655},{"$f":"'Offshore Wind'!M494","v":168.92866720681781},{"$f":"'Offshore Wind'!N494","v":165.74750821114554},{"$f":"'Offshore Wind'!O494","v":160.46771790276952},{"$f":"'Offshore Wind'!P494","v":155.24691275390765},{"$f":"'Offshore Wind'!Q494","v":150.08410974398632},{"$f":"'Offshore Wind'!R494","v":144.978347569227},{"$f":"'Offshore Wind'!S494","v":137.10351525421632},{"$f":"'Offshore Wind'!T494","v":129.55534635610189},{"$f":"'Offshore Wind'!U494","v":122.31392778608691},{"$f":"'Offshore Wind'!V494","v":121.52618339040202},{"$f":"'Offshore Wind'!W494","v":120.73977898514555},{"$f":"'Offshore Wind'!X494","v":119.95471115366844},{"$f":"'Offshore Wind'!Y494","v":119.17097649091555},{"$f":"'Offshore Wind'!Z494","v":118.38857160337683},{"$f":"'Offshore Wind'!AA494","v":117.6074931090378},{"$f":"'Offshore Wind'!AB494","v":116.82773763733023},{"$f":"'Offshore Wind'!AC494","v":116.42254446042786},{"$f":"'Offshore Wind'!AD494","v":116.01829638791023},{"$f":"'Offshore Wind'!AE494","v":115.61499011693191},{"$f":"'Offshore Wind'!AF494","v":115.21262236001898},{"$f":"'Offshore Wind'!AG494","v":114.81118984497988},{"$f":"'Offshore Wind'!AH494","v":114.41068931481649},{"$f":"'Offshore Wind'!AI494","v":114.01111752763626},{"$f":"'Offshore Wind'!AJ494","v":113.61247125656433},{"$f":"'Offshore Wind'!AK494","v":113.2147472896572},{"$f":"'Offshore Wind'!AL494","v":112.8179424298161},{"$f":"'Offshore Wind'!AM494","v":112.39286071837006},{"$f":"'Offshore Wind'!AN494","v":111.96871580132989},{"$f":"'Offshore Wind'!AO494","v":111.54550458528007},{"$f":"'Offshore Wind'!AP494","v":111.12322399040899},{"$f":"'Offshore Wind'!AQ494","v":110.70187095043467},{"$f":"'Offshore Wind'!AR494","v":110.28144241253014},{"$f":"'Offshore Wind'!AS494","v":109.86193533724996},{"$f":"'Offshore Wind'!AT494","v":109.44334669845675},{"$f":"'Offshore Wind'!AU494","v":109.02567348324864},{"$f":"'Offshore Wind'!AV494","v":108.60891269188673}]
[null,null,null,null,{"$f":"'Offshore Wind'!K495","v":"TRG 1 - High"},null,null,null,null,null,null,null,null,null,null,null,null,null,null,null,null,null,{"$f":"'Offshore Wind'!L495","v":172.11010314852655},{"$f":"'Offshore Wind'!M495","v":174.82855284446333},{"$f":"'Offshore Wind'!N495","v":177.54727956049584},{"$f":"'Offshore Wind'!O495","v":173.9161081358713},{"$f":"'Offshore Wind'!P495","v":170.29831682058358},{"$f":"'Offshore Wind'!Q495","v":166.69383178214329},{"$f":"'Offshore Wind'!R495","v":163.10257972910364},{"$f":"'Offshore Wind'!S495","v":155.6080842141485},{"$f":"'Offshore Wind'!T495","v":148.50073725300561},{"$f":"'Offshore Wind'!U495","v":141.75129531942176},{"$f":"'Offshore Wind'!V495","v":141.71012234375266},{"$f":"'Offshore Wind'!W495","v":141.66897327928206},{"$f":"'Offshore Wind'!X495","v":141.6278481051863},{"$f":"'Offshore Wind'!Y495","v":141.58674680066605},{"$f":"'Offshore Wind'!Z495","v":141.54566934494594},{"$f":"'Offshore Wind'!AA495","v":141.50461571727482},{"$f":"'Offshore Wind'!AB495","v":141.46358589692559},{"$f":"'Offshore Wind'!AC495","v":141.46358589692559},{"$f":"'Offshore Wind'!AD495","v":141.46358589692559},{"$f":"'Offshore Wind'!AE495","v":141.46358589692559},{"$f":"'Offshore Wind'!AF495","v":141.46358589692559},{"$f":"'Offshore Wind'!AG495","v":141.46358589692559},{"$f":"'Offshore Wind'!AH495","v":141.46358589692559},{"$f":"'Offshore Wind'!AI495","v":141.46358589692559},{"$f":"'Offshore Wind'!AJ495","v":141.46358589692559},{"$f":"'Offshore Wind'!AK495","v":141.46358589692559},{"$f":"'Offshore Wind'!AL495","v":141.46358589692559},{"$f":"'Offshore Wind'!AM495","v":141.46358589692559},{"$f":"'Offshore Wind'!AN495","v":141.46358589692559},{"$f":"'Offshore Wind'!AO495","v":141.46358589692559},{"$f":"'Offshore Wind'!AP495","v":141.46358589692559},{"$f":"'Offshore Wind'!AQ495","v":141.46358589692559},{"$f":"'Offshore Wind'!AR495","v":141.46358589692559},{"$f":"'Offshore Wind'!AS495","v":141.46358589692559},{"$f":"'Offshore Wind'!AT495","v":141.46358589692559},{"$f":"'Offshore Wind'!AU495","v":141.46358589692559},{"$f":"'Offshore Wind'!AV495","v":141.46358589692559}]
[null,null,null,null,{"$f":"'Offshore Wind'!K496","v":"TRG 2 - Low"},null,null,null,null,null,null,null,null,null,null,null,null,null,null,null,null,null,{"$f":"'Offshore Wind'!L496","v":187.72631610667165},{"$f":"'Offshore Wind'!M496","v":177.57988911051405},{"$f":"'Offshore Wind'!N496","v":167.45129473256384},{"$f":"'Offshore Wind'!O496","v":161.92556570168637},{"$f":"'Offshore Wind'!P496","v":156.46032957827771},{"$f":"'Offshore Wind'!Q496","v":151.05459833422273},{"$f":"'Offshore Wind'!R496","v":145.70740533283256},{"$f":"'Offshore Wind'!S496","v":136.13895998224419},{"$f":"'Offshore Wind'!T496","v":127.15733166033021},{"$f":"'Offshore Wind'!U496","v":118.710143448409},{"$f":"'Offshore Wind'!V496","v":117.12383659497358},{"$f":"'Offshore Wind'!W496","v":115.53997164904951},{"$f":"'Offshore Wind'!X496","v":113.95854297034759},{"$f":"'Offshore Wind'!Y496","v":112.37954493559221},{"$f":"'Offshore Wind'!Z496","v":110.80297193843275},{"$f":"'Offshore Wind'!AA496","v":109.22881838935376},{"$f":"'Offshore Wind'!AB496","v":107.65707871558274},{"$f":"'Offshore Wind'!AC496","v":106.87525065447534},{"$f":"'Offshore Wind'!AD496","v":106.09423141008101},{"$f":"'Offshore Wind'!AE496","v":105.31401972691694},{"$f":"'Offshore Wind'!AF496","v":104.53461435206702},{"$f":"'Offshore Wind'!AG496","v":103.7560140351746},{"$f":"'Offshore Wind'!AH496","v":102.97821752843451},{"$f":"'Offshore Wind'!AI496","v":102.20122358658541},{"$f":"'Offshore Wind'!AJ496","v":101.42503096690213},{"$f":"'Offshore Wind'!AK496","v":100.64963842918777},{"$f":"'Offshore Wind'!AL496","v":99.875044735765982},{"$f":"'Offshore Wind'!AM496","v":99.04319889319089},{"$f":"'Offshore Wind'!AN496","v":98.214744222934897},{"$f":"'Offshore Wind'!AO496","v":97.389660028986626},{"$f":"'Offshore Wind'!AP496","v":96.567925783370555},{"$f":"'Offshore Wind'!AQ496","v":95.749521124444243},{"$f":"'Offshore Wind'!AR496","v":94.934425855216091},{"$f":"'Offshore Wind'!AS496","v":94.12261994168307},{"$f":"'Offshore Wind'!AT496","v":93.314083511188755},{"$f":"'Offshore Wind'!AU496","v":92.508796850801332},{"$f":"'Offshore Wind'!AV496","v":91.706740405710661}]
[null,null,null,null,{"$f":"'Offshore Wind'!K497","v":"TRG 2 - Mid"},{"$f":"'Offshore Wind'!#REF!","v":{"$error":"#REF!"}},{"$f":"'Offshore Wind'!#REF!","v":{"$error":"#REF!"}},{"$f":"'Offshore Wind'!#REF!","v":{"$error":"#REF!"}},{"$f":"'Offshore Wind'!#REF!","v":{"$error":"#REF!"}},{"$f":"'Offshore Wind'!#REF!","v":{"$error":"#REF!"}},{"$f":"'Offshore Wind'!#REF!","v":{"$error":"#REF!"}},{"$f":"'Offshore Wind'!#REF!","v":{"$error":"#REF!"}},{"$f":"'Offshore Wind'!#REF!","v":{"$error":"#REF!"}},{"$f":"'Offshore Wind'!#REF!","v":{"$error":"#REF!"}},{"$f":"'Offshore Wind'!#REF!","v":{"$error":"#REF!"}},{"$f":"'Offshore Wind'!#REF!","v":{"$error":"#REF!"}},{"$f":"'Offshore Wind'!#REF!","v":{"$error":"#REF!"}},{"$f":"'Offshore Wind'!#REF!","v":{"$error":"#REF!"}},null,null,null,{"$f":"'Offshore Wind'!L149","v":187.72631610667182},{"$f":"'Offshore Wind'!L497","v":187.72631610667182},{"$f":"'Offshore Wind'!M497","v":184.25621622095528},{"$f":"'Offshore Wind'!N497","v":180.78641840965665},{"$f":"'Offshore Wind'!O497","v":175.02757237868425},{"$f":"'Offshore Wind'!P497","v":169.33306345807313},{"$f":"'Offshore Wind'!Q497","v":163.70181943400453},{"$f":"'Offshore Wind'!R497","v":158.13279177990336},{"$f":"'Offshore Wind'!S497","v":149.54344557993633},{"$f":"'Offshore Wind'!T497","v":141.31040222761692},{"$f":"'Offshore Wind'!U497","v":133.41194184285837},{"$f":"'Offshore Wind'!V497","v":132.55272236224491},{"$f":"'Offshore Wind'!W497","v":131.69496445455573},{"$f":"'Offshore Wind'!X497","v":130.83866439313587},{"$f":"'Offshore Wind'!Y497","v":129.98381846397658},{"$f":"'Offshore Wind'!Z497","v":129.13042296566152},{"$f":"'Offshore Wind'!AA497","v":128.27847420931292},{"$f":"'Offshore Wind'!AB497","v":127.42796851853798},{"$f":"'Offshore Wind'!AC497","v":126.98601060311107},{"$f":"'Offshore Wind'!AD497","v":126.54508354503206},{"$f":"'Offshore Wind'!AE497","v":126.1051837417756},{"$f":"'Offshore Wind'!AF497","v":125.66630760758268},{"$f":"'Offshore Wind'!AG497","v":125.22845157336316},{"$f":"'Offshore Wind'!AH497","v":124.79161208659893},{"$f":"'Offshore Wind'!AI497","v":124.35578561124802},{"$f":"'Offshore Wind'!AJ497","v":123.92096862764879},{"$f":"'Offshore Wind'!AK497","v":123.48715763242569},{"$f":"'Offshore Wind'!AL497","v":123.05434913839493},{"$f":"'Offshore Wind'!AM497","v":122.59069812503627},{"$f":"'Offshore Wind'!AN497","v":122.1280689050502},{"$f":"'Offshore Wind'!AO497","v":121.66645810434379},{"$f":"'Offshore Wind'!AP497","v":121.20586236366216},{"$f":"'Offshore Wind'!AQ497","v":120.74627833850789},{"$f":"'Offshore Wind'!AR497","v":120.28770269905908},{"$f":"'Offshore Wind'!AS497","v":119.83013213008977},{"$f":"'Offshore Wind'!AT497","v":119.37356333088948},{"$f":"'Offshore Wind'!AU497","v":118.91799301518422},{"$f":"'Offshore Wind'!AV497","v":118.46341791105711}]
[null,null,null,null,{"$f":"'Offshore Wind'!K498","v":"TRG 2 - High"},null,null,null,null,null,null,null,null,null,null,null,null,null,null,null,null,null,{"$f":"'Offshore Wind'!L498","v":187.72631610667182},{"$f":"'Offshore Wind'!M498","v":190.69142122022288},{"$f":"'Offshore Wind'!N498","v":193.65682848897072},{"$f":"'Offshore Wind'!O498","v":189.69618688672659},{"$f":"'Offshore Wind'!P498","v":185.75013942270542},{"$f":"'Offshore Wind'!Q498","v":181.81860556531134},{"$f":"'Offshore Wind'!R498","v":177.90150537308233},{"$f":"'Offshore Wind'!S498","v":169.72700539682944},{"$f":"'Offshore Wind'!T498","v":161.97478145471788},{"$f":"'Offshore Wind'!U498","v":154.612936642655},{"$f":"'Offshore Wind'!V498","v":154.56802788422593},{"$f":"'Offshore Wind'!W498","v":154.52314520655045},{"$f":"'Offshore Wind'!X498","v":154.4782885869156},{"$f":"'Offshore Wind'!Y498","v":154.43345800263489},{"$f":"'Offshore Wind'!Z498","v":154.3886534310478},{"$f":"'Offshore Wind'!AA498","v":154.34387484952049},{"$f":"'Offshore Wind'!AB498","v":154.29912223544511},{"$f":"'Offshore Wind'!AC498","v":154.29912223544511},{"$f":"'Offshore Wind'!AD498","v":154.29912223544511},{"$f":"'Offshore Wind'!AE498","v":154.29912223544511},{"$f":"'Offshore Wind'!AF498","v":154.29912223544511},{"$f":"'Offshore Wind'!AG498","v":154.29912223544511},{"$f":"'Offshore Wind'!AH498","v":154.29912223544511},{"$f":"'Offshore Wind'!AI498","v":154.29912223544511},{"$f":"'Offshore Wind'!AJ498","v":154.29912223544511},{"$f":"'Offshore Wind'!AK498","v":154.29912223544511},{"$f":"'Offshore Wind'!AL498","v":154.29912223544511},{"$f":"'Offshore Wind'!AM498","v":154.29912223544511},{"$f":"'Offshore Wind'!AN498","v":154.29912223544511},{"$f":"'Offshore Wind'!AO498","v":154.29912223544511},{"$f":"'Offshore Wind'!AP498","v":154.29912223544511},{"$f":"'Offshore Wind'!AQ498","v":154.29912223544511},{"$f":"'Offshore Wind'!AR498","v":154.29912223544511},{"$f":"'Offshore Wind'!AS498","v":154.29912223544511},{"$f":"'Offshore Wind'!AT498","v":154.29912223544511},{"$f":"'Offshore Wind'!AU498","v":154.29912223544511},{"$f":"'Offshore Wind'!AV498","v":154.29912223544511}]
[null,null,null,null,{"$f":"'Offshore Wind'!K499","v":"TRG 3 - Low"},null,null,null,null,null,null,null,null,null,null,null,null,null,null,null,null,null,{"$f":"'Offshore Wind'!L499","v":205.3957088735871},{"$f":"'Offshore Wind'!M499","v":194.29426817719809},{"$f":"'Offshore Wind'!N499","v":183.21233856126722},{"$f":"'Offshore Wind'!O499","v":177.16651049156005},{"$f":"'Offshore Wind'!P499","v":171.18686911250481},{"$f":"'Offshore Wind'!Q499","v":165.27233339966497},{"$f":"'Offshore Wind'!R499","v":159.4218457334587},{"$f":"'Offshore Wind'!S499","v":148.95278813747666},{"$f":"'Offshore Wind'!T499","v":139.12578063912281},{"$f":"'Offshore Wind'!U499","v":129.88351643898639},{"$f":"'Offshore Wind'!V499","v":128.14790138293182},{"$f":"'Offshore Wind'!W499","v":126.41495807442284},{"$f":"'Offshore Wind'!X499","v":124.68468034228839},{"$f":"'Offshore Wind'!Y499","v":122.95706203397252},{"$f":"'Offshore Wind'!Z499","v":121.23209701543716},{"$f":"'Offshore Wind'!AA499","v":119.50977917106398},{"$f":"'Offshore Wind'!AB499","v":117.79010240355369},{"$f":"'Offshore Wind'!AC499","v":116.93468622025645},{"$f":"'Offshore Wind'!AD499","v":116.08015498205152},{"$f":"'Offshore Wind'!AE499","v":115.22650731528606},{"$f":"'Offshore Wind'!AF499","v":114.37374184911549},{"$f":"'Offshore Wind'!AG499","v":113.52185721549576},{"$f":"'Offshore Wind'!AH499","v":112.67085204917424},{"$f":"'Offshore Wind'!AI499","v":111.82072498768174},{"$f":"'Offshore Wind'!AJ499","v":110.97147467132386},{"$f":"'Offshore Wind'!AK499","v":110.12309974317242},{"$f":"'Offshore Wind'!AL499","v":109.2755988490571},{"$f":"'Offshore Wind'!AM499","v":108.36545705299598},{"$f":"'Offshore Wind'!AN499","v":107.45902561708495},{"$f":"'Offshore Wind'!AO499","v":106.55628189733866},{"$f":"'Offshore Wind'!AP499","v":105.65720343362392},{"$f":"'Offshore Wind'!AQ499","v":104.76176794779626},{"$f":"'Offshore Wind'!AR499","v":103.86995334185956},{"$f":"'Offshore Wind'!AS499","v":102.98173769614721},{"$f":"'Offshore Wind'!AT499","v":102.09709926752576},{"$f":"'Offshore Wind'!AU499","v":101.21601648762007},{"$f":"'Offshore Wind'!AV499","v":100.33846796105965}]
[null,null,null,null,{"$f":"'Offshore Wind'!K500","v":"TRG 3 - Mid"},{"$f":"'Offshore Wind'!#REF!","v":{"$error":"#REF!"}},{"$f":"'Offshore Wind'!#REF!","v":{"$error":"#REF!"}},{"$f":"'Offshore Wind'!#REF!","v":{"$error":"#REF!"}},{"$f":"'Offshore Wind'!#REF!","v":{"$error":"#REF!"}},{"$f":"'Offshore Wind'!#REF!","v":{"$error":"#REF!"}},{"$f":"'Offshore Wind'!#REF!","v":{"$error":"#REF!"}},{"$f":"'Offshore Wind'!#REF!","v":{"$error":"#REF!"}},{"$f":"'Offshore Wind'!#REF!","v":{"$error":"#REF!"}},{"$f":"'Offshore Wind'!#REF!","v":{"$error":"#REF!"}},{"$f":"'Offshore Wind'!#REF!","v":{"$error":"#REF!"}},{"$f":"'Offshore Wind'!#REF!","v":{"$error":"#REF!"}},{"$f":"'Offshore Wind'!#REF!","v":{"$error":"#REF!"}},{"$f":"'Offshore Wind'!#REF!","v":{"$error":"#REF!"}},null,null,null,{"$f":"'Offshore Wind'!L150","v":205.39570887358784},{"$f":"'Offshore Wind'!L500","v":205.3957088735871},{"$f":"'Offshore Wind'!M500","v":201.5989922455158},{"$f":"'Offshore Wind'!N500","v":197.80260612405837},{"$f":"'Offshore Wind'!O500","v":191.501719347197},{"$f":"'Offshore Wind'!P500","v":185.27122529237693},{"$f":"'Offshore Wind'!Q500","v":179.10995082563414},{"$f":"'Offshore Wind'!R500","v":173.01674872976625},{"$f":"'Offshore Wind'!S500","v":163.61894618352972},{"$f":"'Offshore Wind'!T500","v":154.61098283237268},{"$f":"'Offshore Wind'!U500","v":145.96909445261247},{"$f":"'Offshore Wind'!V500","v":145.02900252539268},{"$f":"'Offshore Wind'!W500","v":144.09050973894907},{"$f":"'Offshore Wind'!X500","v":143.15361201586219},{"$f":"'Offshore Wind'!Y500","v":142.2183052925491},{"$f":"'Offshore Wind'!Z500","v":141.28458551920443},{"$f":"'Offshore Wind'!AA500","v":140.35244865974164},{"$f":"'Offshore Wind'!AB500","v":139.42189069173421},{"$f":"'Offshore Wind'!AC500","v":138.93833430382841},{"$f":"'Offshore Wind'!AD500","v":138.45590580081435},{"$f":"'Offshore Wind'!AE500","v":137.97460124108565},{"$f":"'Offshore Wind'!AF500","v":137.49441670138035},{"$f":"'Offshore Wind'!AG500","v":137.0153482766743},{"$f":"'Offshore Wind'!AH500","v":136.53739208007519},{"$f":"'Offshore Wind'!AI500","v":136.06054424271755},{"$f":"'Offshore Wind'!AJ500","v":135.5848009136582},{"$f":"'Offshore Wind'!AK500","v":135.11015825977276},{"$f":"'Offshore Wind'!AL500","v":134.63661246565275},{"$f":"'Offshore Wind'!AM500","v":134.12932115704024},{"$f":"'Offshore Wind'!AN500","v":133.62314781621424},{"$f":"'Offshore Wind'!AO500","v":133.11808875150152},{"$f":"'Offshore Wind'!AP500","v":132.61414028746358},{"$f":"'Offshore Wind'!AQ500","v":132.11129876480831},{"$f":"'Offshore Wind'!AR500","v":131.60956054030061},{"$f":"'Offshore Wind'!AS500","v":131.10892198667477},{"$f":"'Offshore Wind'!AT500","v":130.60937949254725},{"$f":"'Offshore Wind'!AU500","v":130.11092946232941},{"$f":"'Offshore Wind'!AV500","v":129.61356831614134}]
[null,null,null,null,{"$f":"'Offshore Wind'!K501","v":"TRG 3 - High"},null,null,null,null,null,null,null,null,null,null,null,null,null,null,null,null,null,{"$f":"'Offshore Wind'!L501","v":205.3957088735871},{"$f":"'Offshore Wind'!M501","v":208.63989902930618},{"$f":"'Offshore Wind'!N501","v":211.88441978002086},{"$f":"'Offshore Wind'!O501","v":207.55099010239977},{"$f":"'Offshore Wind'!P501","v":203.2335282093058},{"$f":"'Offshore Wind'!Q501","v":198.93194598925567},{"$f":"'Offshore Wind'!R501","v":194.64615597644487},{"$f":"'Offshore Wind'!S501","v":185.7022462884951},{"$f":"'Offshore Wind'!T501","v":177.22035858644259},{"$f":"'Offshore Wind'!U501","v":169.16559372901159},{"$f":"'Offshore Wind'!V501","v":169.11645801664329},{"$f":"'Offshore Wind'!W501","v":169.06735083983139},{"$f":"'Offshore Wind'!X501","v":169.01827217372508},{"$f":"'Offshore Wind'!Y501","v":168.96922199350252},{"$f":"'Offshore Wind'!Z501","v":168.9202002743703},{"$f":"'Offshore Wind'!AA501","v":168.87120699156421},{"$f":"'Offshore Wind'!AB501","v":168.82224212034851},{"$f":"'Offshore Wind'!AC501","v":168.82224212034851},{"$f":"'Offshore Wind'!AD501","v":168.82224212034851},{"$f":"'Offshore Wind'!AE501","v":168.82224212034851},{"$f":"'Offshore Wind'!AF501","v":168.82224212034851},{"$f":"'Offshore Wind'!AG501","v":168.82224212034851},{"$f":"'Offshore Wind'!AH501","v":168.82224212034851},{"$f":"'Offshore Wind'!AI501","v":168.82224212034851},{"$f":"'Offshore Wind'!AJ501","v":168.82224212034851},{"$f":"'Offshore Wind'!AK501","v":168.82224212034851},{"$f":"'Offshore Wind'!AL501","v":168.82224212034851},{"$f":"'Offshore Wind'!AM501","v":168.82224212034851},{"$f":"'Offshore Wind'!AN501","v":168.82224212034851},{"$f":"'Offshore Wind'!AO501","v":168.82224212034851},{"$f":"'Offshore Wind'!AP501","v":168.82224212034851},{"$f":"'Offshore Wind'!AQ501","v":168.82224212034851},{"$f":"'Offshore Wind'!AR501","v":168.82224212034851},{"$f":"'Offshore Wind'!AS501","v":168.82224212034851},{"$f":"'Offshore Wind'!AT501","v":168.82224212034851},{"$f":"'Offshore Wind'!AU501","v":168.82224212034851},{"$f":"'Offshore Wind'!AV501","v":168.82224212034851}]
[null,null,null,null,{"$f":"'Offshore Wind'!K502","v":"TRG 4 - Low"},null,null,null,null,null,null,null,null,null,null,null,null,null,null,null,null,null,{"$f":"'Offshore Wind'!L502","v":241.81681978795041},{"$f":"'Offshore Wind'!M502","v":228.74685304430665},{"$f":"'Offshore Wind'!N502","v":215.69985711856589},{"$f":"'Offshore Wind'!O502","v":208.58197269527881},{"$f":"'Offshore Wind'!P502","v":201.54201129742154},{"$f":"'Offshore Wind'!Q502","v":194.57870021149486},{"$f":"'Offshore Wind'!R502","v":187.69079427904248},{"$f":"'Offshore Wind'!S502","v":175.3653458657293},{"$f":"'Offshore Wind'!T502","v":163.79579694809917},{"$f":"'Offshore Wind'!U502","v":152.91467898914246},{"$f":"'Offshore Wind'!V502","v":150.87130176605982},{"$f":"'Offshore Wind'!W502","v":148.83107004926984},{"$f":"'Offshore Wind'!X502","v":146.7939765733191},{"$f":"'Offshore Wind'!Y502","v":144.76001409467011},{"$f":"'Offshore Wind'!Z502","v":142.72917539158686},{"$f":"'Offshore Wind'!AA502","v":140.70145326401951},{"$f":"'Offshore Wind'!AB502","v":138.67684053348526},{"$f":"'Offshore Wind'!AC502","v":137.66974052066371},{"$f":"'Offshore Wind'!AD502","v":136.66368237287955},{"$f":"'Offshore Wind'!AE502","v":135.65866447290148},{"$f":"'Offshore Wind'!AF502","v":134.65468520680463},{"$f":"'Offshore Wind'!AG502","v":133.65174296396088},{"$f":"'Offshore Wind'!AH502","v":132.6498361370289},{"$f":"'Offshore Wind'!AI502","v":131.64896312194406},{"$f":"'Offshore Wind'!AJ502","v":130.64912231790873},{"$f":"'Offshore Wind'!AK502","v":129.65031212738191},{"$f":"'Offshore Wind'!AL502","v":128.6525309560696},{"$f":"'Offshore Wind'!AM502","v":127.5810012932223},{"$f":"'Offshore Wind'!AN502","v":126.51383991779781},{"$f":"'Offshore Wind'!AO502","v":125.45102017054131},{"$f":"'Offshore Wind'!AP502","v":124.39251560865122},{"$f":"'Offshore Wind'!AQ502","v":123.33830000358522},{"$f":"'Offshore Wind'!AR502","v":122.28834733889357},{"$f":"'Offshore Wind'!AS502","v":121.24263180807762},{"$f":"'Offshore Wind'!AT502","v":120.20112781247509},{"$f":"'Offshore Wind'!AU502","v":119.16380995917052},{"$f":"'Offshore Wind'!AV502","v":118.13065305893045}]
[null,null,null,null,{"$f":"'Offshore Wind'!K503","v":"TRG 4 - Mid"},{"$f":"'Offshore Wind'!#REF!","v":{"$error":"#REF!"}},{"$f":"'Offshore Wind'!#REF!","v":{"$error":"#REF!"}},{"$f":"'Offshore Wind'!#REF!","v":{"$error":"#REF!"}},{"$f":"'Offshore Wind'!#REF!","v":{"$error":"#REF!"}},{"$f":"'Offshore Wind'!#REF!","v":{"$error":"#REF!"}},{"$f":"'Offshore Wind'!#REF!","v":{"$error":"#REF!"}},{"$f":"'Offshore Wind'!#REF!","v":{"$error":"#REF!"}},{"$f":"'Offshore Wind'!#REF!","v":{"$error":"#REF!"}},{"$f":"'Offshore Wind'!#REF!","v":{"$error":"#REF!"}},{"$f":"'Offshore Wind'!#REF!","v":{"$error":"#REF!"}},{"$f":"'Offshore Wind'!#REF!","v":{"$error":"#REF!"}},{"$f":"'Offshore Wind'!#REF!","v":{"$error":"#REF!"}},{"$f":"'Offshore Wind'!#REF!","v":{"$error":"#REF!"}},null,null,null,{"$f":"'Offshore Wind'!L151","v":241.81681978795322},{"$f":"'Offshore Wind'!L503","v":241.81681978795041},{"$f":"'Offshore Wind'!M503","v":237.34686301197482},{"$f":"'Offshore Wind'!N503","v":232.87729534859685},{"$f":"'Offshore Wind'!O503","v":225.45912478125396},{"$f":"'Offshore Wind'!P503","v":218.12382909125685},{"$f":"'Offshore Wind'!Q503","v":210.87002712256316},{"$f":"'Offshore Wind'!R503","v":203.69636823149597},{"$f":"'Offshore Wind'!S503","v":192.63213160654922},{"$f":"'Offshore Wind'!T503","v":182.02686111531483},{"$f":"'Offshore Wind'!U503","v":171.85257862218717},{"$f":"'Offshore Wind'!V503","v":170.74578802078992},{"$f":"'Offshore Wind'!W503","v":169.64088012248811},{"$f":"'Offshore Wind'!X503","v":168.53785012684747},{"$f":"'Offshore Wind'!Y503","v":167.43669324972367},{"$f":"'Offshore Wind'!Z503","v":166.33740472319315},{"$f":"'Offshore Wind'!AA503","v":165.23997979548375},{"$f":"'Offshore Wind'!AB503","v":164.14441373090551},{"$f":"'Offshore Wind'!AC503","v":163.57511231485941},{"$f":"'Offshore Wind'!AD503","v":163.00713878214199},{"$f":"'Offshore Wind'!AE503","v":162.44048849221474},{"$f":"'Offshore Wind'!AF503","v":161.87515682613625},{"$f":"'Offshore Wind'!AG503","v":161.31113918643698},{"$f":"'Offshore Wind'!AH503","v":160.74843099699427},{"$f":"'Offshore Wind'!AI503","v":160.18702770290915},{"$f":"'Offshore Wind'!AJ503","v":159.6269247703826},{"$f":"'Offshore Wind'!AK503","v":159.06811768659426},{"$f":"'Offshore Wind'!AL503","v":158.51060195958104},{"$f":"'Offshore Wind'!AM503","v":157.91335690695797},{"$f":"'Offshore Wind'!AN503","v":157.31742806204082},{"$f":"'Offshore Wind'!AO503","v":156.72281107854249},{"$f":"'Offshore Wind'!AP503","v":156.12950162928971},{"$f":"'Offshore Wind'!AQ503","v":155.53749540611847},{"$f":"'Offshore Wind'!AR503","v":154.94678811976911},{"$f":"'Offshore Wind'!AS503","v":154.35737549978325},{"$f":"'Offshore Wind'!AT503","v":153.76925329440067},{"$f":"'Offshore Wind'!AU503","v":153.18241727045688},{"$f":"'Offshore Wind'!AV503","v":152.59686321328181}]
[null,null,null,null,{"$f":"'Offshore Wind'!K504","v":"TRG 4 - High"},null,null,null,null,null,null,null,null,null,null,null,null,null,null,null,null,null,{"$f":"'Offshore Wind'!L504","v":241.81681978795041},{"$f":"'Offshore Wind'!M504","v":245.6362751726129},{"$f":"'Offshore Wind'!N504","v":249.45611977392701},{"$f":"'Offshore Wind'!O504","v":244.35427909203611},{"$f":"'Offshore Wind'!P504","v":239.27123762895377},{"$f":"'Offshore Wind'!Q504","v":234.20689164912059},{"$f":"'Offshore Wind'!R504","v":229.16113817714944},{"$f":"'Offshore Wind'!S504","v":218.63127945190325},{"$f":"'Offshore Wind'!T504","v":208.64536922448343},{"$f":"'Offshore Wind'!U504","v":199.16231997946491},{"$f":"'Offshore Wind'!V504","v":199.10447144033},{"$f":"'Offshore Wind'!W504","v":199.0466564967241},{"$f":"'Offshore Wind'!X504","v":198.98887511938986},{"$f":"'Offshore Wind'!Y504","v":198.93112727910383},{"$f":"'Offshore Wind'!Z504","v":198.87341294667652},{"$f":"'Offshore Wind'!AA504","v":198.8157320929522},{"$f":"'Offshore Wind'!AB504","v":198.75808468880905},{"$f":"'Offshore Wind'!AC504","v":198.75808468880905},{"$f":"'Offshore Wind'!AD504","v":198.75808468880905},{"$f":"'Offshore Wind'!AE504","v":198.75808468880905},{"$f":"'Offshore Wind'!AF504","v":198.75808468880905},{"$f":"'Offshore Wind'!AG504","v":198.75808468880905},{"$f":"'Offshore Wind'!AH504","v":198.75808468880905},{"$f":"'Offshore Wind'!AI504","v":198.75808468880905},{"$f":"'Offshore Wind'!AJ504","v":198.75808468880905},{"$f":"'Offshore Wind'!AK504","v":198.75808468880905},{"$f":"'Offshore Wind'!AL504","v":198.75808468880905},{"$f":"'Offshore Wind'!AM504","v":198.75808468880905},{"$f":"'Offshore Wind'!AN504","v":198.75808468880905},{"$f":"'Offshore Wind'!AO504","v":198.75808468880905},{"$f":"'Offshore Wind'!AP504","v":198.75808468880905},{"$f":"'Offshore Wind'!AQ504","v":198.75808468880905},{"$f":"'Offshore Wind'!AR504","v":198.75808468880905},{"$f":"'Offshore Wind'!AS504","v":198.75808468880905},{"$f":"'Offshore Wind'!AT504","v":198.75808468880905},{"$f":"'Offshore Wind'!AU504","v":198.75808468880905},{"$f":"'Offshore Wind'!AV504","v":198.75808468880905}]
[null,null,null,null,{"$f":"'Offshore Wind'!K505","v":"TRG 5 - Low"},null,null,null,null,null,null,null,null,null,null,null,null,null,null,null,null,null,{"$f":"'Offshore Wind'!L505","v":187.96423531323791},{"$f":"'Offshore Wind'!M505","v":177.77961782844417},{"$f":"'Offshore Wind'!N505","v":167.6131613547866},{"$f":"'Offshore Wind'!O505","v":162.06907378068559},{"$f":"'Offshore Wind'!P505","v":156.58575353578752},{"$f":"'Offshore Wind'!Q505","v":151.16221506591546},{"$f":"'Offshore Wind'!R505","v":145.79749506198476},{"$f":"'Offshore Wind'!S505","v":136.20910996477218},{"$f":"'Offshore Wind'!T505","v":127.20900089476417},{"$f":"'Offshore Wind'!U505","v":118.74468956763144},{"$f":"'Offshore Wind'!V505","v":117.15298945323416},{"$f":"'Offshore Wind'!W505","v":115.5637586443092},{"$f":"'Offshore Wind'!X505","v":113.97699223594088},{"$f":"'Offshore Wind'!Y505","v":112.39268538312774},{"$f":"'Offshore Wind'!Z505","v":110.81083330376707},{"$f":"'Offshore Wind'!AA505","v":109.23143128190731},{"$f":"'Offshore Wind'!AB505","v":107.65447467129415},{"$f":"'Offshore Wind'!AC505","v":106.87019210235836},{"$f":"'Offshore Wind'!AD505","v":106.08672805147373},{"$f":"'Offshore Wind'!AE505","v":105.30408140678193},{"$f":"'Offshore Wind'!AF505","v":104.52225106341668},{"$f":"'Offshore Wind'!AG505","v":103.74123592366169},{"$f":"'Offshore Wind'!AH505","v":102.96103489711592},{"$f":"'Offshore Wind'!AI505","v":102.18164690086697},{"$f":"'Offshore Wind'!AJ505","v":101.40307085967245},{"$f":"'Offshore Wind'!AK505","v":100.6253057061505},{"$f":"'Offshore Wind'!AL505","v":99.848350380979127},{"$f":"'Offshore Wind'!AM505","v":99.014611380293033},{"$f":"'Offshore Wind'!AN505","v":98.184279508062886},{"$f":"'Offshore Wind'!AO505","v":97.357334142168654},{"$f":"'Offshore Wind'!AP505","v":96.533754832706876},{"$f":"'Offshore Wind'!AQ505","v":95.713521300413333},{"$f":"'Offshore Wind'!AR505","v":94.896613435111774},{"$f":"'Offshore Wind'!AS505","v":94.083011294189333},{"$f":"'Offshore Wind'!AT505","v":93.272695101097341},{"$f":"'Offshore Wind'!AU505","v":92.465645243879408},{"$f":"'Offshore Wind'!AV505","v":91.661842273725057}]
[null,null,null,null,{"$f":"'Offshore Wind'!K506","v":"TRG 5 - Mid"},{"$f":"'Offshore Wind'!#REF!","v":{"$error":"#REF!"}},{"$f":"'Offshore Wind'!#REF!","v":{"$error":"#REF!"}},{"$f":"'Offshore Wind'!#REF!","v":{"$error":"#REF!"}},{"$f":"'Offshore Wind'!#REF!","v":{"$error":"#REF!"}},{"$f":"'Offshore Wind'!#REF!","v":{"$error":"#REF!"}},{"$f":"'Offshore Wind'!#REF!","v":{"$error":"#REF!"}},{"$f":"'Offshore Wind'!#REF!","v":{"$error":"#REF!"}},{"$f":"'Offshore Wind'!#REF!","v":{"$error":"#REF!"}},{"$f":"'Offshore Wind'!#REF!","v":{"$error":"#REF!"}},{"$f":"'Offshore Wind'!#REF!","v":{"$error":"#REF!"}},{"$f":"'Offshore Wind'!#REF!","v":{"$error":"#REF!"}},{"$f":"'Offshore Wind'!#REF!","v":{"$error":"#REF!"}},{"$f":"'Offshore Wind'!#REF!","v":{"$error":"#REF!"}},null,null,null,{"$f":"'Offshore Wind'!L152","v":187.96423531323791},{"$f":"'Offshore Wind'!L506","v":187.96423531323791},{"$f":"'Offshore Wind'!M506","v":184.47976904414165},{"$f":"'Offshore Wind'!N506","v":180.99554729342395},{"$f":"'Offshore Wind'!O506","v":175.21726020128236},{"$f":"'Offshore Wind'!P506","v":169.50358315357778},{"$f":"'Offshore Wind'!Q506","v":163.8534443820752},{"$f":"'Offshore Wind'!R506","v":158.26579641101375},{"$f":"'Offshore Wind'!S506","v":149.65424201591802},{"$f":"'Offshore Wind'!T506","v":141.40005118242306},{"$f":"'Offshore Wind'!U506","v":133.48145571655829},{"$f":"'Offshore Wind'!V506","v":132.61908940437692},{"$f":"'Offshore Wind'!W506","v":131.75818924484088},{"$f":"'Offshore Wind'!X506","v":130.89875148581234},{"$f":"'Offshore Wind'!Y506","v":130.04077238755559},{"$f":"'Offshore Wind'!Z506","v":129.18424822267431},{"$f":"'Offshore Wind'!AA506","v":128.32917527604835},{"$f":"'Offshore Wind'!AB506","v":127.47554984477082},{"$f":"'Offshore Wind'!AC506","v":127.03250303553293},{"$f":"'Offshore Wind'!AD506","v":126.59049038753508},{"$f":"'Offshore Wind'!AE506","v":126.14950829234903},{"$f":"'Offshore Wind'!AF506","v":125.70955315839599},{"$f":"'Offshore Wind'!AG506","v":125.27062141084959},{"$f":"'Offshore Wind'!AH506","v":124.83270949153896},{"$f":"'Offshore Wind'!AI506","v":124.39581385885305},{"$f":"'Offshore Wind'!AJ506","v":123.95993098764551},{"$f":"'Offshore Wind'!AK506","v":123.52505736914024},{"$f":"'Offshore Wind'!AL506","v":123.09118951083734},{"$f":"'Offshore Wind'!AM506","v":122.62635727553206},{"$f":"'Offshore Wind'!AN506","v":122.16255051597187},{"$f":"'Offshore Wind'!AO506","v":121.69976585516405},{"$f":"'Offshore Wind'!AP506","v":121.23799993107313},{"$f":"'Offshore Wind'!AQ506","v":120.77724939654078},{"$f":"'Offshore Wind'!AR506","v":120.31751091920523},{"$f":"'Offshore Wind'!AS506","v":119.85878118142199},{"$f":"'Offshore Wind'!AT506","v":119.40105688018498},{"$f":"'Offshore Wind'!AU506","v":118.94433472704789},{"$f":"'Offshore Wind'!AV506","v":118.48861144804636}]
[null,null,null,null,{"$f":"'Offshore Wind'!K507","v":"TRG 5 - High"},null,null,null,null,null,null,null,null,null,null,null,null,null,null,null,null,null,{"$f":"'Offshore Wind'!L507","v":187.96423531323791},{"$f":"'Offshore Wind'!M507","v":190.9416962501474},{"$f":"'Offshore Wind'!N507","v":193.91940637150168},{"$f":"'Offshore Wind'!O507","v":189.94271083832183},{"$f":"'Offshore Wind'!P507","v":185.98063039779501},{"$f":"'Offshore Wind'!Q507","v":182.03308207790928},{"$f":"'Offshore Wind'!R507","v":178.09998332215429},{"$f":"'Offshore Wind'!S507","v":169.9079061988277},{"$f":"'Offshore Wind'!T507","v":162.13908620215037},{"$f":"'Offshore Wind'!U507","v":154.76155711605455},{"$f":"'Offshore Wind'!V507","v":154.71660518943338},{"$f":"'Offshore Wind'!W507","v":154.67167936863589},{"$f":"'Offshore Wind'!X507","v":154.62677963092705},{"$f":"'Offshore Wind'!Y507","v":154.58190595359855},{"$f":"'Offshore Wind'!Z507","v":154.53705831396826},{"$f":"'Offshore Wind'!AA507","v":154.49223668938049},{"$f":"'Offshore Wind'!AB507","v":154.44744105720554},{"$f":"'Offshore Wind'!AC507","v":154.44744105720554},{"$f":"'Offshore Wind'!AD507","v":154.44744105720554},{"$f":"'Offshore Wind'!AE507","v":154.44744105720554},{"$f":"'Offshore Wind'!AF507","v":154.44744105720554},{"$f":"'Offshore Wind'!AG507","v":154.44744105720554},{"$f":"'Offshore Wind'!AH507","v":154.44744105720554},{"$f":"'Offshore Wind'!AI507","v":154.44744105720554},{"$f":"'Offshore Wind'!AJ507","v":154.44744105720554},{"$f":"'Offshore Wind'!AK507","v":154.44744105720554},{"$f":"'Offshore Wind'!AL507","v":154.44744105720554},{"$f":"'Offshore Wind'!AM507","v":154.44744105720554},{"$f":"'Offshore Wind'!AN507","v":154.44744105720554},{"$f":"'Offshore Wind'!AO507","v":154.44744105720554},{"$f":"'Offshore Wind'!AP507","v":154.44744105720554},{"$f":"'Offshore Wind'!AQ507","v":154.44744105720554},{"$f":"'Offshore Wind'!AR507","v":154.44744105720554},{"$f":"'Offshore Wind'!AS507","v":154.44744105720554},{"$f":"'Offshore Wind'!AT507","v":154.44744105720554},{"$f":"'Offshore Wind'!AU507","v":154.44744105720554},{"$f":"'Offshore Wind'!AV507","v":154.44744105720554}]
[null,null,null,null,{"$f":"'Offshore Wind'!K508","v":"TRG 6 - Low"},null,null,null,null,null,null,null,null,null,null,null,null,null,null,null,null,null,{"$f":"'Offshore Wind'!L508","v":199.93077465413199},{"$f":"'Offshore Wind'!M508","v":189.09776453442734},{"$f":"'Offshore Wind'!N508","v":178.28407162695152},{"$f":"'Offshore Wind'!O508","v":172.38702572567576},{"$f":"'Offshore Wind'!P508","v":166.55461583976196},{"$f":"'Offshore Wind'!Q508","v":160.78579367079462},{"$f":"'Offshore Wind'!R508","v":155.07953458166011},{"$f":"'Offshore Wind'!S508","v":144.880715338344},{"$f":"'Offshore Wind'!T508","v":135.30762407797889},{"$f":"'Offshore Wind'!U508","v":126.30444154313514},{"$f":"'Offshore Wind'!V508","v":124.61140756590969},{"$f":"'Offshore Wind'!W508","v":122.92100009981341},{"$f":"'Offshore Wind'!X508","v":121.23321392766448},{"$f":"'Offshore Wind'!Y508","v":119.54804389600967},{"$f":"'Offshore Wind'!Z508","v":117.8654849182989},{"$f":"'Offshore Wind'!AA508","v":116.18553197834464},{"$f":"'Offshore Wind'!AB508","v":114.50818013409386},{"$f":"'Offshore Wind'!AC508","v":113.67396706534834},{"$f":"'Offshore Wind'!AD508","v":112.84062462471866},{"$f":"'Offshore Wind'!AE508","v":112.00815162956123},{"$f":"'Offshore Wind'!AF508","v":111.17654690466964},{"$f":"'Offshore Wind'!AG508","v":110.34580928244272},{"$f":"'Offshore Wind'!AH508","v":109.51593760306022},{"$f":"'Offshore Wind'!AI508","v":108.68693071466726},{"$f":"'Offshore Wind'!AJ508","v":107.85878747356738},{"$f":"'Offshore Wind'!AK508","v":107.03150674442495},{"$f":"'Offshore Wind'!AL508","v":106.20508740047742},{"$f":"'Offshore Wind'!AM508","v":105.31826930985108},{"$f":"'Offshore Wind'!AN508","v":104.43507525882139},{"$f":"'Offshore Wind'!AO508","v":103.55548331238352},{"$f":"'Offshore Wind'!AP508","v":102.67947171871302},{"$f":"'Offshore Wind'!AQ508","v":101.80701890748828},{"$f":"'Offshore Wind'!AR508","v":100.93810348824051},{"$f":"'Offshore Wind'!AS508","v":100.07270424873188},{"$f":"'Offshore Wind'!AT508","v":99.21080015336139},{"$f":"'Offshore Wind'!AU508","v":98.352370341598601},{"$f":"'Offshore Wind'!AV508","v":97.497394126445485}]
[null,null,null,null,{"$f":"'Offshore Wind'!K509","v":"TRG 6 - Mid"},{"$f":"'Offshore Wind'!#REF!","v":{"$error":"#REF!"}},{"$f":"'Offshore Wind'!#REF!","v":{"$error":"#REF!"}},{"$f":"'Offshore Wind'!#REF!","v":{"$error":"#REF!"}},{"$f":"'Offshore Wind'!#REF!","v":{"$error":"#REF!"}},{"$f":"'Offshore Wind'!#REF!","v":{"$error":"#REF!"}},{"$f":"'Offshore Wind'!#REF!","v":{"$error":"#REF!"}},{"$f":"'Offshore Wind'!#REF!","v":{"$error":"#REF!"}},{"$f":"'Offshore Wind'!#REF!","v":{"$error":"#REF!"}},{"$f":"'Offshore Wind'!#REF!","v":{"$error":"#REF!"}},{"$f":"'Offshore Wind'!#REF!","v":{"$error":"#REF!"}},{"$f":"'Offshore Wind'!#REF!","v":{"$error":"#REF!"}},{"$f":"'Offshore Wind'!#REF!","v":{"$error":"#REF!"}},{"$f":"'Offshore Wind'!#REF!","v":{"$error":"#REF!"}},null,null,null,{"$f":"'Offshore Wind'!L153","v":199.93077465413188},{"$f":"'Offshore Wind'!L509","v":199.93077465413199},{"$f":"'Offshore Wind'!M509","v":196.22447361619419},{"$f":"'Offshore Wind'!N509","v":192.51843266363272},{"$f":"'Offshore Wind'!O509","v":186.37227718580667},{"$f":"'Offshore Wind'!P509","v":180.29484508087762},{"$f":"'Offshore Wind'!Q509","v":174.28499634764734},{"$f":"'Offshore Wind'!R509","v":168.34161682394594},{"$f":"'Offshore Wind'!S509","v":159.18181715078742},{"$f":"'Offshore Wind'!T509","v":150.40213220309747},{"$f":"'Offshore Wind'!U509","v":141.97940793842704},{"$f":"'Offshore Wind'!V509","v":141.06214000954299},{"$f":"'Offshore Wind'!W509","v":140.14643157432351},{"$f":"'Offshore Wind'!X509","v":139.23227864175499},{"$f":"'Offshore Wind'!Y509","v":138.31967723401561},{"$f":"'Offshore Wind'!Z509","v":137.40862338640827},{"$f":"'Offshore Wind'!AA509","v":136.4991131472938},{"$f":"'Offshore Wind'!AB509","v":135.59114257802361},{"$f":"'Offshore Wind'!AC509","v":135.11988967381362},{"$f":"'Offshore Wind'!AD509","v":134.64973676959829},{"$f":"'Offshore Wind'!AE509","v":134.18068002722271},{"$f":"'Offshore Wind'!AF509","v":133.7127156264541},{"$f":"'Offshore Wind'!AG509","v":133.24583976487858},{"$f":"'Offshore Wind'!AH509","v":132.78004865779829},{"$f":"'Offshore Wind'!AI509","v":132.31533853812934},{"$f":"'Offshore Wind'!AJ509","v":131.85170565630071},{"$f":"'Offshore Wind'!AK509","v":131.38914628015394},{"$f":"'Offshore Wind'!AL509","v":130.92765669484285},{"$f":"'Offshore Wind'!AM509","v":130.43323141902408},{"$f":"'Offshore Wind'!AN509","v":129.93989690475249},{"$f":"'Offshore Wind'!AO509","v":129.44764956004263},{"$f":"'Offshore Wind'!AP509","v":128.95648580881877},{"$f":"'Offshore Wind'!AQ509","v":128.46640209082926},{"$f":"'Offshore Wind'!AR509","v":127.97739486156129},{"$f":"'Offshore Wind'!AS509","v":127.48946059215604},{"$f":"'Offshore Wind'!AT509","v":127.00259576932507},{"$f":"'Offshore Wind'!AU509","v":126.51679689526675},{"$f":"'Offshore Wind'!AV509","v":126.03206048758329}]
[null,null,null,null,{"$f":"'Offshore Wind'!K510","v":"TRG 6 - High"},null,null,null,null,null,null,null,null,null,null,null,null,null,null,null,null,null,{"$f":"'Offshore Wind'!L510","v":199.93077465413199},{"$f":"'Offshore Wind'!M510","v":203.09779241486007},{"$f":"'Offshore Wind'!N510","v":206.26507522409079},{"$f":"'Offshore Wind'!O510","v":202.03520767940969},{"$f":"'Offshore Wind'!P510","v":197.82088568141668},{"$f":"'Offshore Wind'!Q510","v":193.62202097577665},{"$f":"'Offshore Wind'!R510","v":189.43852575010851},{"$f":"'Offshore Wind'!S510","v":180.72490891463102},{"$f":"'Offshore Wind'!T510","v":172.4614954120793},{"$f":"'Offshore Wind'!U510","v":164.61428393188217},{"$f":"'Offshore Wind'!V510","v":164.56647018956792},{"$f":"'Offshore Wind'!W510","v":164.51868421507629},{"$f":"'Offshore Wind'!X510","v":164.47092598422486},{"$f":"'Offshore Wind'!Y510","v":164.42319547285973},{"$f":"'Offshore Wind'!Z510","v":164.37549265685459},{"$f":"'Offshore Wind'!AA510","v":164.32781751211141},{"$f":"'Offshore Wind'!AB510","v":164.28017001455999},{"$f":"'Offshore Wind'!AC510","v":164.28017001455999},{"$f":"'Offshore Wind'!AD510","v":164.28017001455999},{"$f":"'Offshore Wind'!AE510","v":164.28017001455999},{"$f":"'Offshore Wind'!AF510","v":164.28017001455999},{"$f":"'Offshore Wind'!AG510","v":164.28017001455999},{"$f":"'Offshore Wind'!AH510","v":164.28017001455999},{"$f":"'Offshore Wind'!AI510","v":164.28017001455999},{"$f":"'Offshore Wind'!AJ510","v":164.28017001455999},{"$f":"'Offshore Wind'!AK510","v":164.28017001455999},{"$f":"'Offshore Wind'!AL510","v":164.28017001455999},{"$f":"'Offshore Wind'!AM510","v":164.28017001455999},{"$f":"'Offshore Wind'!AN510","v":164.28017001455999},{"$f":"'Offshore Wind'!AO510","v":164.28017001455999},{"$f":"'Offshore Wind'!AP510","v":164.28017001455999},{"$f":"'Offshore Wind'!AQ510","v":164.28017001455999},{"$f":"'Offshore Wind'!AR510","v":164.28017001455999},{"$f":"'Offshore Wind'!AS510","v":164.28017001455999},{"$f":"'Offshore Wind'!AT510","v":164.28017001455999},{"$f":"'Offshore Wind'!AU510","v":164.28017001455999},{"$f":"'Offshore Wind'!AV510","v":164.28017001455999}]
[null,null,null,null,{"$f":"'Offshore Wind'!K511","v":"TRG 7 - Low"},null,null,null,null,null,null,null,null,null,null,null,null,null,null,null,null,null,{"$f":"'Offshore Wind'!L511","v":209.83033606746338},{"$f":"'Offshore Wind'!M511","v":198.46093004194196},{"$f":"'Offshore Wind'!N511","v":187.11179771936028},{"$f":"'Offshore Wind'!O511","v":180.92275991159639},{"$f":"'Offshore Wind'!P511","v":174.80155856797327},{"$f":"'Offshore Wind'!Q511","v":168.74709348363643},{"$f":"'Offshore Wind'!R511","v":162.75828928662153},{"$f":"'Offshore Wind'!S511","v":152.05447606417769},{"$f":"'Offshore Wind'!T511","v":142.00737371166653},{"$f":"'Offshore Wind'!U511","v":132.55839908416823},{"$f":"'Offshore Wind'!V511","v":130.78153462180913},{"$f":"'Offshore Wind'!W511","v":129.00742672213462},{"$f":"'Offshore Wind'!X511","v":127.23606990963449},{"$f":"'Offshore Wind'!Y511","v":125.46745877568247},{"$f":"'Offshore Wind'!Z511","v":123.70158798186829},{"$f":"'Offshore Wind'!AA511","v":121.93845226362812},{"$f":"'Offshore Wind'!AB511","v":120.17804643420348},{"$f":"'Offshore Wind'!AC511","v":119.30252735081298},{"$f":"'Offshore Wind'!AD511","v":118.42792200464199},{"$f":"'Offshore Wind'!AE511","v":117.55422915448845},{"$f":"'Offshore Wind'!AF511","v":116.68144756695568},{"$f":"'Offshore Wind'!AG511","v":115.80957601662875},{"$f":"'Offshore Wind'!AH511","v":114.93861328625904},{"$f":"'Offshore Wind'!AI511","v":114.06855816695756},{"$f":"'Offshore Wind'!AJ511","v":113.19940945839782},{"$f":"'Offshore Wind'!AK511","v":112.33116596902812},{"$f":"'Offshore Wind'!AL511","v":111.46382651629429},{"$f":"'Offshore Wind'!AM511","v":110.53309767623084},{"$f":"'Offshore Wind'!AN511","v":109.60617231988718},{"$f":"'Offshore Wind'!AO511","v":108.68302742614794},{"$f":"'Offshore Wind'!AP511","v":107.76364016614828},{"$f":"'Offshore Wind'!AQ511","v":106.84798790151324},{"$f":"'Offshore Wind'!AR511","v":105.93604818262617},{"$f":"'Offshore Wind'!AS511","v":105.02779874692649},{"$f":"'Offshore Wind'!AT511","v":104.12321751723641},{"$f":"'Offshore Wind'!AU511","v":103.22228260011762},{"$f":"'Offshore Wind'!AV511","v":102.32497228425648}]
[null,null,null,null,{"$f":"'Offshore Wind'!K512","v":"TRG 7 - Mid"},{"$f":"'Offshore Wind'!#REF!","v":{"$error":"#REF!"}},{"$f":"'Offshore Wind'!#REF!","v":{"$error":"#REF!"}},{"$f":"'Offshore Wind'!#REF!","v":{"$error":"#REF!"}},{"$f":"'Offshore Wind'!#REF!","v":{"$error":"#REF!"}},{"$f":"'Offshore Wind'!#REF!","v":{"$error":"#REF!"}},{"$f":"'Offshore Wind'!#REF!","v":{"$error":"#REF!"}},{"$f":"'Offshore Wind'!#REF!","v":{"$error":"#REF!"}},{"$f":"'Offshore Wind'!#REF!","v":{"$error":"#REF!"}},{"$f":"'Offshore Wind'!#REF!","v":{"$error":"#REF!"}},{"$f":"'Offshore Wind'!#REF!","v":{"$error":"#REF!"}},{"$f":"'Offshore Wind'!#REF!","v":{"$error":"#REF!"}},{"$f":"'Offshore Wind'!#REF!","v":{"$error":"#REF!"}},{"$f":"'Offshore Wind'!#REF!","v":{"$error":"#REF!"}},null,null,null,{"$f":"'Offshore Wind'!L154","v":209.83033606746332},{"$f":"'Offshore Wind'!L512","v":209.83033606746338},{"$f":"'Offshore Wind'!M512","v":205.94051773557808},{"$f":"'Offshore Wind'!N512","v":202.05097236718231},{"$f":"'Offshore Wind'!O512","v":195.60049033575845},{"$f":"'Offshore Wind'!P512","v":189.22213451129613},{"$f":"'Offshore Wind'!Q512","v":182.9147084454998},{"$f":"'Offshore Wind'!R512","v":176.67704280852035},{"$f":"'Offshore Wind'!S512","v":167.06369615363724},{"$f":"'Offshore Wind'!T512","v":157.8492855841429},{"$f":"'Offshore Wind'!U512","v":149.00951058643793},{"$f":"'Offshore Wind'!V512","v":148.04682418603454},{"$f":"'Offshore Wind'!W512","v":147.08577449753963},{"$f":"'Offshore Wind'!X512","v":146.12635733232457},{"$f":"'Offshore Wind'!Y512","v":145.16856851560607},{"$f":"'Offshore Wind'!Z512","v":144.21240388637523},{"$f":"'Offshore Wind'!AA512","v":143.25785929732766},{"$f":"'Offshore Wind'!AB512","v":142.30493061479288},{"$f":"'Offshore Wind'!AC512","v":141.81034364870814},{"$f":"'Offshore Wind'!AD512","v":141.31691114905792},{"$f":"'Offshore Wind'!AE512","v":140.8246290876412},{"$f":"'Offshore Wind'!AF512","v":140.33349345506659},{"$f":"'Offshore Wind'!AG512","v":139.84350026064394},{"$f":"'Offshore Wind'!AH512","v":139.35464553227618},{"$f":"'Offshore Wind'!AI512","v":138.86692531635259},{"$f":"'Offshore Wind'!AJ512","v":138.38033567764228},{"$f":"'Offshore Wind'!AK512","v":137.89487269918916},{"$f":"'Offshore Wind'!AL512","v":137.41053248220663},{"$f":"'Offshore Wind'!AM512","v":136.89162576579562},{"$f":"'Offshore Wind'!AN512","v":136.37386381993022},{"$f":"'Offshore Wind'!AO512","v":135.85724287476825},{"$f":"'Offshore Wind'!AP512","v":135.3417591771647},{"$f":"'Offshore Wind'!AQ512","v":134.82740899058226},{"$f":"'Offshore Wind'!AR512","v":134.3141885950017},{"$f":"'Offshore Wind'!AS512","v":133.80209428683293},{"$f":"'Offshore Wind'!AT512","v":133.2911223788274},{"$f":"'Offshore Wind'!AU512","v":132.78126919998996},{"$f":"'Offshore Wind'!AV512","v":132.27253109549198}]
[null,null,null,null,{"$f":"'Offshore Wind'!K513","v":"TRG 7 - High"},null,null,null,null,null,null,null,null,null,null,null,null,null,null,null,null,null,{"$f":"'Offshore Wind'!L513","v":209.83033606746338},{"$f":"'Offshore Wind'!M513","v":213.15416854005196},{"$f":"'Offshore Wind'!N513","v":216.47827918500533},{"$f":"'Offshore Wind'!O513","v":212.03896997932299},{"$f":"'Offshore Wind'!P513","v":207.61597605722602},{"$f":"'Offshore Wind'!Q513","v":203.20920479447051},{"$f":"'Offshore Wind'!R513","v":198.81856403065044},{"$f":"'Offshore Wind'!S513","v":189.67349293234483},{"$f":"'Offshore Wind'!T513","v":181.00091696046459},{"$f":"'Offshore Wind'!U513","v":172.76515123139799},{"$f":"'Offshore Wind'!V513","v":172.71496999423837},{"$f":"'Offshore Wind'!W513","v":172.66481789982342},{"$f":"'Offshore Wind'!X513","v":172.61469492277365},{"$f":"'Offshore Wind'!Y513","v":172.56460103773895},{"$f":"'Offshore Wind'!Z513","v":172.51453621939851},{"$f":"'Offshore Wind'!AA513","v":172.46450044246106},{"$f":"'Offshore Wind'!AB513","v":172.41449368166457},{"$f":"'Offshore Wind'!AC513","v":172.41449368166457},{"$f":"'Offshore Wind'!AD513","v":172.41449368166457},{"$f":"'Offshore Wind'!AE513","v":172.41449368166457},{"$f":"'Offshore Wind'!AF513","v":172.41449368166457},{"$f":"'Offshore Wind'!AG513","v":172.41449368166457},{"$f":"'Offshore Wind'!AH513","v":172.41449368166457},{"$f":"'Offshore Wind'!AI513","v":172.41449368166457},{"$f":"'Offshore Wind'!AJ513","v":172.41449368166457},{"$f":"'Offshore Wind'!AK513","v":172.41449368166457},{"$f":"'Offshore Wind'!AL513","v":172.41449368166457},{"$f":"'Offshore Wind'!AM513","v":172.41449368166457},{"$f":"'Offshore Wind'!AN513","v":172.41449368166457},{"$f":"'Offshore Wind'!AO513","v":172.41449368166457},{"$f":"'Offshore Wind'!AP513","v":172.41449368166457},{"$f":"'Offshore Wind'!AQ513","v":172.41449368166457},{"$f":"'Offshore Wind'!AR513","v":172.41449368166457},{"$f":"'Offshore Wind'!AS513","v":172.41449368166457},{"$f":"'Offshore Wind'!AT513","v":172.41449368166457},{"$f":"'Offshore Wind'!AU513","v":172.41449368166457},{"$f":"'Offshore Wind'!AV513","v":172.41449368166457}]
[null,null,null,null,{"$f":"'Offshore Wind'!K514","v":"TRG 8 - Low"},null,null,null,null,null,null,null,null,null,null,null,null,null,null,null,null,null,{"$f":"'Offshore Wind'!L514","v":209.80672778470813},{"$f":"'Offshore Wind'!M514","v":198.38124804595978},{"$f":"'Offshore Wind'!N514","v":186.9760000422842},{"$f":"'Offshore Wind'!O514","v":180.76187037471951},{"$f":"'Offshore Wind'!P514","v":174.61584276132589},{"$f":"'Offshore Wind'!Q514","v":168.53681179922245},{"$f":"'Offshore Wind'!R514","v":162.52369691905056},{"$f":"'Offshore Wind'!S514","v":151.79861164767803},{"$f":"'Offshore Wind'!T514","v":141.73146127942468},{"$f":"'Offshore Wind'!U514","v":132.26354351172355},{"$f":"'Offshore Wind'!V514","v":130.47844373492904},{"$f":"'Offshore Wind'!W514","v":128.69610985938456},{"$f":"'Offshore Wind'!X514","v":126.91653624829652},{"$f":"'Offshore Wind'!Y514","v":125.13971732434429},{"$f":"'Offshore Wind'!Z514","v":123.36564757247335},{"$f":"'Offshore Wind'!AA514","v":121.59432154294021},{"$f":"'Offshore Wind'!AB514","v":119.82573385463304},{"$f":"'Offshore Wind'!AC514","v":118.94622581750599},{"$f":"'Offshore Wind'!AD514","v":118.06763388060752},{"$f":"'Offshore Wind'!AE514","v":117.18995675984623},{"$f":"'Offshore Wind'!AF514","v":116.31319317785336},{"$f":"'Offshore Wind'!AG514","v":115.4373418641175},{"$f":"'Offshore Wind'!AH514","v":114.5624015551261},{"$f":"'Offshore Wind'!AI514","v":113.68837099451368},{"$f":"'Offshore Wind'!AJ514","v":112.81524893321743},{"$f":"'Offshore Wind'!AK514","v":111.94303412964021},{"$f":"'Offshore Wind'!AL514","v":111.07172534982131},{"$f":"'Offshore Wind'!AM514","v":110.13810873055643},{"$f":"'Offshore Wind'!AN514","v":109.20830479595659},{"$f":"'Offshore Wind'!AO514","v":108.2822904149488},{"$f":"'Offshore Wind'!AP514","v":107.36004264809237},{"$f":"'Offshore Wind'!AQ514","v":106.4415387457705},{"$f":"'Offshore Wind'!AR514","v":105.52675614641007},{"$f":"'Offshore Wind'!AS514","v":104.61567247472847},{"$f":"'Offshore Wind'!AT514","v":103.70826554000813},{"$f":"'Offshore Wind'!AU514","v":102.80451333439822},{"$f":"'Offshore Wind'!AV514","v":101.90439403124334}]
[null,null,null,null,{"$f":"'Offshore Wind'!K515","v":"TRG 8 - Mid"},{"$f":"'Offshore Wind'!#REF!","v":{"$error":"#REF!"}},{"$f":"'Offshore Wind'!#REF!","v":{"$error":"#REF!"}},{"$f":"'Offshore Wind'!#REF!","v":{"$error":"#REF!"}},{"$f":"'Offshore Wind'!#REF!","v":{"$error":"#REF!"}},{"$f":"'Offshore Wind'!#REF!","v":{"$error":"#REF!"}},{"$f":"'Offshore Wind'!#REF!","v":{"$error":"#REF!"}},{"$f":"'Offshore Wind'!#REF!","v":{"$error":"#REF!"}},{"$f":"'Offshore Wind'!#REF!","v":{"$error":"#REF!"}},{"$f":"'Offshore Wind'!#REF!","v":{"$error":"#REF!"}},{"$f":"'Offshore Wind'!#REF!","v":{"$error":"#REF!"}},{"$f":"'Offshore Wind'!#REF!","v":{"$error":"#REF!"}},{"$f":"'Offshore Wind'!#REF!","v":{"$error":"#REF!"}},{"$f":"'Offshore Wind'!#REF!","v":{"$error":"#REF!"}},null,null,null,{"$f":"'Offshore Wind'!L155","v":209.80672778470813},{"$f":"'Offshore Wind'!L515","v":209.80672778470813},{"$f":"'Offshore Wind'!M515","v":205.89710409907033},{"$f":"'Offshore Wind'!N515","v":201.987652102791},{"$f":"'Offshore Wind'!O515","v":195.51147807555537},{"$f":"'Offshore Wind'!P515","v":189.1077420067794},{"$f":"'Offshore Wind'!Q515","v":182.77524449738061},{"$f":"'Offshore Wind'!R515","v":176.51281361213756},{"$f":"'Offshore Wind'!S515","v":166.87329871112451},{"$f":"'Offshore Wind'!T515","v":157.63377462080189},{"$f":"'Offshore Wind'!U515","v":148.76987291641169},{"$f":"'Offshore Wind'!V515","v":147.80339192242877},{"$f":"'Offshore Wind'!W515","v":146.8385560237767},{"$f":"'Offshore Wind'!X515","v":145.87536104497988},{"$f":"'Offshore Wind'!Y515","v":144.91380282519208},{"$f":"'Offshore Wind'!Z515","v":143.95387721814799},{"$f":"'Offshore Wind'!AA515","v":142.99558009211518},{"$f":"'Offshore Wind'!AB515","v":142.03890732984738},{"$f":"'Offshore Wind'!AC515","v":141.54295385207104},{"$f":"'Offshore Wind'!AD515","v":141.04815782411512},{"$f":"'Offshore Wind'!AE515","v":140.55451520584049},{"$f":"'Offshore Wind'!AF515","v":140.06202197595812},{"$f":"'Offshore Wind'!AG515","v":139.57067413192021},{"$f":"'Offshore Wind'!AH515","v":139.08046768981188},{"$f":"'Offshore Wind'!AI515","v":138.59139868424396},{"$f":"'Offshore Wind'!AJ515","v":138.10346316824598},{"$f":"'Offshore Wind'!AK515","v":137.61665721316052},{"$f":"'Offshore Wind'!AL515","v":137.13097690853826},{"$f":"'Offshore Wind'!AM515","v":136.61049658326311},{"$f":"'Offshore Wind'!AN515","v":136.09116419600315},{"$f":"'Offshore Wind'!AO515","v":135.57297596386769},{"$f":"'Offshore Wind'!AP515","v":135.05592812069105},{"$f":"'Offshore Wind'!AQ515","v":134.54001691694205},{"$f":"'Offshore Wind'!AR515","v":134.02523861963377},{"$f":"'Offshore Wind'!AS515","v":133.51158951223474},{"$f":"'Offshore Wind'!AT515","v":132.99906589457962},{"$f":"'Offshore Wind'!AU515","v":132.48766408278141},{"$f":"'Offshore Wind'!AV515","v":131.97738040914385}]
[null,null,null,null,{"$f":"'Offshore Wind'!K516","v":"TRG 8 - High"},null,null,null,null,null,null,null,null,null,null,null,null,null,null,null,null,null,{"$f":"'Offshore Wind'!L516","v":209.80672778470813},{"$f":"'Offshore Wind'!M516","v":213.14761696928073},{"$f":"'Offshore Wind'!N516","v":216.48869016004954},{"$f":"'Offshore Wind'!O516","v":212.02975811770369},{"$f":"'Offshore Wind'!P516","v":207.58723358956763},{"$f":"'Offshore Wind'!Q516","v":203.1610246506537},{"$f":"'Offshore Wind'!R516","v":198.75103993436858},{"$f":"'Offshore Wind'!S516","v":189.58780973370224},{"$f":"'Offshore Wind'!T516","v":180.89798438382977},{"$f":"'Offshore Wind'!U516","v":172.6458084142067},{"$f":"'Offshore Wind'!V516","v":172.59566184127286},{"$f":"'Offshore Wind'!W516","v":172.5455443909525},{"$f":"'Offshore Wind'!X516","v":172.49545603788354},{"$f":"'Offshore Wind'!Y516","v":172.44539675673349},{"$f":"'Offshore Wind'!Z516","v":172.39536652219897},{"$f":"'Offshore Wind'!AA516","v":172.34536530900621},{"$f":"'Offshore Wind'!AB516","v":172.29539309191065},{"$f":"'Offshore Wind'!AC516","v":172.29539309191065},{"$f":"'Offshore Wind'!AD516","v":172.29539309191065},{"$f":"'Offshore Wind'!AE516","v":172.29539309191065},{"$f":"'Offshore Wind'!AF516","v":172.29539309191065},{"$f":"'Offshore Wind'!AG516","v":172.29539309191065},{"$f":"'Offshore Wind'!AH516","v":172.29539309191065},{"$f":"'Offshore Wind'!AI516","v":172.29539309191065},{"$f":"'Offshore Wind'!AJ516","v":172.29539309191065},{"$f":"'Offshore Wind'!AK516","v":172.29539309191065},{"$f":"'Offshore Wind'!AL516","v":172.29539309191065},{"$f":"'Offshore Wind'!AM516","v":172.29539309191065},{"$f":"'Offshore Wind'!AN516","v":172.29539309191065},{"$f":"'Offshore Wind'!AO516","v":172.29539309191065},{"$f":"'Offshore Wind'!AP516","v":172.29539309191065},{"$f":"'Offshore Wind'!AQ516","v":172.29539309191065},{"$f":"'Offshore Wind'!AR516","v":172.29539309191065},{"$f":"'Offshore Wind'!AS516","v":172.29539309191065},{"$f":"'Offshore Wind'!AT516","v":172.29539309191065},{"$f":"'Offshore Wind'!AU516","v":172.29539309191065},{"$f":"'Offshore Wind'!AV516","v":172.29539309191065}]
[null,null,null,null,{"$f":"'Offshore Wind'!K517","v":"TRG 9 - Low"},null,null,null,null,null,null,null,null,null,null,null,null,null,null,null,null,null,{"$f":"'Offshore Wind'!L517","v":220.80545985197537},{"$f":"'Offshore Wind'!M517","v":208.78102033861452},{"$f":"'Offshore Wind'!N517","v":196.77787317184868},{"$f":"'Offshore Wind'!O517","v":190.23797917839002},{"$f":"'Offshore Wind'!P517","v":183.7697573641168},{"$f":"'Offshore Wind'!Q517","v":177.37204437743398},{"$f":"'Offshore Wind'!R517","v":171.0437030021204},{"$f":"'Offshore Wind'!S517","v":159.75637484872036},{"$f":"'Offshore Wind'!T517","v":149.16147262641326},{"$f":"'Offshore Wind'!U517","v":139.19721667231835},{"$f":"'Offshore Wind'!V517","v":137.31853632084147},{"$f":"'Offshore Wind'!W517","v":135.44276686790391},{"$f":"'Offshore Wind'!X517","v":133.56990238121332},{"$f":"'Offshore Wind'!Y517","v":131.69993699106831},{"$f":"'Offshore Wind'!Z517","v":129.83286489329791},{"$f":"'Offshore Wind'!AA517","v":127.96868035246571},{"$f":"'Offshore Wind'!AB517","v":126.10737770536504},{"$f":"'Offshore Wind'!AC517","v":125.18176307597801},{"$f":"'Offshore Wind'!AD517","v":124.25711257169013},{"$f":"'Offshore Wind'!AE517","v":123.33342484109409},{"$f":"'Offshore Wind'!AF517","v":122.41069853985714},{"$f":"'Offshore Wind'!AG517","v":121.48893233086385},{"$f":"'Offshore Wind'!AH517","v":120.5681248843642},{"$f":"'Offshore Wind'!AI517","v":119.64827487813014},{"$f":"'Offshore Wind'!AJ517","v":118.72938099761907},{"$f":"'Offshore Wind'!AK517","v":117.81144193614534},{"$f":"'Offshore Wind'!AL517","v":116.89445639506012},{"$f":"'Offshore Wind'!AM517","v":115.9118966405714},{"$f":"'Offshore Wind'!AN517","v":114.93334944373332},{"$f":"'Offshore Wind'!AO517","v":113.95879046086893},{"$f":"'Offshore Wind'!AP517","v":112.98819554997955},{"$f":"'Offshore Wind'!AQ517","v":112.02154076884152},{"$f":"'Offshore Wind'!AR517","v":111.05880237313269},{"$f":"'Offshore Wind'!AS517","v":110.0999568145874},{"$f":"'Offshore Wind'!AT517","v":109.14498073918054},{"$f":"'Offshore Wind'!AU517","v":108.19385098534011},{"$f":"'Offshore Wind'!AV517","v":107.24654458218842}]
[null,null,null,null,{"$f":"'Offshore Wind'!K518","v":"TRG 9 - Mid"},{"$f":"'Offshore Wind'!#REF!","v":{"$error":"#REF!"}},{"$f":"'Offshore Wind'!#REF!","v":{"$error":"#REF!"}},{"$f":"'Offshore Wind'!#REF!","v":{"$error":"#REF!"}},{"$f":"'Offshore Wind'!#REF!","v":{"$error":"#REF!"}},{"$f":"'Offshore Wind'!#REF!","v":{"$error":"#REF!"}},{"$f":"'Offshore Wind'!#REF!","v":{"$error":"#REF!"}},{"$f":"'Offshore Wind'!#REF!","v":{"$error":"#REF!"}},{"$f":"'Offshore Wind'!#REF!","v":{"$error":"#REF!"}},{"$f":"'Offshore Wind'!#REF!","v":{"$error":"#REF!"}},{"$f":"'Offshore Wind'!#REF!","v":{"$error":"#REF!"}},{"$f":"'Offshore Wind'!#REF!","v":{"$error":"#REF!"}},{"$f":"'Offshore Wind'!#REF!","v":{"$error":"#REF!"}},{"$f":"'Offshore Wind'!#REF!","v":{"$error":"#REF!"}},null,null,null,{"$f":"'Offshore Wind'!L156","v":220.80545985197722},{"$f":"'Offshore Wind'!L518","v":220.80545985197537},{"$f":"'Offshore Wind'!M518","v":216.69088133073336},{"$f":"'Offshore Wind'!N518","v":212.57648349934684},{"$f":"'Offshore Wind'!O518","v":205.76080795231411},{"$f":"'Offshore Wind'!P518","v":199.02136779056812},{"$f":"'Offshore Wind'!Q518","v":192.35690073873408},{"$f":"'Offshore Wind'!R518","v":185.76617342504065},{"$f":"'Offshore Wind'!S518","v":175.62132467332532},{"$f":"'Offshore Wind'!T518","v":165.89743551534474},{"$f":"'Offshore Wind'!U518","v":156.56886005646351},{"$f":"'Offshore Wind'!V518","v":155.55171307281876},{"$f":"'Offshore Wind'!W518","v":154.53629742560375},{"$f":"'Offshore Wind'!X518","v":153.52260872045133},{"$f":"'Offshore Wind'!Y518","v":152.51064257839053},{"$f":"'Offshore Wind'!Z518","v":151.50039463579569},{"$f":"'Offshore Wind'!AA518","v":150.49186054433588},{"$f":"'Offshore Wind'!AB518","v":149.48503597092582},{"$f":"'Offshore Wind'!AC518","v":148.96308304366804},{"$f":"'Offshore Wind'!AD518","v":148.44234824341012},{"$f":"'Offshore Wind'!AE518","v":147.92282731821604},{"$f":"'Offshore Wind'!AF518","v":147.40451603598797},{"$f":"'Offshore Wind'!AG518","v":146.88741018435201},{"$f":"'Offshore Wind'!AH518","v":146.3715055705438},{"$f":"'Offshore Wind'!AI518","v":145.85679802129596},{"$f":"'Offshore Wind'!AJ518","v":145.34328338272536},{"$f":"'Offshore Wind'!AK518","v":144.83095752022197},{"$f":"'Offshore Wind'!AL518","v":144.31981631833824},{"$f":"'Offshore Wind'!AM518","v":143.77205076868336},{"$f":"'Offshore Wind'!AN518","v":143.2254933355841},{"$f":"'Offshore Wind'!AO518","v":142.68014003783875},{"$f":"'Offshore Wind'!AP518","v":142.13598691184725},{"$f":"'Offshore Wind'!AQ518","v":141.59303001151619},{"$f":"'Offshore Wind'!AR518","v":141.05126540816369},{"$f":"'Offshore Wind'!AS518","v":140.51068919042586},{"$f":"'Offshore Wind'!AT518","v":139.97129746416309},{"$f":"'Offshore Wind'!AU518","v":139.43308635236735},{"$f":"'Offshore Wind'!AV518","v":138.89605199507008}]
[null,null,null,null,{"$f":"'Offshore Wind'!K519","v":"TRG 9 - High"},null,null,null,null,null,null,null,null,null,null,null,null,null,null,null,null,null,{"$f":"'Offshore Wind'!L519","v":220.80545985197537},{"$f":"'Offshore Wind'!M519","v":224.32148901130441},{"$f":"'Offshore Wind'!N519","v":227.83771182301444},{"$f":"'Offshore Wind'!O519","v":223.14502846412242},{"$f":"'Offshore Wind'!P519","v":218.46961275321465},{"$f":"'Offshore Wind'!Q519","v":213.81136794630498},{"$f":"'Offshore Wind'!R519","v":209.17019788707438},{"$f":"'Offshore Wind'!S519","v":199.52660218568278},{"$f":"'Offshore Wind'!T519","v":190.38122871424244},{"$f":"'Offshore Wind'!U519","v":181.69644758738644},{"$f":"'Offshore Wind'!V519","v":181.6436721725388},{"$f":"'Offshore Wind'!W519","v":181.59092740700416},{"$f":"'Offshore Wind'!X519","v":181.53821326409084},{"$f":"'Offshore Wind'!Y519","v":181.48552971713835},{"$f":"'Offshore Wind'!Z519","v":181.43287673951684},{"$f":"'Offshore Wind'!AA519","v":181.38025430462761},{"$f":"'Offshore Wind'!AB519","v":181.32766238590256},{"$f":"'Offshore Wind'!AC519","v":181.32766238590256},{"$f":"'Offshore Wind'!AD519","v":181.32766238590256},{"$f":"'Offshore Wind'!AE519","v":181.32766238590256},{"$f":"'Offshore Wind'!AF519","v":181.32766238590256},{"$f":"'Offshore Wind'!AG519","v":181.32766238590256},{"$f":"'Offshore Wind'!AH519","v":181.32766238590256},{"$f":"'Offshore Wind'!AI519","v":181.32766238590256},{"$f":"'Offshore Wind'!AJ519","v":181.32766238590256},{"$f":"'Offshore Wind'!AK519","v":181.32766238590256},{"$f":"'Offshore Wind'!AL519","v":181.32766238590256},{"$f":"'Offshore Wind'!AM519","v":181.32766238590256},{"$f":"'Offshore Wind'!AN519","v":181.32766238590256},{"$f":"'Offshore Wind'!AO519","v":181.32766238590256},{"$f":"'Offshore Wind'!AP519","v":181.32766238590256},{"$f":"'Offshore Wind'!AQ519","v":181.32766238590256},{"$f":"'Offshore Wind'!AR519","v":181.32766238590256},{"$f":"'Offshore Wind'!AS519","v":181.32766238590256},{"$f":"'Offshore Wind'!AT519","v":181.32766238590256},{"$f":"'Offshore Wind'!AU519","v":181.32766238590256},{"$f":"'Offshore Wind'!AV519","v":181.32766238590256}]
[null,null,null,null,{"$f":"'Offshore Wind'!K520","v":"TRG 10 - Low"},null,null,null,null,null,null,null,null,null,null,null,null,null,null,null,null,null,{"$f":"'Offshore Wind'!L520","v":237.95757091385073},{"$f":"'Offshore Wind'!M520","v":224.99907604638454},{"$f":"'Offshore Wind'!N520","v":212.06352750949679},{"$f":"'Offshore Wind'!O520","v":205.01561624063251},{"$f":"'Offshore Wind'!P520","v":198.04494462731165},{"$f":"'Offshore Wind'!Q520","v":191.1502589490878},{"$f":"'Offshore Wind'!R520","v":184.33033365107786},{"$f":"'Offshore Wind'!S520","v":172.16620876353591},{"$f":"'Offshore Wind'!T520","v":160.7482972744809},{"$f":"'Offshore Wind'!U520","v":150.01002049278446},{"$f":"'Offshore Wind'!V520","v":147.98540473708394},{"$f":"'Offshore Wind'!W520","v":145.963925997769},{"$f":"'Offshore Wind'!X520","v":143.94557788172844},{"$f":"'Offshore Wind'!Y520","v":141.93035406330398},{"$f":"'Offshore Wind'!Z520","v":139.91824828745808},{"$f":"'Offshore Wind'!AA520","v":137.90925437322713},{"$f":"'Offshore Wind'!AB520","v":135.90336621748807},{"$f":"'Offshore Wind'!AC520","v":134.90585008288289},{"$f":"'Offshore Wind'!AD520","v":133.90937296636551},{"$f":"'Offshore Wind'!AE520","v":132.9139334115514},{"$f":"'Offshore Wind'!AF520","v":131.91952996968067},{"$f":"'Offshore Wind'!AG520","v":130.92616119977089},{"$f":"'Offshore Wind'!AH520","v":129.93382566877756},{"$f":"'Offshore Wind'!AI520","v":128.94252195176222},{"$f":"'Offshore Wind'!AJ520","v":127.95224863206893},{"$f":"'Offshore Wind'!AK520","v":126.9630043015091},{"$f":"'Offshore Wind'!AL520","v":125.97478756055511},{"$f":"'Offshore Wind'!AM520","v":124.91590281824583},{"$f":"'Offshore Wind'!AN520","v":123.8613423280286},{"$f":"'Offshore Wind'!AO520","v":122.81107985521591},{"$f":"'Offshore Wind'!AP520","v":121.76508938246485},{"$f":"'Offshore Wind'!AQ520","v":120.72334510772605},{"$f":"'Offshore Wind'!AR520","v":119.68582144222451},{"$f":"'Offshore Wind'!AS520","v":118.65249300847147},{"$f":"'Offshore Wind'!AT520","v":117.6233346383071},{"$f":"'Offshore Wind'!AU520","v":116.59832137097446},{"$f":"'Offshore Wind'!AV520","v":115.57742845122408}]
[null,null,null,null,{"$f":"'Offshore Wind'!K521","v":"TRG 10 - Mid"},{"$f":"'Offshore Wind'!#REF!","v":{"$error":"#REF!"}},{"$f":"'Offshore Wind'!#REF!","v":{"$error":"#REF!"}},{"$f":"'Offshore Wind'!#REF!","v":{"$error":"#REF!"}},{"$f":"'Offshore Wind'!#REF!","v":{"$error":"#REF!"}},{"$f":"'Offshore Wind'!#REF!","v":{"$error":"#REF!"}},{"$f":"'Offshore Wind'!#REF!","v":{"$error":"#REF!"}},{"$f":"'Offshore Wind'!#REF!","v":{"$error":"#REF!"}},{"$f":"'Offshore Wind'!#REF!","v":{"$error":"#REF!"}},{"$f":"'Offshore Wind'!#REF!","v":{"$error":"#REF!"}},{"$f":"'Offshore Wind'!#REF!","v":{"$error":"#REF!"}},{"$f":"'Offshore Wind'!#REF!","v":{"$error":"#REF!"}},{"$f":"'Offshore Wind'!#REF!","v":{"$error":"#REF!"}},{"$f":"'Offshore Wind'!#REF!","v":{"$error":"#REF!"}},null,null,null,{"$f":"'Offshore Wind'!L157","v":237.95757091385042},{"$f":"'Offshore Wind'!L521","v":237.95757091385073},{"$f":"'Offshore Wind'!M521","v":233.5233729963449},{"$f":"'Offshore Wind'!N521","v":229.08936980463812},{"$f":"'Offshore Wind'!O521","v":221.74425434238424},{"$f":"'Offshore Wind'!P521","v":214.48129621044583},{"$f":"'Offshore Wind'!Q521","v":207.29913508022307},{"$f":"'Offshore Wind'!R521","v":200.19644177194431},{"$f":"'Offshore Wind'!S521","v":189.2635437907762},{"$f":"'Offshore Wind'!T521","v":178.78430543580185},{"$f":"'Offshore Wind'!U521","v":168.73108864591796},{"$f":"'Offshore Wind'!V521","v":167.63492994742967},{"$f":"'Offshore Wind'!W521","v":166.54063707513754},{"$f":"'Offshore Wind'!X521","v":165.44820529332119},{"$f":"'Offshore Wind'!Y521","v":164.35762988285231},{"$f":"'Offshore Wind'!Z521","v":163.26890614113981},{"$f":"'Offshore Wind'!AA521","v":162.18202938207568},{"$f":"'Offshore Wind'!AB521","v":161.0969949359816},{"$f":"'Offshore Wind'!AC521","v":160.53449684021487},{"$f":"'Offshore Wind'!AD521","v":159.97331149523859},{"$f":"'Offshore Wind'!AE521","v":159.41343431882734},{"$f":"'Offshore Wind'!AF521","v":158.85486075013526},{"$f":"'Offshore Wind'!AG521","v":158.29758624957202},{"$f":"'Offshore Wind'!AH521","v":157.74160629868069},{"$f":"'Offshore Wind'!AI521","v":157.18691640001538},{"$f":"'Offshore Wind'!AJ521","v":156.63351207702047},{"$f":"'Offshore Wind'!AK521","v":156.0813888739105},{"$f":"'Offshore Wind'!AL521","v":155.53054235555092},{"$f":"'Offshore Wind'!AM521","v":154.94022651954961},{"$f":"'Offshore Wind'!AN521","v":154.35121264628586},{"$f":"'Offshore Wind'!AO521","v":153.7634964452991},{"$f":"'Offshore Wind'!AP521","v":153.17707364509786},{"$f":"'Offshore Wind'!AQ521","v":152.59193999305722},{"$f":"'Offshore Wind'!AR521","v":152.0080912553164},{"$f":"'Offshore Wind'!AS521","v":151.4255232166777},{"$f":"'Offshore Wind'!AT521","v":150.84423168050566},{"$f":"'Offshore Wind'!AU521","v":150.26421246862748},{"$f":"'Offshore Wind'!AV521","v":149.68546142123304}]
[null,null,null,null,{"$f":"'Offshore Wind'!K522","v":"TRG 10 - High"},null,null,null,null,null,null,null,null,null,null,null,null,null,null,null,null,null,{"$f":"'Offshore Wind'!L522","v":237.95757091385073},{"$f":"'Offshore Wind'!M522","v":241.74672430967971},{"$f":"'Offshore Wind'!N522","v":245.53608640075893},{"$f":"'Offshore Wind'!O522","v":240.47887661120762},{"$f":"'Offshore Wind'!P522","v":235.44027581607378},{"$f":"'Offshore Wind'!Q522","v":230.42017975632339},{"$f":"'Offshore Wind'!R522","v":225.41848480623943},{"$f":"'Offshore Wind'!S522","v":215.02577708281282},{"$f":"'Offshore Wind'!T522","v":205.16999336341215},{"$f":"'Offshore Wind'!U522","v":195.81058068289906},{"$f":"'Offshore Wind'!V522","v":195.75370568746408},{"$f":"'Offshore Wind'!W522","v":195.69686372217271},{"$f":"'Offshore Wind'!X522","v":195.64005475826005},{"$f":"'Offshore Wind'!Y522","v":195.58327876699445},{"$f":"'Offshore Wind'!Z522","v":195.52653571967758},{"$f":"'Offshore Wind'!AA522","v":195.46982558764455},{"$f":"'Offshore Wind'!AB522","v":195.41314834226353},{"$f":"'Offshore Wind'!AC522","v":195.41314834226353},{"$f":"'Offshore Wind'!AD522","v":195.41314834226353},{"$f":"'Offshore Wind'!AE522","v":195.41314834226353},{"$f":"'Offshore Wind'!AF522","v":195.41314834226353},{"$f":"'Offshore Wind'!AG522","v":195.41314834226353},{"$f":"'Offshore Wind'!AH522","v":195.41314834226353},{"$f":"'Offshore Wind'!AI522","v":195.41314834226353},{"$f":"'Offshore Wind'!AJ522","v":195.41314834226353},{"$f":"'Offshore Wind'!AK522","v":195.41314834226353},{"$f":"'Offshore Wind'!AL522","v":195.41314834226353},{"$f":"'Offshore Wind'!AM522","v":195.41314834226353},{"$f":"'Offshore Wind'!AN522","v":195.41314834226353},{"$f":"'Offshore Wind'!AO522","v":195.41314834226353},{"$f":"'Offshore Wind'!AP522","v":195.41314834226353},{"$f":"'Offshore Wind'!AQ522","v":195.41314834226353},{"$f":"'Offshore Wind'!AR522","v":195.41314834226353},{"$f":"'Offshore Wind'!AS522","v":195.41314834226353},{"$f":"'Offshore Wind'!AT522","v":195.41314834226353},{"$f":"'Offshore Wind'!AU522","v":195.41314834226353},{"$f":"'Offshore Wind'!AV522","v":195.41314834226353}]
[]
[]
[null,null,null,null,null,2000,{"$f":"F109+1","v":2001},{"$f":"G109+1","v":2002},{"$f":"H109+1","v":2003},{"$f":"I109+1","v":2004},{"$f":"J109+1","v":2005},{"$f":"K109+1","v":2006},2007,2008,2009,2010,2011,2012,2010,2011,2012,{"$f":"R109+1","v":2013},2014,2015,2016,2017,2018,2019,2020,2021,2022,2023,2024,2025,2026,2027,2028,2029,2030,2031,2032,2033,2034,2035,2036,2037,2038,2039,2040,2041,2042,2043,2044,2045,2046,2047,2048,2049,2050]
[null,"Offshore Wind",null,"CAPEX ($/kW)",{"$f":"'Offshore Wind'!K239","v":"TRG 1 - Low"},null,null,null,null,null,null,null,null,null,null,null,null,null,null,null,null,null,{"$f":"'Offshore Wind'!L239","v":5765.4992538129118},{"$f":"'Offshore Wind'!M239","v":5441.6645142714933},{"$f":"'Offshore Wind'!N239","v":5117.5227082747542},{"$f":"'Offshore Wind'!O239","v":4968.9577138595832},{"$f":"'Offshore Wind'!P239","v":4820.3927194444104},{"$f":"'Offshore Wind'!Q239","v":4671.8277250292394},{"$f":"'Offshore Wind'!R239","v":4523.2627306140666},{"$f":"'Offshore Wind'!S239","v":4343.183949504768},{"$f":"'Offshore Wind'!T239","v":4163.1051683954674},{"$f":"'Offshore Wind'!U239","v":3983.0263872861688},{"$f":"'Offshore Wind'!V239","v":3929.0027529533791},{"$f":"'Offshore Wind'!W239","v":3874.9791186205894},{"$f":"'Offshore Wind'!X239","v":3820.9554842877997},{"$f":"'Offshore Wind'!Y239","v":3766.93184995501},{"$f":"'Offshore Wind'!Z239","v":3712.9082156222203},{"$f":"'Offshore Wind'!AA239","v":3658.8845812894301},{"$f":"'Offshore Wind'!AB239","v":3604.8609469566404},{"$f":"'Offshore Wind'!AC239","v":3577.8491297902456},{"$f":"'Offshore Wind'!AD239","v":3550.8373126238507},{"$f":"'Offshore Wind'!AE239","v":3523.8254954574559},{"$f":"'Offshore Wind'!AF239","v":3496.813678291061},{"$f":"'Offshore Wind'!AG239","v":3469.8018611246662},{"$f":"'Offshore Wind'!AH239","v":3442.7900439582713},{"$f":"'Offshore Wind'!AI239","v":3415.7782267918765},{"$f":"'Offshore Wind'!AJ239","v":3388.7664096254816},{"$f":"'Offshore Wind'!AK239","v":3361.7545924590868},{"$f":"'Offshore Wind'!AL239","v":3334.7427752926924},{"$f":"'Offshore Wind'!AM239","v":3310.4321398429365},{"$f":"'Offshore Wind'!AN239","v":3286.1215043931811},{"$f":"'Offshore Wind'!AO239","v":3261.8108689434257},{"$f":"'Offshore Wind'!AP239","v":3237.5002334936703},{"$f":"'Offshore Wind'!AQ239","v":3213.1895980439149},{"$f":"'Offshore Wind'!AR239","v":3188.8789625941595},{"$f":"'Offshore Wind'!AS239","v":3164.5683271444045},{"$f":"'Offshore Wind'!AT239","v":3140.2576916946487},{"$f":"'Offshore Wind'!AU239","v":3115.9470562448932},{"$f":"'Offshore Wind'!AV239","v":3091.6364207951374}]
[null,null,null,null,{"$f":"'Offshore Wind'!K240","v":"TRG 1 - Mid"},{"$f":"'Offshore Wind'!#REF!","v":{"$error":"#REF!"}},{"$f":"'Offshore Wind'!#REF!","v":{"$error":"#REF!"}},{"$f":"'Offshore Wind'!#REF!","v":{"$error":"#REF!"}},{"$f":"'Offshore Wind'!#REF!","v":{"$error":"#REF!"}},{"$f":"'Offshore Wind'!#REF!","v":{"$error":"#REF!"}},{"$f":"'Offshore Wind'!#REF!","v":{"$error":"#REF!"}},{"$f":"'Offshore Wind'!#REF!","v":{"$error":"#REF!"}},{"$f":"'Offshore Wind'!#REF!","v":{"$error":"#REF!"}},{"$f":"'Offshore Wind'!#REF!","v":{"$error":"#REF!"}},{"$f":"'Offshore Wind'!#REF!","v":{"$error":"#REF!"}},{"$f":"'Offshore Wind'!#REF!","v":{"$error":"#REF!"}},{"$f":"'Offshore Wind'!#REF!","v":{"$error":"#REF!"}},{"$f":"'Offshore Wind'!#REF!","v":{"$error":"#REF!"}},null,null,null,{"$f":"'Offshore Wind'!L34","v":5765.4992538129118},{"$f":"'Offshore Wind'!L240","v":5765.4992538129118},{"$f":"'Offshore Wind'!M240","v":5648.1776638139754},{"$f":"'Offshore Wind'!N240","v":5530.5490073597202},{"$f":"'Offshore Wind'!O240","v":5386.7747068388871},{"$f":"'Offshore Wind'!P240","v":5243.0004063180531},{"$f":"'Offshore Wind'!Q240","v":5099.226105797221},{"$f":"'Offshore Wind'!R240","v":4955.4518052763851},{"$f":"'Offshore Wind'!S240","v":4775.3730241670855},{"$f":"'Offshore Wind'!T240","v":4595.2942430577868},{"$f":"'Offshore Wind'!U240","v":4415.2154619484872},{"$f":"'Offshore Wind'!V240","v":4392.0624758058621},{"$f":"'Offshore Wind'!W240","v":4368.9094896632387},{"$f":"'Offshore Wind'!X240","v":4345.7565035206144},{"$f":"'Offshore Wind'!Y240","v":4322.6035173779892},{"$f":"'Offshore Wind'!Z240","v":4299.4505312353667},{"$f":"'Offshore Wind'!AA240","v":4276.2975450927415},{"$f":"'Offshore Wind'!AB240","v":4253.1445589501182},{"$f":"'Offshore Wind'!AC240","v":4242.3398320835604},{"$f":"'Offshore Wind'!AD240","v":4231.5351052170017},{"$f":"'Offshore Wind'!AE240","v":4220.730378350444},{"$f":"'Offshore Wind'!AF240","v":4209.9256514838853},{"$f":"'Offshore Wind'!AG240","v":4199.1209246173275},{"$f":"'Offshore Wind'!AH240","v":4188.3161977507698},{"$f":"'Offshore Wind'!AI240","v":4177.511470884212},{"$f":"'Offshore Wind'!AJ240","v":4166.7067440176543},{"$f":"'Offshore Wind'!AK240","v":4155.9020171510956},{"$f":"'Offshore Wind'!AL240","v":4145.0972902845378},{"$f":"'Offshore Wind'!AM240","v":4132.8162851489169},{"$f":"'Offshore Wind'!AN240","v":4120.535280013296},{"$f":"'Offshore Wind'!AO240","v":4108.2542748776759},{"$f":"'Offshore Wind'!AP240","v":4095.973269742055},{"$f":"'Offshore Wind'!AQ240","v":4083.6922646064345},{"$f":"'Offshore Wind'!AR240","v":4071.411259470814},{"$f":"'Offshore Wind'!AS240","v":4059.1302543351931},{"$f":"'Offshore Wind'!AT240","v":4046.8492491995726},{"$f":"'Offshore Wind'!AU240","v":4034.5682440639521},{"$f":"'Offshore Wind'!AV240","v":4022.2872389283293}]
[null,null,null,null,{"$f":"'Offshore Wind'!K241","v":"TRG 1 - High"},null,null,null,null,null,null,null,null,null,null,null,null,null,null,null,null,null,{"$f":"'Offshore Wind'!L241","v":5765.4992538129118},{"$f":"'Offshore Wind'!M241","v":5877.4815931112225},{"$f":"'Offshore Wind'!N241","v":5989.1568659542118},{"$f":"'Offshore Wind'!O241","v":5879.2955951999274},{"$f":"'Offshore Wind'!P241","v":5769.4343244456422},{"$f":"'Offshore Wind'!Q241","v":5659.573053691357},{"$f":"'Offshore Wind'!R241","v":5549.7117829370727},{"$f":"'Offshore Wind'!S241","v":5423.6566361605637},{"$f":"'Offshore Wind'!T241","v":5297.6014893840547},{"$f":"'Offshore Wind'!U241","v":5171.5463426075439},{"$f":"'Offshore Wind'!V241","v":5171.5463426075439},{"$f":"'Offshore Wind'!W241","v":5171.5463426075439},{"$f":"'Offshore Wind'!X241","v":5171.5463426075439},{"$f":"'Offshore Wind'!Y241","v":5171.5463426075439},{"$f":"'Offshore Wind'!Z241","v":5171.5463426075439},{"$f":"'Offshore Wind'!AA241","v":5171.5463426075439},{"$f":"'Offshore Wind'!AB241","v":5171.5463426075439},{"$f":"'Offshore Wind'!AC241","v":5171.5463426075439},{"$f":"'Offshore Wind'!AD241","v":5171.5463426075439},{"$f":"'Offshore Wind'!AE241","v":5171.5463426075439},{"$f":"'Offshore Wind'!AF241","v":5171.5463426075439},{"$f":"'Offshore Wind'!AG241","v":5171.5463426075439},{"$f":"'Offshore Wind'!AH241","v":5171.5463426075439},{"$f":"'Offshore Wind'!AI241","v":5171.5463426075439},{"$f":"'Offshore Wind'!AJ241","v":5171.5463426075439},{"$f":"'Offshore Wind'!AK241","v":5171.5463426075439},{"$f":"'Offshore Wind'!AL241","v":5171.5463426075439},{"$f":"'Offshore Wind'!AM241","v":5171.5463426075439},{"$f":"'Offshore Wind'!AN241","v":5171.5463426075439},{"$f":"'Offshore Wind'!AO241","v":5171.5463426075439},{"$f":"'Offshore Wind'!AP241","v":5171.5463426075439},{"$f":"'Offshore Wind'!AQ241","v":5171.5463426075439},{"$f":"'Offshore Wind'!AR241","v":5171.5463426075439},{"$f":"'Offshore Wind'!AS241","v":5171.5463426075439},{"$f":"'Offshore Wind'!AT241","v":5171.5463426075439},{"$f":"'Offshore Wind'!AU241","v":5171.5463426075439},{"$f":"'Offshore Wind'!AV241","v":5171.5463426075439}]
[null,null,null,null,{"$f":"'Offshore Wind'!K242","v":"TRG 2 - Low"},null,null,null,null,null,null,null,null,null,null,null,null,null,null,null,null,null,{"$f":"'Offshore Wind'!L242","v":5765.4992538128554},{"$f":"'Offshore Wind'!M242","v":5441.6645142714933},{"$f":"'Offshore Wind'!N242","v":5117.5227082747542},{"$f":"'Offshore Wind'!O242","v":4968.9577138595832},{"$f":"'Offshore Wind'!P242","v":4820.3927194444104},{"$f":"'Offshore Wind'!Q242","v":4671.8277250292394},{"$f":"'Offshore Wind'!R242","v":4523.2627306140666},{"$f":"'Offshore Wind'!S242","v":4343.183949504768},{"$f":"'Offshore Wind'!T242","v":4163.1051683954674},{"$f":"'Offshore Wind'!U242","v":3983.0263872861688},{"$f":"'Offshore Wind'!V242","v":3929.0027529533791},{"$f":"'Offshore Wind'!W242","v":3874.9791186205894},{"$f":"'Offshore Wind'!X242","v":3820.9554842877997},{"$f":"'Offshore Wind'!Y242","v":3766.93184995501},{"$f":"'Offshore Wind'!Z242","v":3712.9082156222203},{"$f":"'Offshore Wind'!AA242","v":3658.8845812894301},{"$f":"'Offshore Wind'!AB242","v":3604.8609469566404},{"$f":"'Offshore Wind'!AC242","v":3577.8491297902456},{"$f":"'Offshore Wind'!AD242","v":3550.8373126238507},{"$f":"'Offshore Wind'!AE242","v":3523.8254954574559},{"$f":"'Offshore Wind'!AF242","v":3496.813678291061},{"$f":"'Offshore Wind'!AG242","v":3469.8018611246662},{"$f":"'Offshore Wind'!AH242","v":3442.7900439582713},{"$f":"'Offshore Wind'!AI242","v":3415.7782267918765},{"$f":"'Offshore Wind'!AJ242","v":3388.7664096254816},{"$f":"'Offshore Wind'!AK242","v":3361.7545924590868},{"$f":"'Offshore Wind'!AL242","v":3334.7427752926924},{"$f":"'Offshore Wind'!AM242","v":3310.4321398429365},{"$f":"'Offshore Wind'!AN242","v":3286.1215043931811},{"$f":"'Offshore Wind'!AO242","v":3261.8108689434257},{"$f":"'Offshore Wind'!AP242","v":3237.5002334936703},{"$f":"'Offshore Wind'!AQ242","v":3213.1895980439149},{"$f":"'Offshore Wind'!AR242","v":3188.8789625941595},{"$f":"'Offshore Wind'!AS242","v":3164.5683271444045},{"$f":"'Offshore Wind'!AT242","v":3140.2576916946487},{"$f":"'Offshore Wind'!AU242","v":3115.9470562448932},{"$f":"'Offshore Wind'!AV242","v":3091.6364207951374}]
[null,null,null,null,{"$f":"'Offshore Wind'!K243","v":"TRG 2 - Mid"},{"$f":"'Offshore Wind'!#REF!","v":{"$error":"#REF!"}},{"$f":"'Offshore Wind'!#REF!","v":{"$error":"#REF!"}},{"$f":"'Offshore Wind'!#REF!","v":{"$error":"#REF!"}},{"$f":"'Offshore Wind'!#REF!","v":{"$error":"#REF!"}},{"$f":"'Offshore Wind'!#REF!","v":{"$error":"#REF!"}},{"$f":"'Offshore Wind'!#REF!","v":{"$error":"#REF!"}},{"$f":"'Offshore Wind'!#REF!","v":{"$error":"#REF!"}},{"$f":"'Offshore Wind'!#REF!","v":{"$error":"#REF!"}},{"$f":"'Offshore Wind'!#REF!","v":{"$error":"#REF!"}},{"$f":"'Offshore Wind'!#REF!","v":{"$error":"#REF!"}},{"$f":"'Offshore Wind'!#REF!","v":{"$error":"#REF!"}},{"$f":"'Offshore Wind'!#REF!","v":{"$error":"#REF!"}},{"$f":"'Offshore Wind'!#REF!","v":{"$error":"#REF!"}},null,null,null,{"$f":"'Offshore Wind'!L35","v":5765.4992538128554},{"$f":"'Offshore Wind'!L243","v":5765.4992538128554},{"$f":"'Offshore Wind'!M243","v":5648.1776638139745},{"$f":"'Offshore Wind'!N243","v":5530.5490073597193},{"$f":"'Offshore Wind'!O243","v":5386.7747068388862},{"$f":"'Offshore Wind'!P243","v":5243.0004063180522},{"$f":"'Offshore Wind'!Q243","v":5099.22610579722},{"$f":"'Offshore Wind'!R243","v":4955.4518052763851},{"$f":"'Offshore Wind'!S243","v":4775.3730241670855},{"$f":"'Offshore Wind'!T243","v":4595.2942430577868},{"$f":"'Offshore Wind'!U243","v":4415.2154619484872},{"$f":"'Offshore Wind'!V243","v":4392.0624758058621},{"$f":"'Offshore Wind'!W243","v":4368.9094896632387},{"$f":"'Offshore Wind'!X243","v":4345.7565035206144},{"$f":"'Offshore Wind'!Y243","v":4322.6035173779892},{"$f":"'Offshore Wind'!Z243","v":4299.4505312353667},{"$f":"'Offshore Wind'!AA243","v":4276.2975450927415},{"$f":"'Offshore Wind'!AB243","v":4253.1445589501182},{"$f":"'Offshore Wind'!AC243","v":4242.3398320835604},{"$f":"'Offshore Wind'!AD243","v":4231.5351052170017},{"$f":"'Offshore Wind'!AE243","v":4220.730378350444},{"$f":"'Offshore Wind'!AF243","v":4209.9256514838853},{"$f":"'Offshore Wind'!AG243","v":4199.1209246173275},{"$f":"'Offshore Wind'!AH243","v":4188.3161977507698},{"$f":"'Offshore Wind'!AI243","v":4177.511470884212},{"$f":"'Offshore Wind'!AJ243","v":4166.7067440176543},{"$f":"'Offshore Wind'!AK243","v":4155.9020171510956},{"$f":"'Offshore Wind'!AL243","v":4145.0972902845378},{"$f":"'Offshore Wind'!AM243","v":4132.8162851489169},{"$f":"'Offshore Wind'!AN243","v":4120.535280013296},{"$f":"'Offshore Wind'!AO243","v":4108.2542748776759},{"$f":"'Offshore Wind'!AP243","v":4095.973269742055},{"$f":"'Offshore Wind'!AQ243","v":4083.6922646064345},{"$f":"'Offshore Wind'!AR243","v":4071.411259470814},{"$f":"'Offshore Wind'!AS243","v":4059.1302543351931},{"$f":"'Offshore Wind'!AT243","v":4046.8492491995726},{"$f":"'Offshore Wind'!AU243","v":4034.5682440639521},{"$f":"'Offshore Wind'!AV243","v":4022.2872389283293}]
[null,null,null,null,{"$f":"'Offshore Wind'!K244","v":"TRG 2 - High"},null,null,null,null,null,null,null,null,null,null,null,null,null,null,null,null,null,{"$f":"'Offshore Wind'!L244","v":5765.4992538128554},{"$f":"'Offshore Wind'!M244","v":5877.4815931112225},{"$f":"'Offshore Wind'!N244","v":5989.1568659542118},{"$f":"'Offshore Wind'!O244","v":5879.2955951999274},{"$f":"'Offshore Wind'!P244","v":5769.4343244456422},{"$f":"'Offshore Wind'!Q244","v":5659.573053691357},{"$f":"'Offshore Wind'!R244","v":5549.7117829370727},{"$f":"'Offshore Wind'!S244","v":5423.6566361605637},{"$f":"'Offshore Wind'!T244","v":5297.6014893840547},{"$f":"'Offshore Wind'!U244","v":5171.5463426075439},{"$f":"'Offshore Wind'!V244","v":5171.5463426075439},{"$f":"'Offshore Wind'!W244","v":5171.5463426075439},{"$f":"'Offshore Wind'!X244","v":5171.5463426075439},{"$f":"'Offshore Wind'!Y244","v":5171.5463426075439},{"$f":"'Offshore Wind'!Z244","v":5171.5463426075439},{"$f":"'Offshore Wind'!AA244","v":5171.5463426075439},{"$f":"'Offshore Wind'!AB244","v":5171.5463426075439},{"$f":"'Offshore Wind'!AC244","v":5171.5463426075439},{"$f":"'Offshore Wind'!AD244","v":5171.5463426075439},{"$f":"'Offshore Wind'!AE244","v":5171.5463426075439},{"$f":"'Offshore Wind'!AF244","v":5171.5463426075439},{"$f":"'Offshore Wind'!AG244","v":5171.5463426075439},{"$f":"'Offshore Wind'!AH244","v":5171.5463426075439},{"$f":"'Offshore Wind'!AI244","v":5171.5463426075439},{"$f":"'Offshore Wind'!AJ244","v":5171.5463426075439},{"$f":"'Offshore Wind'!AK244","v":5171.5463426075439},{"$f":"'Offshore Wind'!AL244","v":5171.5463426075439},{"$f":"'Offshore Wind'!AM244","v":5171.5463426075439},{"$f":"'Offshore Wind'!AN244","v":5171.5463426075439},{"$f":"'Offshore Wind'!AO244","v":5171.5463426075439},{"$f":"'Offshore Wind'!AP244","v":5171.5463426075439},{"$f":"'Offshore Wind'!AQ244","v":5171.5463426075439},{"$f":"'Offshore Wind'!AR244","v":5171.5463426075439},{"$f":"'Offshore Wind'!AS244","v":5171.5463426075439},{"$f":"'Offshore Wind'!AT244","v":5171.5463426075439},{"$f":"'Offshore Wind'!AU244","v":5171.5463426075439},{"$f":"'Offshore Wind'!AV244","v":5171.5463426075439}]
[null,null,null,null,{"$f":"'Offshore Wind'!K245","v":"TRG 3 - Low"},null,null,null,null,null,null,null,null,null,null,null,null,null,null,null,null,null,{"$f":"'Offshore Wind'!L245","v":5765.4992538128554},{"$f":"'Offshore Wind'!M245","v":5441.6645142714933},{"$f":"'Offshore Wind'!N245","v":5117.5227082747542},{"$f":"'Offshore Wind'!O245","v":4968.9577138595832},{"$f":"'Offshore Wind'!P245","v":4820.3927194444104},{"$f":"'Offshore Wind'!Q245","v":4671.8277250292394},{"$f":"'Offshore Wind'!R245","v":4523.2627306140666},{"$f":"'Offshore Wind'!S245","v":4343.183949504768},{"$f":"'Offshore Wind'!T245","v":4163.1051683954674},{"$f":"'Offshore Wind'!U245","v":3983.0263872861688},{"$f":"'Offshore Wind'!V245","v":3929.0027529533791},{"$f":"'Offshore Wind'!W245","v":3874.9791186205894},{"$f":"'Offshore Wind'!X245","v":3820.9554842877997},{"$f":"'Offshore Wind'!Y245","v":3766.93184995501},{"$f":"'Offshore Wind'!Z245","v":3712.9082156222203},{"$f":"'Offshore Wind'!AA245","v":3658.8845812894301},{"$f":"'Offshore Wind'!AB245","v":3604.8609469566404},{"$f":"'Offshore Wind'!AC245","v":3577.8491297902456},{"$f":"'Offshore Wind'!AD245","v":3550.8373126238507},{"$f":"'Offshore Wind'!AE245","v":3523.8254954574559},{"$f":"'Offshore Wind'!AF245","v":3496.813678291061},{"$f":"'Offshore Wind'!AG245","v":3469.8018611246662},{"$f":"'Offshore Wind'!AH245","v":3442.7900439582713},{"$f":"'Offshore Wind'!AI245","v":3415.7782267918765},{"$f":"'Offshore Wind'!AJ245","v":3388.7664096254816},{"$f":"'Offshore Wind'!AK245","v":3361.7545924590868},{"$f":"'Offshore Wind'!AL245","v":3334.7427752926924},{"$f":"'Offshore Wind'!AM245","v":3310.4321398429365},{"$f":"'Offshore Wind'!AN245","v":3286.1215043931811},{"$f":"'Offshore Wind'!AO245","v":3261.8108689434257},{"$f":"'Offshore Wind'!AP245","v":3237.5002334936703},{"$f":"'Offshore Wind'!AQ245","v":3213.1895980439149},{"$f":"'Offshore Wind'!AR245","v":3188.8789625941595},{"$f":"'Offshore Wind'!AS245","v":3164.5683271444045},{"$f":"'Offshore Wind'!AT245","v":3140.2576916946487},{"$f":"'Offshore Wind'!AU245","v":3115.9470562448932},{"$f":"'Offshore Wind'!AV245","v":3091.6364207951374}]
[null,null,null,null,{"$f":"'Offshore Wind'!K246","v":"TRG 3 - Mid"},{"$f":"'Offshore Wind'!#REF!","v":{"$error":"#REF!"}},{"$f":"'Offshore Wind'!#REF!","v":{"$error":"#REF!"}},{"$f":"'Offshore Wind'!#REF!","v":{"$error":"#REF!"}},{"$f":"'Offshore Wind'!#REF!","v":{"$error":"#REF!"}},{"$f":"'Offshore Wind'!#REF!","v":{"$error":"#REF!"}},{"$f":"'Offshore Wind'!#REF!","v":{"$error":"#REF!"}},{"$f":"'Offshore Wind'!#REF!","v":{"$error":"#REF!"}},{"$f":"'Offshore Wind'!#REF!","v":{"$error":"#REF!"}},{"$f":"'Offshore Wind'!#REF!","v":{"$error":"#REF!"}},{"$f":"'Offshore Wind'!#REF!","v":{"$error":"#REF!"}},{"$f":"'Offshore Wind'!#REF!","v":{"$error":"#REF!"}},{"$f":"'Offshore Wind'!#REF!","v":{"$error":"#REF!"}},{"$f":"'Offshore Wind'!#REF!","v":{"$error":"#REF!"}},null,null,null,{"$f":"'Offshore Wind'!L36","v":5765.4992538128799},{"$f":"'Offshore Wind'!L246","v":5765.4992538128554},{"$f":"'Offshore Wind'!M246","v":5648.1776638139745},{"$f":"'Offshore Wind'!N246","v":5530.5490073597193},{"$f":"'Offshore Wind'!O246","v":5386.7747068388862},{"$f":"'Offshore Wind'!P246","v":5243.0004063180522},{"$f":"'Offshore Wind'!Q246","v":5099.22610579722},{"$f":"'Offshore Wind'!R246","v":4955.4518052763851},{"$f":"'Offshore Wind'!S246","v":4775.3730241670855},{"$f":"'Offshore Wind'!T246","v":4595.2942430577868},{"$f":"'Offshore Wind'!U246","v":4415.2154619484872},{"$f":"'Offshore Wind'!V246","v":4392.0624758058621},{"$f":"'Offshore Wind'!W246","v":4368.9094896632387},{"$f":"'Offshore Wind'!X246","v":4345.7565035206144},{"$f":"'Offshore Wind'!Y246","v":4322.6035173779892},{"$f":"'Offshore Wind'!Z246","v":4299.4505312353667},{"$f":"'Offshore Wind'!AA246","v":4276.2975450927415},{"$f":"'Offshore Wind'!AB246","v":4253.1445589501182},{"$f":"'Offshore Wind'!AC246","v":4242.3398320835604},{"$f":"'Offshore Wind'!AD246","v":4231.5351052170017},{"$f":"'Offshore Wind'!AE246","v":4220.730378350444},{"$f":"'Offshore Wind'!AF246","v":4209.9256514838853},{"$f":"'Offshore Wind'!AG246","v":4199.1209246173275},{"$f":"'Offshore Wind'!AH246","v":4188.3161977507698},{"$f":"'Offshore Wind'!AI246","v":4177.511470884212},{"$f":"'Offshore Wind'!AJ246","v":4166.7067440176543},{"$f":"'Offshore Wind'!AK246","v":4155.9020171510956},{"$f":"'Offshore Wind'!AL246","v":4145.0972902845378},{"$f":"'Offshore Wind'!AM246","v":4132.8162851489169},{"$f":"'Offshore Wind'!AN246","v":4120.535280013296},{"$f":"'Offshore Wind'!AO246","v":4108.2542748776759},{"$f":"'Offshore Wind'!AP246","v":4095.973269742055},{"$f":"'Offshore Wind'!AQ246","v":4083.6922646064345},{"$f":"'Offshore Wind'!AR246","v":4071.411259470814},{"$f":"'Offshore Wind'!AS246","v":4059.1302543351931},{"$f":"'Offshore Wind'!AT246","v":4046.8492491995726},{"$f":"'Offshore Wind'!AU246","v":4034.5682440639521},{"$f":"'Offshore Wind'!AV246","v":4022.2872389283293}]
[null,null,null,null,{"$f":"'Offshore Wind'!K247","v":"TRG 3 - High"},null,null,null,null,null,null,null,null,null,null,null,null,null,null,null,null,null,{"$f":"'Offshore Wind'!L247","v":5765.4992538128554},{"$f":"'Offshore Wind'!M247","v":5877.4815931112225},{"$f":"'Offshore Wind'!N247","v":5989.1568659542118},{"$f":"'Offshore Wind'!O247","v":5879.2955951999274},{"$f":"'Offshore Wind'!P247","v":5769.4343244456422},{"$f":"'Offshore Wind'!Q247","v":5659.573053691357},{"$f":"'Offshore Wind'!R247","v":5549.7117829370727},{"$f":"'Offshore Wind'!S247","v":5423.6566361605637},{"$f":"'Offshore Wind'!T247","v":5297.6014893840547},{"$f":"'Offshore Wind'!U247","v":5171.5463426075439},{"$f":"'Offshore Wind'!V247","v":5171.5463426075439},{"$f":"'Offshore Wind'!W247","v":5171.5463426075439},{"$f":"'Offshore Wind'!X247","v":5171.5463426075439},{"$f":"'Offshore Wind'!Y247","v":5171.5463426075439},{"$f":"'Offshore Wind'!Z247","v":5171.5463426075439},{"$f":"'Offshore Wind'!AA247","v":5171.5463426075439},{"$f":"'Offshore Wind'!AB247","v":5171.5463426075439},{"$f":"'Offshore Wind'!AC247","v":5171.5463426075439},{"$f":"'Offshore Wind'!AD247","v":5171.5463426075439},{"$f":"'Offshore Wind'!AE247","v":5171.5463426075439},{"$f":"'Offshore Wind'!AF247","v":5171.5463426075439},{"$f":"'Offshore Wind'!AG247","v":5171.5463426075439},{"$f":"'Offshore Wind'!AH247","v":5171.5463426075439},{"$f":"'Offshore Wind'!AI247","v":5171.5463426075439},{"$f":"'Offshore Wind'!AJ247","v":5171.5463426075439},{"$f":"'Offshore Wind'!AK247","v":5171.5463426075439},{"$f":"'Offshore Wind'!AL247","v":5171.5463426075439},{"$f":"'Offshore Wind'!AM247","v":5171.5463426075439},{"$f":"'Offshore Wind'!AN247","v":5171.5463426075439},{"$f":"'Offshore Wind'!AO247","v":5171.5463426075439},{"$f":"'Offshore Wind'!AP247","v":5171.5463426075439},{"$f":"'Offshore Wind'!AQ247","v":5171.5463426075439},{"$f":"'Offshore Wind'!AR247","v":5171.5463426075439},{"$f":"'Offshore Wind'!AS247","v":5171.5463426075439},{"$f":"'Offshore Wind'!AT247","v":5171.5463426075439},{"$f":"'Offshore Wind'!AU247","v":5171.5463426075439},{"$f":"'Offshore Wind'!AV247","v":5171.5463426075439}]
[null,null,null,null,{"$f":"'Offshore Wind'!K248","v":"TRG 4 - Low"},null,null,null,null,null,null,null,null,null,null,null,null,null,null,null,null,null,{"$f":"'Offshore Wind'!L248","v":5765.4992538128799},{"$f":"'Offshore Wind'!M248","v":5441.6645142714933},{"$f":"'Offshore Wind'!N248","v":5117.5227082747542},{"$f":"'Offshore Wind'!O248","v":4968.9577138595832},{"$f":"'Offshore Wind'!P248","v":4820.3927194444104},{"$f":"'Offshore Wind'!Q248","v":4671.8277250292394},{"$f":"'Offshore Wind'!R248","v":4523.2627306140666},{"$f":"'Offshore Wind'!S248","v":4343.183949504768},{"$f":"'Offshore Wind'!T248","v":4163.1051683954674},{"$f":"'Offshore Wind'!U248","v":3983.0263872861688},{"$f":"'Offshore Wind'!V248","v":3929.0027529533791},{"$f":"'Offshore Wind'!W248","v":3874.9791186205894},{"$f":"'Offshore Wind'!X248","v":3820.9554842877997},{"$f":"'Offshore Wind'!Y248","v":3766.93184995501},{"$f":"'Offshore Wind'!Z248","v":3712.9082156222203},{"$f":"'Offshore Wind'!AA248","v":3658.8845812894301},{"$f":"'Offshore Wind'!AB248","v":3604.8609469566404},{"$f":"'Offshore Wind'!AC248","v":3577.8491297902456},{"$f":"'Offshore Wind'!AD248","v":3550.8373126238507},{"$f":"'Offshore Wind'!AE248","v":3523.8254954574559},{"$f":"'Offshore Wind'!AF248","v":3496.813678291061},{"$f":"'Offshore Wind'!AG248","v":3469.8018611246662},{"$f":"'Offshore Wind'!AH248","v":3442.7900439582713},{"$f":"'Offshore Wind'!AI248","v":3415.7782267918765},{"$f":"'Offshore Wind'!AJ248","v":3388.7664096254816},{"$f":"'Offshore Wind'!AK248","v":3361.7545924590868},{"$f":"'Offshore Wind'!AL248","v":3334.7427752926924},{"$f":"'Offshore Wind'!AM248","v":3310.4321398429365},{"$f":"'Offshore Wind'!AN248","v":3286.1215043931811},{"$f":"'Offshore Wind'!AO248","v":3261.8108689434257},{"$f":"'Offshore Wind'!AP248","v":3237.5002334936703},{"$f":"'Offshore Wind'!AQ248","v":3213.1895980439149},{"$f":"'Offshore Wind'!AR248","v":3188.8789625941595},{"$f":"'Offshore Wind'!AS248","v":3164.5683271444045},{"$f":"'Offshore Wind'!AT248","v":3140.2576916946487},{"$f":"'Offshore Wind'!AU248","v":3115.9470562448932},{"$f":"'Offshore Wind'!AV248","v":3091.6364207951374}]
[null,null,null,null,{"$f":"'Offshore Wind'!K249","v":"TRG 4 - Mid"},{"$f":"'Offshore Wind'!#REF!","v":{"$error":"#REF!"}},{"$f":"'Offshore Wind'!#REF!","v":{"$error":"#REF!"}},{"$f":"'Offshore Wind'!#REF!","v":{"$error":"#REF!"}},{"$f":"'Offshore Wind'!#REF!","v":{"$error":"#REF!"}},{"$f":"'Offshore Wind'!#REF!","v":{"$error":"#REF!"}},{"$f":"'Offshore Wind'!#REF!","v":{"$error":"#REF!"}},{"$f":"'Offshore Wind'!#REF!","v":{"$error":"#REF!"}},{"$f":"'Offshore Wind'!#REF!","v":{"$error":"#REF!"}},{"$f":"'Offshore Wind'!#REF!","v":{"$error":"#REF!"}},{"$f":"'Offshore Wind'!#REF!","v":{"$error":"#REF!"}},{"$f":"'Offshore Wind'!#REF!","v":{"$error":"#REF!"}},{"$f":"'Offshore Wind'!#REF!","v":{"$error":"#REF!"}},{"$f":"'Offshore Wind'!#REF!","v":{"$error":"#REF!"}},null,null,null,{"$f":"'Offshore Wind'!L37","v":5765.4992538129618},{"$f":"'Offshore Wind'!L249","v":5765.4992538128799},{"$f":"'Offshore Wind'!M249","v":5648.1776638139754},{"$f":"'Offshore Wind'!N249","v":5530.5490073597202},{"$f":"'Offshore Wind'!O249","v":5386.7747068388871},{"$f":"'Offshore Wind'!P249","v":5243.0004063180531},{"$f":"'Offshore Wind'!Q249","v":5099.226105797221},{"$f":"'Offshore Wind'!R249","v":4955.4518052763851},{"$f":"'Offshore Wind'!S249","v":4775.3730241670855},{"$f":"'Offshore Wind'!T249","v":4595.2942430577868},{"$f":"'Offshore Wind'!U249","v":4415.2154619484872},{"$f":"'Offshore Wind'!V249","v":4392.0624758058621},{"$f":"'Offshore Wind'!W249","v":4368.9094896632387},{"$f":"'Offshore Wind'!X249","v":4345.7565035206144},{"$f":"'Offshore Wind'!Y249","v":4322.6035173779892},{"$f":"'Offshore Wind'!Z249","v":4299.4505312353667},{"$f":"'Offshore Wind'!AA249","v":4276.2975450927415},{"$f":"'Offshore Wind'!AB249","v":4253.1445589501182},{"$f":"'Offshore Wind'!AC249","v":4242.3398320835604},{"$f":"'Offshore Wind'!AD249","v":4231.5351052170017},{"$f":"'Offshore Wind'!AE249","v":4220.730378350444},{"$f":"'Offshore Wind'!AF249","v":4209.9256514838853},{"$f":"'Offshore Wind'!AG249","v":4199.1209246173275},{"$f":"'Offshore Wind'!AH249","v":4188.3161977507698},{"$f":"'Offshore Wind'!AI249","v":4177.511470884212},{"$f":"'Offshore Wind'!AJ249","v":4166.7067440176543},{"$f":"'Offshore Wind'!AK249","v":4155.9020171510956},{"$f":"'Offshore Wind'!AL249","v":4145.0972902845378},{"$f":"'Offshore Wind'!AM249","v":4132.8162851489169},{"$f":"'Offshore Wind'!AN249","v":4120.535280013296},{"$f":"'Offshore Wind'!AO249","v":4108.2542748776759},{"$f":"'Offshore Wind'!AP249","v":4095.973269742055},{"$f":"'Offshore Wind'!AQ249","v":4083.6922646064345},{"$f":"'Offshore Wind'!AR249","v":4071.411259470814},{"$f":"'Offshore Wind'!AS249","v":4059.1302543351931},{"$f":"'Offshore Wind'!AT249","v":4046.8492491995726},{"$f":"'Offshore Wind'!AU249","v":4034.5682440639521},{"$f":"'Offshore Wind'!AV249","v":4022.2872389283293}]
[null,null,null,null,{"$f":"'Offshore Wind'!K250","v":"TRG 4 - High"},null,null,null,null,null,null,null,null,null,null,null,null,null,null,null,null,null,{"$f":"'Offshore Wind'!L250","v":5765.4992538128799},{"$f":"'Offshore Wind'!M250","v":5877.4815931112225},{"$f":"'Offshore Wind'!N250","v":5989.1568659542127},{"$f":"'Offshore Wind'!O250","v":5879.2955951999284},{"$f":"'Offshore Wind'!P250","v":5769.4343244456431},{"$f":"'Offshore Wind'!Q250","v":5659.5730536913579},{"$f":"'Offshore Wind'!R250","v":5549.7117829370727},{"$f":"'Offshore Wind'!S250","v":5423.6566361605637},{"$f":"'Offshore Wind'!T250","v":5297.6014893840547},{"$f":"'Offshore Wind'!U250","v":5171.5463426075439},{"$f":"'Offshore Wind'!V250","v":5171.5463426075439},{"$f":"'Offshore Wind'!W250","v":5171.5463426075439},{"$f":"'Offshore Wind'!X250","v":5171.5463426075439},{"$f":"'Offshore Wind'!Y250","v":5171.5463426075439},{"$f":"'Offshore Wind'!Z250","v":5171.5463426075439},{"$f":"'Offshore Wind'!AA250","v":5171.5463426075439},{"$f":"'Offshore Wind'!AB250","v":5171.5463426075439},{"$f":"'Offshore Wind'!AC250","v":5171.5463426075439},{"$f":"'Offshore Wind'!AD250","v":5171.5463426075439},{"$f":"'Offshore Wind'!AE250","v":5171.5463426075439},{"$f":"'Offshore Wind'!AF250","v":5171.5463426075439},{"$f":"'Offshore Wind'!AG250","v":5171.5463426075439},{"$f":"'Offshore Wind'!AH250","v":5171.5463426075439},{"$f":"'Offshore Wind'!AI250","v":5171.5463426075439},{"$f":"'Offshore Wind'!AJ250","v":5171.5463426075439},{"$f":"'Offshore Wind'!AK250","v":5171.5463426075439},{"$f":"'Offshore Wind'!AL250","v":5171.5463426075439},{"$f":"'Offshore Wind'!AM250","v":5171.5463426075439},{"$f":"'Offshore Wind'!AN250","v":5171.5463426075439},{"$f":"'Offshore Wind'!AO250","v":5171.5463426075439},{"$f":"'Offshore Wind'!AP250","v":5171.5463426075439},{"$f":"'Offshore Wind'!AQ250","v":5171.5463426075439},{"$f":"'Offshore Wind'!AR250","v":5171.5463426075439},{"$f":"'Offshore Wind'!AS250","v":5171.5463426075439},{"$f":"'Offshore Wind'!AT250","v":5171.5463426075439},{"$f":"'Offshore Wind'!AU250","v":5171.5463426075439},{"$f":"'Offshore Wind'!AV250","v":5171.5463426075439}]
[null,null,null,null,{"$f":"'Offshore Wind'!K251","v":"TRG 5 - Low"},null,null,null,null,null,null,null,null,null,null,null,null,null,null,null,null,null,{"$f":"'Offshore Wind'!L251","v":6339.9944872055039},{"$f":"'Offshore Wind'!M251","v":5981.6900336605322},{"$f":"'Offshore Wind'!N251","v":5623.0785136602371},{"$f":"'Offshore Wind'!O251","v":5458.7149003267687},{"$f":"'Offshore Wind'!P251","v":5294.3512869933002},{"$f":"'Offshore Wind'!Q251","v":5129.9876736598326},{"$f":"'Offshore Wind'!R251","v":4965.624060326365},{"$f":"'Offshore Wind'!S251","v":4766.3954381039784},{"$f":"'Offshore Wind'!T251","v":4567.1668158815937},{"$f":"'Offshore Wind'!U251","v":4367.9381936592063},{"$f":"'Offshore Wind'!V251","v":4308.169606992491},{"$f":"'Offshore Wind'!W251","v":4248.4010203257758},{"$f":"'Offshore Wind'!X251","v":4188.6324336590606},{"$f":"'Offshore Wind'!Y251","v":4128.8638469923444},{"$f":"'Offshore Wind'!Z251","v":4069.0952603256287},{"$f":"'Offshore Wind'!AA251","v":4009.3266736589135},{"$f":"'Offshore Wind'!AB251","v":3949.5580869921964},{"$f":"'Offshore Wind'!AC251","v":3919.6737936588388},{"$f":"'Offshore Wind'!AD251","v":3889.7895003254812},{"$f":"'Offshore Wind'!AE251","v":3859.9052069921236},{"$f":"'Offshore Wind'!AF251","v":3830.0209136587655},{"$f":"'Offshore Wind'!AG251","v":3800.1366203254079},{"$f":"'Offshore Wind'!AH251","v":3770.2523269920503},{"$f":"'Offshore Wind'!AI251","v":3740.3680336586922},{"$f":"'Offshore Wind'!AJ251","v":3710.4837403253346},{"$f":"'Offshore Wind'!AK251","v":3680.5994469919765},{"$f":"'Offshore Wind'!AL251","v":3650.7151536586184},{"$f":"'Offshore Wind'!AM251","v":3623.8192896585965},{"$f":"'Offshore Wind'!AN251","v":3596.9234256585746},{"$f":"'Offshore Wind'!AO251","v":3570.0275616585527},{"$f":"'Offshore Wind'!AP251","v":3543.1316976585308},{"$f":"'Offshore Wind'!AQ251","v":3516.2358336585089},{"$f":"'Offshore Wind'!AR251","v":3489.3399696584866},{"$f":"'Offshore Wind'!AS251","v":3462.4441056584651},{"$f":"'Offshore Wind'!AT251","v":3435.5482416584432},{"$f":"'Offshore Wind'!AU251","v":3408.6523776584208},{"$f":"'Offshore Wind'!AV251","v":3381.7565136583971}]
[null,null,null,null,{"$f":"'Offshore Wind'!K252","v":"TRG 5 - Mid"},{"$f":"'Offshore Wind'!#REF!","v":{"$error":"#REF!"}},{"$f":"'Offshore Wind'!#REF!","v":{"$error":"#REF!"}},{"$f":"'Offshore Wind'!#REF!","v":{"$error":"#REF!"}},{"$f":"'Offshore Wind'!#REF!","v":{"$error":"#REF!"}},{"$f":"'Offshore Wind'!#REF!","v":{"$error":"#REF!"}},{"$f":"'Offshore Wind'!#REF!","v":{"$error":"#REF!"}},{"$f":"'Offshore Wind'!#REF!","v":{"$error":"#REF!"}},{"$f":"'Offshore Wind'!#REF!","v":{"$error":"#REF!"}},{"$f":"'Offshore Wind'!#REF!","v":{"$error":"#REF!"}},{"$f":"'Offshore Wind'!#REF!","v":{"$error":"#REF!"}},{"$f":"'Offshore Wind'!#REF!","v":{"$error":"#REF!"}},{"$f":"'Offshore Wind'!#REF!","v":{"$error":"#REF!"}},{"$f":"'Offshore Wind'!#REF!","v":{"$error":"#REF!"}},null,null,null,{"$f":"'Offshore Wind'!L38","v":6339.9944872055039},{"$f":"'Offshore Wind'!L252","v":6339.9944872055039},{"$f":"'Offshore Wind'!M252","v":6212.0564454737187},{"$f":"'Offshore Wind'!N252","v":6083.8113372866137},{"$f":"'Offshore Wind'!O252","v":5923.8016913799838},{"$f":"'Offshore Wind'!P252","v":5763.7920454733521},{"$f":"'Offshore Wind'!Q252","v":5603.7823995667222},{"$f":"'Offshore Wind'!R252","v":5443.7727536600905},{"$f":"'Offshore Wind'!S252","v":5244.544131437704},{"$f":"'Offshore Wind'!T252","v":5045.3155092153193},{"$f":"'Offshore Wind'!U252","v":4846.0868869929327},{"$f":"'Offshore Wind'!V252","v":4820.4717784214827},{"$f":"'Offshore Wind'!W252","v":4794.8566698500326},{"$f":"'Offshore Wind'!X252","v":4769.2415612785835},{"$f":"'Offshore Wind'!Y252","v":4743.6264527071335},{"$f":"'Offshore Wind'!Z252","v":4718.0113441356834},{"$f":"'Offshore Wind'!AA252","v":4692.3962355642334},{"$f":"'Offshore Wind'!AB252","v":4666.7811269927852},{"$f":"'Offshore Wind'!AC252","v":4654.8274096594423},{"$f":"'Offshore Wind'!AD252","v":4642.8736923260985},{"$f":"'Offshore Wind'!AE252","v":4630.9199749927557},{"$f":"'Offshore Wind'!AF252","v":4618.9662576594119},{"$f":"'Offshore Wind'!AG252","v":4607.0125403260681},{"$f":"'Offshore Wind'!AH252","v":4595.0588229927253},{"$f":"'Offshore Wind'!AI252","v":4583.1051056593815},{"$f":"'Offshore Wind'!AJ252","v":4571.1513883260386},{"$f":"'Offshore Wind'!AK252","v":4559.1976709926957},{"$f":"'Offshore Wind'!AL252","v":4547.2439536593538},{"$f":"'Offshore Wind'!AM252","v":4533.6569684654078},{"$f":"'Offshore Wind'!AN252","v":4520.0699832714627},{"$f":"'Offshore Wind'!AO252","v":4506.4829980775175},{"$f":"'Offshore Wind'!AP252","v":4492.8960128835715},{"$f":"'Offshore Wind'!AQ252","v":4479.3090276896255},{"$f":"'Offshore Wind'!AR252","v":4465.7220424956804},{"$f":"'Offshore Wind'!AS252","v":4452.1350573017344},{"$f":"'Offshore Wind'!AT252","v":4438.5480721077893},{"$f":"'Offshore Wind'!AU252","v":4424.9610869138442},{"$f":"'Offshore Wind'!AV252","v":4411.374101719899}]
[null,null,null,null,{"$f":"'Offshore Wind'!K253","v":"TRG 5 - High"},null,null,null,null,null,null,null,null,null,null,null,null,null,null,null,null,null,{"$f":"'Offshore Wind'!L253","v":6339.9944872055039},{"$f":"'Offshore Wind'!M253","v":6461.0493564139233},{"$f":"'Offshore Wind'!N253","v":6581.7971591670203},{"$f":"'Offshore Wind'!O253","v":6461.654671123757},{"$f":"'Offshore Wind'!P253","v":6341.5121830804928},{"$f":"'Offshore Wind'!Q253","v":6221.3696950372278},{"$f":"'Offshore Wind'!R253","v":6101.2272069939627},{"$f":"'Offshore Wind'!S253","v":5961.7671714382923},{"$f":"'Offshore Wind'!T253","v":5822.3071358826228},{"$f":"'Offshore Wind'!U253","v":5682.8471003269524},{"$f":"'Offshore Wind'!V253","v":5682.8471003269524},{"$f":"'Offshore Wind'!W253","v":5682.8471003269524},{"$f":"'Offshore Wind'!X253","v":5682.8471003269524},{"$f":"'Offshore Wind'!Y253","v":5682.8471003269524},{"$f":"'Offshore Wind'!Z253","v":5682.8471003269524},{"$f":"'Offshore Wind'!AA253","v":5682.8471003269524},{"$f":"'Offshore Wind'!AB253","v":5682.8471003269524},{"$f":"'Offshore Wind'!AC253","v":5682.8471003269524},{"$f":"'Offshore Wind'!AD253","v":5682.8471003269524},{"$f":"'Offshore Wind'!AE253","v":5682.8471003269524},{"$f":"'Offshore Wind'!AF253","v":5682.8471003269524},{"$f":"'Offshore Wind'!AG253","v":5682.8471003269524},{"$f":"'Offshore Wind'!AH253","v":5682.8471003269524},{"$f":"'Offshore Wind'!AI253","v":5682.8471003269524},{"$f":"'Offshore Wind'!AJ253","v":5682.8471003269524},{"$f":"'Offshore Wind'!AK253","v":5682.8471003269524},{"$f":"'Offshore Wind'!AL253","v":5682.8471003269524},{"$f":"'Offshore Wind'!AM253","v":5682.8471003269524},{"$f":"'Offshore Wind'!AN253","v":5682.8471003269524},{"$f":"'Offshore Wind'!AO253","v":5682.8471003269524},{"$f":"'Offshore Wind'!AP253","v":5682.8471003269524},{"$f":"'Offshore Wind'!AQ253","v":5682.8471003269524},{"$f":"'Offshore Wind'!AR253","v":5682.8471003269524},{"$f":"'Offshore Wind'!AS253","v":5682.8471003269524},{"$f":"'Offshore Wind'!AT253","v":5682.8471003269524},{"$f":"'Offshore Wind'!AU253","v":5682.8471003269524},{"$f":"'Offshore Wind'!AV253","v":5682.8471003269524}]
[null,null,null,null,{"$f":"'Offshore Wind'!K254","v":"TRG 6 - Low"},null,null,null,null,null,null,null,null,null,null,null,null,null,null,null,null,null,{"$f":"'Offshore Wind'!L254","v":6339.9944872055039},{"$f":"'Offshore Wind'!M254","v":5981.6900336605322},{"$f":"'Offshore Wind'!N254","v":5623.0785136602371},{"$f":"'Offshore Wind'!O254","v":5458.7149003267687},{"$f":"'Offshore Wind'!P254","v":5294.3512869933002},{"$f":"'Offshore Wind'!Q254","v":5129.9876736598326},{"$f":"'Offshore Wind'!R254","v":4965.624060326365},{"$f":"'Offshore Wind'!S254","v":4766.3954381039784},{"$f":"'Offshore Wind'!T254","v":4567.1668158815937},{"$f":"'Offshore Wind'!U254","v":4367.9381936592063},{"$f":"'Offshore Wind'!V254","v":4308.169606992491},{"$f":"'Offshore Wind'!W254","v":4248.4010203257758},{"$f":"'Offshore Wind'!X254","v":4188.6324336590606},{"$f":"'Offshore Wind'!Y254","v":4128.8638469923444},{"$f":"'Offshore Wind'!Z254","v":4069.0952603256287},{"$f":"'Offshore Wind'!AA254","v":4009.3266736589135},{"$f":"'Offshore Wind'!AB254","v":3949.5580869921964},{"$f":"'Offshore Wind'!AC254","v":3919.6737936588388},{"$f":"'Offshore Wind'!AD254","v":3889.7895003254812},{"$f":"'Offshore Wind'!AE254","v":3859.9052069921236},{"$f":"'Offshore Wind'!AF254","v":3830.0209136587655},{"$f":"'Offshore Wind'!AG254","v":3800.1366203254079},{"$f":"'Offshore Wind'!AH254","v":3770.2523269920503},{"$f":"'Offshore Wind'!AI254","v":3740.3680336586922},{"$f":"'Offshore Wind'!AJ254","v":3710.4837403253346},{"$f":"'Offshore Wind'!AK254","v":3680.5994469919765},{"$f":"'Offshore Wind'!AL254","v":3650.7151536586184},{"$f":"'Offshore Wind'!AM254","v":3623.8192896585965},{"$f":"'Offshore Wind'!AN254","v":3596.9234256585746},{"$f":"'Offshore Wind'!AO254","v":3570.0275616585527},{"$f":"'Offshore Wind'!AP254","v":3543.1316976585308},{"$f":"'Offshore Wind'!AQ254","v":3516.2358336585089},{"$f":"'Offshore Wind'!AR254","v":3489.3399696584866},{"$f":"'Offshore Wind'!AS254","v":3462.4441056584651},{"$f":"'Offshore Wind'!AT254","v":3435.5482416584432},{"$f":"'Offshore Wind'!AU254","v":3408.6523776584208},{"$f":"'Offshore Wind'!AV254","v":3381.7565136583971}]
[null,null,null,null,{"$f":"'Offshore Wind'!K255","v":"TRG 6 - Mid"},{"$f":"'Offshore Wind'!#REF!","v":{"$error":"#REF!"}},{"$f":"'Offshore Wind'!#REF!","v":{"$error":"#REF!"}},{"$f":"'Offshore Wind'!#REF!","v":{"$error":"#REF!"}},{"$f":"'Offshore Wind'!#REF!","v":{"$error":"#REF!"}},{"$f":"'Offshore Wind'!#REF!","v":{"$error":"#REF!"}},{"$f":"'Offshore Wind'!#REF!","v":{"$error":"#REF!"}},{"$f":"'Offshore Wind'!#REF!","v":{"$error":"#REF!"}},{"$f":"'Offshore Wind'!#REF!","v":{"$error":"#REF!"}},{"$f":"'Offshore Wind'!#REF!","v":{"$error":"#REF!"}},{"$f":"'Offshore Wind'!#REF!","v":{"$error":"#REF!"}},{"$f":"'Offshore Wind'!#REF!","v":{"$error":"#REF!"}},{"$f":"'Offshore Wind'!#REF!","v":{"$error":"#REF!"}},{"$f":"'Offshore Wind'!#REF!","v":{"$error":"#REF!"}},null,null,null,{"$f":"'Offshore Wind'!L39","v":6339.9944872054994},{"$f":"'Offshore Wind'!L255","v":6339.9944872055039},{"$f":"'Offshore Wind'!M255","v":6212.0564454737187},{"$f":"'Offshore Wind'!N255","v":6083.8113372866137},{"$f":"'Offshore Wind'!O255","v":5923.8016913799838},{"$f":"'Offshore Wind'!P255","v":5763.7920454733521},{"$f":"'Offshore Wind'!Q255","v":5603.7823995667222},{"$f":"'Offshore Wind'!R255","v":5443.7727536600905},{"$f":"'Offshore Wind'!S255","v":5244.544131437704},{"$f":"'Offshore Wind'!T255","v":5045.3155092153193},{"$f":"'Offshore Wind'!U255","v":4846.0868869929327},{"$f":"'Offshore Wind'!V255","v":4820.4717784214827},{"$f":"'Offshore Wind'!W255","v":4794.8566698500326},{"$f":"'Offshore Wind'!X255","v":4769.2415612785835},{"$f":"'Offshore Wind'!Y255","v":4743.6264527071335},{"$f":"'Offshore Wind'!Z255","v":4718.0113441356834},{"$f":"'Offshore Wind'!AA255","v":4692.3962355642334},{"$f":"'Offshore Wind'!AB255","v":4666.7811269927852},{"$f":"'Offshore Wind'!AC255","v":4654.8274096594423},{"$f":"'Offshore Wind'!AD255","v":4642.8736923260985},{"$f":"'Offshore Wind'!AE255","v":4630.9199749927557},{"$f":"'Offshore Wind'!AF255","v":4618.9662576594119},{"$f":"'Offshore Wind'!AG255","v":4607.0125403260681},{"$f":"'Offshore Wind'!AH255","v":4595.0588229927253},{"$f":"'Offshore Wind'!AI255","v":4583.1051056593815},{"$f":"'Offshore Wind'!AJ255","v":4571.1513883260386},{"$f":"'Offshore Wind'!AK255","v":4559.1976709926957},{"$f":"'Offshore Wind'!AL255","v":4547.2439536593538},{"$f":"'Offshore Wind'!AM255","v":4533.6569684654078},{"$f":"'Offshore Wind'!AN255","v":4520.0699832714627},{"$f":"'Offshore Wind'!AO255","v":4506.4829980775175},{"$f":"'Offshore Wind'!AP255","v":4492.8960128835715},{"$f":"'Offshore Wind'!AQ255","v":4479.3090276896255},{"$f":"'Offshore Wind'!AR255","v":4465.7220424956804},{"$f":"'Offshore Wind'!AS255","v":4452.1350573017344},{"$f":"'Offshore Wind'!AT255","v":4438.5480721077893},{"$f":"'Offshore Wind'!AU255","v":4424.9610869138442},{"$f":"'Offshore Wind'!AV255","v":4411.374101719899}]
[null,null,null,null,{"$f":"'Offshore Wind'!K256","v":"TRG 6 - High"},null,null,null,null,null,null,null,null,null,null,null,null,null,null,null,null,null,{"$f":"'Offshore Wind'!L256","v":6339.9944872055039},{"$f":"'Offshore Wind'!M256","v":6461.0493564139233},{"$f":"'Offshore Wind'!N256","v":6581.7971591670203},{"$f":"'Offshore Wind'!O256","v":6461.654671123757},{"$f":"'Offshore Wind'!P256","v":6341.5121830804928},{"$f":"'Offshore Wind'!Q256","v":6221.3696950372278},{"$f":"'Offshore Wind'!R256","v":6101.2272069939627},{"$f":"'Offshore Wind'!S256","v":5961.7671714382923},{"$f":"'Offshore Wind'!T256","v":5822.3071358826228},{"$f":"'Offshore Wind'!U256","v":5682.8471003269524},{"$f":"'Offshore Wind'!V256","v":5682.8471003269524},{"$f":"'Offshore Wind'!W256","v":5682.8471003269524},{"$f":"'Offshore Wind'!X256","v":5682.8471003269524},{"$f":"'Offshore Wind'!Y256","v":5682.8471003269524},{"$f":"'Offshore Wind'!Z256","v":5682.8471003269524},{"$f":"'Offshore Wind'!AA256","v":5682.8471003269524},{"$f":"'Offshore Wind'!AB256","v":5682.8471003269524},{"$f":"'Offshore Wind'!AC256","v":5682.8471003269524},{"$f":"'Offshore Wind'!AD256","v":5682.8471003269524},{"$f":"'Offshore Wind'!AE256","v":5682.8471003269524},{"$f":"'Offshore Wind'!AF256","v":5682.8471003269524},{"$f":"'Offshore Wind'!AG256","v":5682.8471003269524},{"$f":"'Offshore Wind'!AH256","v":5682.8471003269524},{"$f":"'Offshore Wind'!AI256","v":5682.8471003269524},{"$f":"'Offshore Wind'!AJ256","v":5682.8471003269524},{"$f":"'Offshore Wind'!AK256","v":5682.8471003269524},{"$f":"'Offshore Wind'!AL256","v":5682.8471003269524},{"$f":"'Offshore Wind'!AM256","v":5682.8471003269524},{"$f":"'Offshore Wind'!AN256","v":5682.8471003269524},{"$f":"'Offshore Wind'!AO256","v":5682.8471003269524},{"$f":"'Offshore Wind'!AP256","v":5682.8471003269524},{"$f":"'Offshore Wind'!AQ256","v":5682.8471003269524},{"$f":"'Offshore Wind'!AR256","v":5682.8471003269524},{"$f":"'Offshore Wind'!AS256","v":5682.8471003269524},{"$f":"'Offshore Wind'!AT256","v":5682.8471003269524},{"$f":"'Offshore Wind'!AU256","v":5682.8471003269524},{"$f":"'Offshore Wind'!AV256","v":5682.8471003269524}]
[null,null,null,null,{"$f":"'Offshore Wind'!K257","v":"TRG 7 - Low"},null,null,null,null,null,null,null,null,null,null,null,null,null,null,null,null,null,{"$f":"'Offshore Wind'!L257","v":6339.9944872054994},{"$f":"'Offshore Wind'!M257","v":5981.6900336605322},{"$f":"'Offshore Wind'!N257","v":5623.0785136602371},{"$f":"'Offshore Wind'!O257","v":5458.7149003267687},{"$f":"'Offshore Wind'!P257","v":5294.3512869933002},{"$f":"'Offshore Wind'!Q257","v":5129.9876736598326},{"$f":"'Offshore Wind'!R257","v":4965.624060326365},{"$f":"'Offshore Wind'!S257","v":4766.3954381039784},{"$f":"'Offshore Wind'!T257","v":4567.1668158815937},{"$f":"'Offshore Wind'!U257","v":4367.9381936592063},{"$f":"'Offshore Wind'!V257","v":4308.169606992491},{"$f":"'Offshore Wind'!W257","v":4248.4010203257758},{"$f":"'Offshore Wind'!X257","v":4188.6324336590606},{"$f":"'Offshore Wind'!Y257","v":4128.8638469923444},{"$f":"'Offshore Wind'!Z257","v":4069.0952603256287},{"$f":"'Offshore Wind'!AA257","v":4009.3266736589135},{"$f":"'Offshore Wind'!AB257","v":3949.5580869921964},{"$f":"'Offshore Wind'!AC257","v":3919.6737936588388},{"$f":"'Offshore Wind'!AD257","v":3889.7895003254812},{"$f":"'Offshore Wind'!AE257","v":3859.9052069921236},{"$f":"'Offshore Wind'!AF257","v":3830.0209136587655},{"$f":"'Offshore Wind'!AG257","v":3800.1366203254079},{"$f":"'Offshore Wind'!AH257","v":3770.2523269920503},{"$f":"'Offshore Wind'!AI257","v":3740.3680336586922},{"$f":"'Offshore Wind'!AJ257","v":3710.4837403253346},{"$f":"'Offshore Wind'!AK257","v":3680.5994469919765},{"$f":"'Offshore Wind'!AL257","v":3650.7151536586184},{"$f":"'Offshore Wind'!AM257","v":3623.8192896585965},{"$f":"'Offshore Wind'!AN257","v":3596.9234256585746},{"$f":"'Offshore Wind'!AO257","v":3570.0275616585527},{"$f":"'Offshore Wind'!AP257","v":3543.1316976585308},{"$f":"'Offshore Wind'!AQ257","v":3516.2358336585089},{"$f":"'Offshore Wind'!AR257","v":3489.3399696584866},{"$f":"'Offshore Wind'!AS257","v":3462.4441056584651},{"$f":"'Offshore Wind'!AT257","v":3435.5482416584432},{"$f":"'Offshore Wind'!AU257","v":3408.6523776584208},{"$f":"'Offshore Wind'!AV257","v":3381.7565136583971}]
[null,null,null,null,{"$f":"'Offshore Wind'!K258","v":"TRG 7 - Mid"},{"$f":"'Offshore Wind'!#REF!","v":{"$error":"#REF!"}},{"$f":"'Offshore Wind'!#REF!","v":{"$error":"#REF!"}},{"$f":"'Offshore Wind'!#REF!","v":{"$error":"#REF!"}},{"$f":"'Offshore Wind'!#REF!","v":{"$error":"#REF!"}},{"$f":"'Offshore Wind'!#REF!","v":{"$error":"#REF!"}},{"$f":"'Offshore Wind'!#REF!","v":{"$error":"#REF!"}},{"$f":"'Offshore Wind'!#REF!","v":{"$error":"#REF!"}},{"$f":"'Offshore Wind'!#REF!","v":{"$error":"#REF!"}},{"$f":"'Offshore Wind'!#REF!","v":{"$error":"#REF!"}},{"$f":"'Offshore Wind'!#REF!","v":{"$error":"#REF!"}},{"$f":"'Offshore Wind'!#REF!","v":{"$error":"#REF!"}},{"$f":"'Offshore Wind'!#REF!","v":{"$error":"#REF!"}},{"$f":"'Offshore Wind'!#REF!","v":{"$error":"#REF!"}},null,null,null,{"$f":"'Offshore Wind'!L40","v":6339.9944872054957},{"$f":"'Offshore Wind'!L258","v":6339.9944872054994},{"$f":"'Offshore Wind'!M258","v":6212.0564454737187},{"$f":"'Offshore Wind'!N258","v":6083.8113372866137},{"$f":"'Offshore Wind'!O258","v":5923.8016913799838},{"$f":"'Offshore Wind'!P258","v":5763.7920454733521},{"$f":"'Offshore Wind'!Q258","v":5603.7823995667222},{"$f":"'Offshore Wind'!R258","v":5443.7727536600905},{"$f":"'Offshore Wind'!S258","v":5244.544131437704},{"$f":"'Offshore Wind'!T258","v":5045.3155092153193},{"$f":"'Offshore Wind'!U258","v":4846.0868869929327},{"$f":"'Offshore Wind'!V258","v":4820.4717784214827},{"$f":"'Offshore Wind'!W258","v":4794.8566698500326},{"$f":"'Offshore Wind'!X258","v":4769.2415612785835},{"$f":"'Offshore Wind'!Y258","v":4743.6264527071335},{"$f":"'Offshore Wind'!Z258","v":4718.0113441356834},{"$f":"'Offshore Wind'!AA258","v":4692.3962355642334},{"$f":"'Offshore Wind'!AB258","v":4666.7811269927852},{"$f":"'Offshore Wind'!AC258","v":4654.8274096594423},{"$f":"'Offshore Wind'!AD258","v":4642.8736923260985},{"$f":"'Offshore Wind'!AE258","v":4630.9199749927557},{"$f":"'Offshore Wind'!AF258","v":4618.9662576594119},{"$f":"'Offshore Wind'!AG258","v":4607.0125403260681},{"$f":"'Offshore Wind'!AH258","v":4595.0588229927253},{"$f":"'Offshore Wind'!AI258","v":4583.1051056593815},{"$f":"'Offshore Wind'!AJ258","v":4571.1513883260386},{"$f":"'Offshore Wind'!AK258","v":4559.1976709926957},{"$f":"'Offshore Wind'!AL258","v":4547.2439536593538},{"$f":"'Offshore Wind'!AM258","v":4533.6569684654078},{"$f":"'Offshore Wind'!AN258","v":4520.0699832714627},{"$f":"'Offshore Wind'!AO258","v":4506.4829980775175},{"$f":"'Offshore Wind'!AP258","v":4492.8960128835715},{"$f":"'Offshore Wind'!AQ258","v":4479.3090276896255},{"$f":"'Offshore Wind'!AR258","v":4465.7220424956804},{"$f":"'Offshore Wind'!AS258","v":4452.1350573017344},{"$f":"'Offshore Wind'!AT258","v":4438.5480721077893},{"$f":"'Offshore Wind'!AU258","v":4424.9610869138442},{"$f":"'Offshore Wind'!AV258","v":4411.374101719899}]
[null,null,null,null,{"$f":"'Offshore Wind'!K259","v":"TRG 7 - High"},null,null,null,null,null,null,null,null,null,null,null,null,null,null,null,null,null,{"$f":"'Offshore Wind'!L259","v":6339.9944872054994},{"$f":"'Offshore Wind'!M259","v":6461.0493564139233},{"$f":"'Offshore Wind'!N259","v":6581.7971591670193},{"$f":"'Offshore Wind'!O259","v":6461.6546711237552},{"$f":"'Offshore Wind'!P259","v":6341.5121830804919},{"$f":"'Offshore Wind'!Q259","v":6221.3696950372268},{"$f":"'Offshore Wind'!R259","v":6101.2272069939627},{"$f":"'Offshore Wind'!S259","v":5961.7671714382923},{"$f":"'Offshore Wind'!T259","v":5822.3071358826228},{"$f":"'Offshore Wind'!U259","v":5682.8471003269524},{"$f":"'Offshore Wind'!V259","v":5682.8471003269524},{"$f":"'Offshore Wind'!W259","v":5682.8471003269524},{"$f":"'Offshore Wind'!X259","v":5682.8471003269524},{"$f":"'Offshore Wind'!Y259","v":5682.8471003269524},{"$f":"'Offshore Wind'!Z259","v":5682.8471003269524},{"$f":"'Offshore Wind'!AA259","v":5682.8471003269524},{"$f":"'Offshore Wind'!AB259","v":5682.8471003269524},{"$f":"'Offshore Wind'!AC259","v":5682.8471003269524},{"$f":"'Offshore Wind'!AD259","v":5682.8471003269524},{"$f":"'Offshore Wind'!AE259","v":5682.8471003269524},{"$f":"'Offshore Wind'!AF259","v":5682.8471003269524},{"$f":"'Offshore Wind'!AG259","v":5682.8471003269524},{"$f":"'Offshore Wind'!AH259","v":5682.8471003269524},{"$f":"'Offshore Wind'!AI259","v":5682.8471003269524},{"$f":"'Offshore Wind'!AJ259","v":5682.8471003269524},{"$f":"'Offshore Wind'!AK259","v":5682.8471003269524},{"$f":"'Offshore Wind'!AL259","v":5682.8471003269524},{"$f":"'Offshore Wind'!AM259","v":5682.8471003269524},{"$f":"'Offshore Wind'!AN259","v":5682.8471003269524},{"$f":"'Offshore Wind'!AO259","v":5682.8471003269524},{"$f":"'Offshore Wind'!AP259","v":5682.8471003269524},{"$f":"'Offshore Wind'!AQ259","v":5682.8471003269524},{"$f":"'Offshore Wind'!AR259","v":5682.8471003269524},{"$f":"'Offshore Wind'!AS259","v":5682.8471003269524},{"$f":"'Offshore Wind'!AT259","v":5682.8471003269524},{"$f":"'Offshore Wind'!AU259","v":5682.8471003269524},{"$f":"'Offshore Wind'!AV259","v":5682.8471003269524}]
[null,null,null,null,{"$f":"'Offshore Wind'!K260","v":"TRG 8 - Low"},null,null,null,null,null,null,null,null,null,null,null,null,null,null,null,null,null,{"$f":"'Offshore Wind'!L260","v":7378.3023860893836},{"$f":"'Offshore Wind'!M260","v":6957.6994586113615},{"$f":"'Offshore Wind'!N260","v":6536.7894646780351},{"$f":"'Offshore Wind'!O260","v":6343.8723841252613},{"$f":"'Offshore Wind'!P260","v":6150.9553035724875},{"$f":"'Offshore Wind'!Q260","v":5958.0382230197129},{"$f":"'Offshore Wind'!R260","v":5765.1211424669382},{"$f":"'Offshore Wind'!S260","v":5531.2822569484242},{"$f":"'Offshore Wind'!T260","v":5297.4433714299103},{"$f":"'Offshore Wind'!U260","v":5063.6044859113954},{"$f":"'Offshore Wind'!V260","v":4993.4528202558404},{"$f":"'Offshore Wind'!W260","v":4923.3011546002863},{"$f":"'Offshore Wind'!X260","v":4853.1494889447313},{"$f":"'Offshore Wind'!Y260","v":4782.9978232891763},{"$f":"'Offshore Wind'!Z260","v":4712.8461576336231},{"$f":"'Offshore Wind'!AA260","v":4642.6944919780681},{"$f":"'Offshore Wind'!AB260","v":4572.542826322514},{"$f":"'Offshore Wind'!AC260","v":4537.4669934947369},{"$f":"'Offshore Wind'!AD260","v":4502.3911606669599},{"$f":"'Offshore Wind'!AE260","v":4467.3153278391819},{"$f":"'Offshore Wind'!AF260","v":4432.2394950114049},{"$f":"'Offshore Wind'!AG260","v":4397.1636621836278},{"$f":"'Offshore Wind'!AH260","v":4362.0878293558499},{"$f":"'Offshore Wind'!AI260","v":4327.0119965280737},{"$f":"'Offshore Wind'!AJ260","v":4291.9361637002958},{"$f":"'Offshore Wind'!AK260","v":4256.8603308725187},{"$f":"'Offshore Wind'!AL260","v":4221.7844980447426},{"$f":"'Offshore Wind'!AM260","v":4190.2162484997425},{"$f":"'Offshore Wind'!AN260","v":4158.6479989547433},{"$f":"'Offshore Wind'!AO260","v":4127.0797494097433},{"$f":"'Offshore Wind'!AP260","v":4095.5114998647441},{"$f":"'Offshore Wind'!AQ260","v":4063.9432503197445},{"$f":"'Offshore Wind'!AR260","v":4032.3750007747444},{"$f":"'Offshore Wind'!AS260","v":4000.8067512297448},{"$f":"'Offshore Wind'!AT260","v":3969.2385016847452},{"$f":"'Offshore Wind'!AU260","v":3937.6702521397456},{"$f":"'Offshore Wind'!AV260","v":3906.1020025947478}]
[null,null,null,null,{"$f":"'Offshore Wind'!K261","v":"TRG 8 - Mid"},{"$f":"'Offshore Wind'!#REF!","v":{"$error":"#REF!"}},{"$f":"'Offshore Wind'!#REF!","v":{"$error":"#REF!"}},{"$f":"'Offshore Wind'!#REF!","v":{"$error":"#REF!"}},{"$f":"'Offshore Wind'!#REF!","v":{"$error":"#REF!"}},{"$f":"'Offshore Wind'!#REF!","v":{"$error":"#REF!"}},{"$f":"'Offshore Wind'!#REF!","v":{"$error":"#REF!"}},{"$f":"'Offshore Wind'!#REF!","v":{"$error":"#REF!"}},{"$f":"'Offshore Wind'!#REF!","v":{"$error":"#REF!"}},{"$f":"'Offshore Wind'!#REF!","v":{"$error":"#REF!"}},{"$f":"'Offshore Wind'!#REF!","v":{"$error":"#REF!"}},{"$f":"'Offshore Wind'!#REF!","v":{"$error":"#REF!"}},{"$f":"'Offshore Wind'!#REF!","v":{"$error":"#REF!"}},{"$f":"'Offshore Wind'!#REF!","v":{"$error":"#REF!"}},null,null,null,{"$f":"'Offshore Wind'!L41","v":7378.3023860893836},{"$f":"'Offshore Wind'!L261","v":7378.3023860893836},{"$f":"'Offshore Wind'!M261","v":7228.6229463245963},{"$f":"'Offshore Wind'!N261","v":7078.636440104503},{"$f":"'Offshore Wind'!O261","v":6890.56094700622},{"$f":"'Offshore Wind'!P261","v":6702.4854539079379},{"$f":"'Offshore Wind'!Q261","v":6514.4099608096549},{"$f":"'Offshore Wind'!R261","v":6326.3344677113728},{"$f":"'Offshore Wind'!S261","v":6092.4955821928579},{"$f":"'Offshore Wind'!T261","v":5858.6566966743439},{"$f":"'Offshore Wind'!U261","v":5624.8178111558291},{"$f":"'Offshore Wind'!V261","v":5594.7528115891637},{"$f":"'Offshore Wind'!W261","v":5564.6878120224983},{"$f":"'Offshore Wind'!X261","v":5534.622812455832},{"$f":"'Offshore Wind'!Y261","v":5504.5578128891657},{"$f":"'Offshore Wind'!Z261","v":5474.4928133225003},{"$f":"'Offshore Wind'!AA261","v":5444.427813755834},{"$f":"'Offshore Wind'!AB261","v":5414.362814189165},{"$f":"'Offshore Wind'!AC261","v":5400.3324810580552},{"$f":"'Offshore Wind'!AD261","v":5386.3021479269446},{"$f":"'Offshore Wind'!AE261","v":5372.271814795834},{"$f":"'Offshore Wind'!AF261","v":5358.2414816647242},{"$f":"'Offshore Wind'!AG261","v":5344.2111485336136},{"$f":"'Offshore Wind'!AH261","v":5330.180815402503},{"$f":"'Offshore Wind'!AI261","v":5316.1504822713923},{"$f":"'Offshore Wind'!AJ261","v":5302.1201491402826},{"$f":"'Offshore Wind'!AK261","v":5288.089816009172},{"$f":"'Offshore Wind'!AL261","v":5274.0594828780577},{"$f":"'Offshore Wind'!AM261","v":5258.1121484043888},{"$f":"'Offshore Wind'!AN261","v":5242.164813930719},{"$f":"'Offshore Wind'!AO261","v":5226.2174794570492},{"$f":"'Offshore Wind'!AP261","v":5210.2701449833803},{"$f":"'Offshore Wind'!AQ261","v":5194.3228105097105},{"$f":"'Offshore Wind'!AR261","v":5178.3754760360416},{"$f":"'Offshore Wind'!AS261","v":5162.4281415623727},{"$f":"'Offshore Wind'!AT261","v":5146.4808070887038},{"$f":"'Offshore Wind'!AU261","v":5130.533472615034},{"$f":"'Offshore Wind'!AV261","v":5114.5861381413615}]
[null,null,null,null,{"$f":"'Offshore Wind'!K262","v":"TRG 8 - High"},null,null,null,null,null,null,null,null,null,null,null,null,null,null,null,null,null,{"$f":"'Offshore Wind'!L262","v":7378.3023860893836},{"$f":"'Offshore Wind'!M262","v":7520.51063761768},{"$f":"'Offshore Wind'!N262","v":7662.4118226906721},{"$f":"'Offshore Wind'!O262","v":7521.3095644986224},{"$f":"'Offshore Wind'!P262","v":7380.2073063065718},{"$f":"'Offshore Wind'!Q262","v":7239.1050481145221},{"$f":"'Offshore Wind'!R262","v":7098.0027899224706},{"$f":"'Offshore Wind'!S262","v":6934.3155700595098},{"$f":"'Offshore Wind'!T262","v":6770.628350196549},{"$f":"'Offshore Wind'!U262","v":6606.9411303335901},{"$f":"'Offshore Wind'!V262","v":6606.9411303335901},{"$f":"'Offshore Wind'!W262","v":6606.9411303335901},{"$f":"'Offshore Wind'!X262","v":6606.9411303335901},{"$f":"'Offshore Wind'!Y262","v":6606.9411303335901},{"$f":"'Offshore Wind'!Z262","v":6606.9411303335901},{"$f":"'Offshore Wind'!AA262","v":6606.9411303335901},{"$f":"'Offshore Wind'!AB262","v":6606.9411303335901},{"$f":"'Offshore Wind'!AC262","v":6606.9411303335901},{"$f":"'Offshore Wind'!AD262","v":6606.9411303335901},{"$f":"'Offshore Wind'!AE262","v":6606.9411303335901},{"$f":"'Offshore Wind'!AF262","v":6606.9411303335901},{"$f":"'Offshore Wind'!AG262","v":6606.9411303335901},{"$f":"'Offshore Wind'!AH262","v":6606.9411303335901},{"$f":"'Offshore Wind'!AI262","v":6606.9411303335901},{"$f":"'Offshore Wind'!AJ262","v":6606.9411303335901},{"$f":"'Offshore Wind'!AK262","v":6606.9411303335901},{"$f":"'Offshore Wind'!AL262","v":6606.9411303335901},{"$f":"'Offshore Wind'!AM262","v":6606.9411303335901},{"$f":"'Offshore Wind'!AN262","v":6606.9411303335901},{"$f":"'Offshore Wind'!AO262","v":6606.9411303335901},{"$f":"'Offshore Wind'!AP262","v":6606.9411303335901},{"$f":"'Offshore Wind'!AQ262","v":6606.9411303335901},{"$f":"'Offshore Wind'!AR262","v":6606.9411303335901},{"$f":"'Offshore Wind'!AS262","v":6606.9411303335901},{"$f":"'Offshore Wind'!AT262","v":6606.9411303335901},{"$f":"'Offshore Wind'!AU262","v":6606.9411303335901},{"$f":"'Offshore Wind'!AV262","v":6606.9411303335901}]
[null,null,null,null,{"$f":"'Offshore Wind'!K263","v":"TRG 9 - Low"},null,null,null,null,null,null,null,null,null,null,null,null,null,null,null,null,null,{"$f":"'Offshore Wind'!L263","v":7378.3023860893836},{"$f":"'Offshore Wind'!M263","v":6957.6994586113615},{"$f":"'Offshore Wind'!N263","v":6536.7894646780351},{"$f":"'Offshore Wind'!O263","v":6343.8723841252613},{"$f":"'Offshore Wind'!P263","v":6150.9553035724875},{"$f":"'Offshore Wind'!Q263","v":5958.0382230197129},{"$f":"'Offshore Wind'!R263","v":5765.1211424669382},{"$f":"'Offshore Wind'!S263","v":5531.2822569484242},{"$f":"'Offshore Wind'!T263","v":5297.4433714299103},{"$f":"'Offshore Wind'!U263","v":5063.6044859113954},{"$f":"'Offshore Wind'!V263","v":4993.4528202558404},{"$f":"'Offshore Wind'!W263","v":4923.3011546002863},{"$f":"'Offshore Wind'!X263","v":4853.1494889447313},{"$f":"'Offshore Wind'!Y263","v":4782.9978232891763},{"$f":"'Offshore Wind'!Z263","v":4712.8461576336231},{"$f":"'Offshore Wind'!AA263","v":4642.6944919780681},{"$f":"'Offshore Wind'!AB263","v":4572.542826322514},{"$f":"'Offshore Wind'!AC263","v":4537.4669934947369},{"$f":"'Offshore Wind'!AD263","v":4502.3911606669599},{"$f":"'Offshore Wind'!AE263","v":4467.3153278391819},{"$f":"'Offshore Wind'!AF263","v":4432.2394950114049},{"$f":"'Offshore Wind'!AG263","v":4397.1636621836278},{"$f":"'Offshore Wind'!AH263","v":4362.0878293558499},{"$f":"'Offshore Wind'!AI263","v":4327.0119965280737},{"$f":"'Offshore Wind'!AJ263","v":4291.9361637002958},{"$f":"'Offshore Wind'!AK263","v":4256.8603308725187},{"$f":"'Offshore Wind'!AL263","v":4221.7844980447426},{"$f":"'Offshore Wind'!AM263","v":4190.2162484997425},{"$f":"'Offshore Wind'!AN263","v":4158.6479989547433},{"$f":"'Offshore Wind'!AO263","v":4127.0797494097433},{"$f":"'Offshore Wind'!AP263","v":4095.5114998647441},{"$f":"'Offshore Wind'!AQ263","v":4063.9432503197445},{"$f":"'Offshore Wind'!AR263","v":4032.3750007747444},{"$f":"'Offshore Wind'!AS263","v":4000.8067512297448},{"$f":"'Offshore Wind'!AT263","v":3969.2385016847452},{"$f":"'Offshore Wind'!AU263","v":3937.6702521397456},{"$f":"'Offshore Wind'!AV263","v":3906.1020025947478}]
[null,null,null,null,{"$f":"'Offshore Wind'!K264","v":"TRG 9 - Mid"},{"$f":"'Offshore Wind'!#REF!","v":{"$error":"#REF!"}},{"$f":"'Offshore Wind'!#REF!","v":{"$error":"#REF!"}},{"$f":"'Offshore Wind'!#REF!","v":{"$error":"#REF!"}},{"$f":"'Offshore Wind'!#REF!","v":{"$error":"#REF!"}},{"$f":"'Offshore Wind'!#REF!","v":{"$error":"#REF!"}},{"$f":"'Offshore Wind'!#REF!","v":{"$error":"#REF!"}},{"$f":"'Offshore Wind'!#REF!","v":{"$error":"#REF!"}},{"$f":"'Offshore Wind'!#REF!","v":{"$error":"#REF!"}},{"$f":"'Offshore Wind'!#REF!","v":{"$error":"#REF!"}},{"$f":"'Offshore Wind'!#REF!","v":{"$error":"#REF!"}},{"$f":"'Offshore Wind'!#REF!","v":{"$error":"#REF!"}},{"$f":"'Offshore Wind'!#REF!","v":{"$error":"#REF!"}},{"$f":"'Offshore Wind'!#REF!","v":{"$error":"#REF!"}},null,null,null,{"$f":"'Offshore Wind'!L42","v":7378.3023860894591},{"$f":"'Offshore Wind'!L264","v":7378.3023860893836},{"$f":"'Offshore Wind'!M264","v":7228.6229463245963},{"$f":"'Offshore Wind'!N264","v":7078.636440104503},{"$f":"'Offshore Wind'!O264","v":6890.56094700622},{"$f":"'Offshore Wind'!P264","v":6702.4854539079379},{"$f":"'Offshore Wind'!Q264","v":6514.4099608096549},{"$f":"'Offshore Wind'!R264","v":6326.3344677113728},{"$f":"'Offshore Wind'!S264","v":6092.4955821928579},{"$f":"'Offshore Wind'!T264","v":5858.6566966743439},{"$f":"'Offshore Wind'!U264","v":5624.8178111558291},{"$f":"'Offshore Wind'!V264","v":5594.7528115891637},{"$f":"'Offshore Wind'!W264","v":5564.6878120224983},{"$f":"'Offshore Wind'!X264","v":5534.622812455832},{"$f":"'Offshore Wind'!Y264","v":5504.5578128891657},{"$f":"'Offshore Wind'!Z264","v":5474.4928133225003},{"$f":"'Offshore Wind'!AA264","v":5444.427813755834},{"$f":"'Offshore Wind'!AB264","v":5414.362814189165},{"$f":"'Offshore Wind'!AC264","v":5400.3324810580552},{"$f":"'Offshore Wind'!AD264","v":5386.3021479269446},{"$f":"'Offshore Wind'!AE264","v":5372.271814795834},{"$f":"'Offshore Wind'!AF264","v":5358.2414816647242},{"$f":"'Offshore Wind'!AG264","v":5344.2111485336136},{"$f":"'Offshore Wind'!AH264","v":5330.180815402503},{"$f":"'Offshore Wind'!AI264","v":5316.1504822713923},{"$f":"'Offshore Wind'!AJ264","v":5302.1201491402826},{"$f":"'Offshore Wind'!AK264","v":5288.089816009172},{"$f":"'Offshore Wind'!AL264","v":5274.0594828780577},{"$f":"'Offshore Wind'!AM264","v":5258.1121484043888},{"$f":"'Offshore Wind'!AN264","v":5242.164813930719},{"$f":"'Offshore Wind'!AO264","v":5226.2174794570492},{"$f":"'Offshore Wind'!AP264","v":5210.2701449833803},{"$f":"'Offshore Wind'!AQ264","v":5194.3228105097105},{"$f":"'Offshore Wind'!AR264","v":5178.3754760360416},{"$f":"'Offshore Wind'!AS264","v":5162.4281415623727},{"$f":"'Offshore Wind'!AT264","v":5146.4808070887038},{"$f":"'Offshore Wind'!AU264","v":5130.533472615034},{"$f":"'Offshore Wind'!AV264","v":5114.5861381413615}]
[null,null,null,null,{"$f":"'Offshore Wind'!K265","v":"TRG 9 - High"},null,null,null,null,null,null,null,null,null,null,null,null,null,null,null,null,null,{"$f":"'Offshore Wind'!L265","v":7378.3023860893836},{"$f":"'Offshore Wind'!M265","v":7520.51063761768},{"$f":"'Offshore Wind'!N265","v":7662.4118226906721},{"$f":"'Offshore Wind'!O265","v":7521.3095644986224},{"$f":"'Offshore Wind'!P265","v":7380.2073063065718},{"$f":"'Offshore Wind'!Q265","v":7239.1050481145221},{"$f":"'Offshore Wind'!R265","v":7098.0027899224706},{"$f":"'Offshore Wind'!S265","v":6934.3155700595098},{"$f":"'Offshore Wind'!T265","v":6770.628350196549},{"$f":"'Offshore Wind'!U265","v":6606.9411303335901},{"$f":"'Offshore Wind'!V265","v":6606.9411303335901},{"$f":"'Offshore Wind'!W265","v":6606.9411303335901},{"$f":"'Offshore Wind'!X265","v":6606.9411303335901},{"$f":"'Offshore Wind'!Y265","v":6606.9411303335901},{"$f":"'Offshore Wind'!Z265","v":6606.9411303335901},{"$f":"'Offshore Wind'!AA265","v":6606.9411303335901},{"$f":"'Offshore Wind'!AB265","v":6606.9411303335901},{"$f":"'Offshore Wind'!AC265","v":6606.9411303335901},{"$f":"'Offshore Wind'!AD265","v":6606.9411303335901},{"$f":"'Offshore Wind'!AE265","v":6606.9411303335901},{"$f":"'Offshore Wind'!AF265","v":6606.9411303335901},{"$f":"'Offshore Wind'!AG265","v":6606.9411303335901},{"$f":"'Offshore Wind'!AH265","v":6606.9411303335901},{"$f":"'Offshore Wind'!AI265","v":6606.9411303335901},{"$f":"'Offshore Wind'!AJ265","v":6606.9411303335901},{"$f":"'Offshore Wind'!AK265","v":6606.9411303335901},{"$f":"'Offshore Wind'!AL265","v":6606.9411303335901},{"$f":"'Offshore Wind'!AM265","v":6606.9411303335901},{"$f":"'Offshore Wind'!AN265","v":6606.9411303335901},{"$f":"'Offshore Wind'!AO265","v":6606.9411303335901},{"$f":"'Offshore Wind'!AP265","v":6606.9411303335901},{"$f":"'Offshore Wind'!AQ265","v":6606.9411303335901},{"$f":"'Offshore Wind'!AR265","v":6606.9411303335901},{"$f":"'Offshore Wind'!AS265","v":6606.9411303335901},{"$f":"'Offshore Wind'!AT265","v":6606.9411303335901},{"$f":"'Offshore Wind'!AU265","v":6606.9411303335901},{"$f":"'Offshore Wind'!AV265","v":6606.9411303335901}]
[null,null,null,null,{"$f":"'Offshore Wind'!K266","v":"TRG 10 - Low"},null,null,null,null,null,null,null,null,null,null,null,null,null,null,null,null,null,{"$f":"'Offshore Wind'!L266","v":7378.3023860894591},{"$f":"'Offshore Wind'!M266","v":6957.6994586113615},{"$f":"'Offshore Wind'!N266","v":6536.7894646780351},{"$f":"'Offshore Wind'!O266","v":6343.8723841252613},{"$f":"'Offshore Wind'!P266","v":6150.9553035724875},{"$f":"'Offshore Wind'!Q266","v":5958.0382230197129},{"$f":"'Offshore Wind'!R266","v":5765.1211424669382},{"$f":"'Offshore Wind'!S266","v":5531.2822569484242},{"$f":"'Offshore Wind'!T266","v":5297.4433714299103},{"$f":"'Offshore Wind'!U266","v":5063.6044859113954},{"$f":"'Offshore Wind'!V266","v":4993.4528202558404},{"$f":"'Offshore Wind'!W266","v":4923.3011546002863},{"$f":"'Offshore Wind'!X266","v":4853.1494889447313},{"$f":"'Offshore Wind'!Y266","v":4782.9978232891763},{"$f":"'Offshore Wind'!Z266","v":4712.8461576336231},{"$f":"'Offshore Wind'!AA266","v":4642.6944919780681},{"$f":"'Offshore Wind'!AB266","v":4572.542826322514},{"$f":"'Offshore Wind'!AC266","v":4537.4669934947369},{"$f":"'Offshore Wind'!AD266","v":4502.3911606669599},{"$f":"'Offshore Wind'!AE266","v":4467.3153278391819},{"$f":"'Offshore Wind'!AF266","v":4432.2394950114049},{"$f":"'Offshore Wind'!AG266","v":4397.1636621836278},{"$f":"'Offshore Wind'!AH266","v":4362.0878293558499},{"$f":"'Offshore Wind'!AI266","v":4327.0119965280737},{"$f":"'Offshore Wind'!AJ266","v":4291.9361637002958},{"$f":"'Offshore Wind'!AK266","v":4256.8603308725187},{"$f":"'Offshore Wind'!AL266","v":4221.7844980447426},{"$f":"'Offshore Wind'!AM266","v":4190.2162484997425},{"$f":"'Offshore Wind'!AN266","v":4158.6479989547433},{"$f":"'Offshore Wind'!AO266","v":4127.0797494097433},{"$f":"'Offshore Wind'!AP266","v":4095.5114998647441},{"$f":"'Offshore Wind'!AQ266","v":4063.9432503197445},{"$f":"'Offshore Wind'!AR266","v":4032.3750007747444},{"$f":"'Offshore Wind'!AS266","v":4000.8067512297448},{"$f":"'Offshore Wind'!AT266","v":3969.2385016847452},{"$f":"'Offshore Wind'!AU266","v":3937.6702521397456},{"$f":"'Offshore Wind'!AV266","v":3906.1020025947478}]
[null,null,null,null,{"$f":"'Offshore Wind'!K267","v":"TRG 10 - Mid"},{"$f":"'Offshore Wind'!#REF!","v":{"$error":"#REF!"}},{"$f":"'Offshore Wind'!#REF!","v":{"$error":"#REF!"}},{"$f":"'Offshore Wind'!#REF!","v":{"$error":"#REF!"}},{"$f":"'Offshore Wind'!#REF!","v":{"$error":"#REF!"}},{"$f":"'Offshore Wind'!#REF!","v":{"$error":"#REF!"}},{"$f":"'Offshore Wind'!#REF!","v":{"$error":"#REF!"}},{"$f":"'Offshore Wind'!#REF!","v":{"$error":"#REF!"}},{"$f":"'Offshore Wind'!#REF!","v":{"$error":"#REF!"}},{"$f":"'Offshore Wind'!#REF!","v":{"$error":"#REF!"}},{"$f":"'Offshore Wind'!#REF!","v":{"$error":"#REF!"}},{"$f":"'Offshore Wind'!#REF!","v":{"$error":"#REF!"}},{"$f":"'Offshore Wind'!#REF!","v":{"$error":"#REF!"}},{"$f":"'Offshore Wind'!#REF!","v":{"$error":"#REF!"}},null,null,null,{"$f":"'Offshore Wind'!L43","v":7378.3023860894482},{"$f":"'Offshore Wind'!L267","v":7378.3023860894591},{"$f":"'Offshore Wind'!M267","v":7228.6229463245963},{"$f":"'Offshore Wind'!N267","v":7078.636440104503},{"$f":"'Offshore Wind'!O267","v":6890.56094700622},{"$f":"'Offshore Wind'!P267","v":6702.4854539079379},{"$f":"'Offshore Wind'!Q267","v":6514.4099608096549},{"$f":"'Offshore Wind'!R267","v":6326.3344677113728},{"$f":"'Offshore Wind'!S267","v":6092.4955821928579},{"$f":"'Offshore Wind'!T267","v":5858.6566966743439},{"$f":"'Offshore Wind'!U267","v":5624.8178111558291},{"$f":"'Offshore Wind'!V267","v":5594.7528115891637},{"$f":"'Offshore Wind'!W267","v":5564.6878120224983},{"$f":"'Offshore Wind'!X267","v":5534.622812455832},{"$f":"'Offshore Wind'!Y267","v":5504.5578128891657},{"$f":"'Offshore Wind'!Z267","v":5474.4928133225003},{"$f":"'Offshore Wind'!AA267","v":5444.427813755834},{"$f":"'Offshore Wind'!AB267","v":5414.362814189165},{"$f":"'Offshore Wind'!AC267","v":5400.3324810580552},{"$f":"'Offshore Wind'!AD267","v":5386.3021479269446},{"$f":"'Offshore Wind'!AE267","v":5372.271814795834},{"$f":"'Offshore Wind'!AF267","v":5358.2414816647242},{"$f":"'Offshore Wind'!AG267","v":5344.2111485336136},{"$f":"'Offshore Wind'!AH267","v":5330.180815402503},{"$f":"'Offshore Wind'!AI267","v":5316.1504822713923},{"$f":"'Offshore Wind'!AJ267","v":5302.1201491402826},{"$f":"'Offshore Wind'!AK267","v":5288.089816009172},{"$f":"'Offshore Wind'!AL267","v":5274.0594828780577},{"$f":"'Offshore Wind'!AM267","v":5258.1121484043888},{"$f":"'Offshore Wind'!AN267","v":5242.164813930719},{"$f":"'Offshore Wind'!AO267","v":5226.2174794570492},{"$f":"'Offshore Wind'!AP267","v":5210.2701449833803},{"$f":"'Offshore Wind'!AQ267","v":5194.3228105097105},{"$f":"'Offshore Wind'!AR267","v":5178.3754760360416},{"$f":"'Offshore Wind'!AS267","v":5162.4281415623727},{"$f":"'Offshore Wind'!AT267","v":5146.4808070887038},{"$f":"'Offshore Wind'!AU267","v":5130.533472615034},{"$f":"'Offshore Wind'!AV267","v":5114.5861381413615}]
[null,null,null,null,{"$f":"'Offshore Wind'!K268","v":"TRG 10 - High"},null,null,null,null,null,null,null,null,null,null,null,null,null,null,null,null,null,{"$f":"'Offshore Wind'!L268","v":7378.3023860894591},{"$f":"'Offshore Wind'!M268","v":7520.51063761768},{"$f":"'Offshore Wind'!N268","v":7662.4118226906721},{"$f":"'Offshore Wind'!O268","v":7521.3095644986224},{"$f":"'Offshore Wind'!P268","v":7380.2073063065718},{"$f":"'Offshore Wind'!Q268","v":7239.1050481145221},{"$f":"'Offshore Wind'!R268","v":7098.0027899224706},{"$f":"'Offshore Wind'!S268","v":6934.3155700595098},{"$f":"'Offshore Wind'!T268","v":6770.628350196549},{"$f":"'Offshore Wind'!U268","v":6606.9411303335901},{"$f":"'Offshore Wind'!V268","v":6606.9411303335901},{"$f":"'Offshore Wind'!W268","v":6606.9411303335901},{"$f":"'Offshore Wind'!X268","v":6606.9411303335901},{"$f":"'Offshore Wind'!Y268","v":6606.9411303335901},{"$f":"'Offshore Wind'!Z268","v":6606.9411303335901},{"$f":"'Offshore Wind'!AA268","v":6606.9411303335901},{"$f":"'Offshore Wind'!AB268","v":6606.9411303335901},{"$f":"'Offshore Wind'!AC268","v":6606.9411303335901},{"$f":"'Offshore Wind'!AD268","v":6606.9411303335901},{"$f":"'Offshore Wind'!AE268","v":6606.9411303335901},{"$f":"'Offshore Wind'!AF268","v":6606.9411303335901},{"$f":"'Offshore Wind'!AG268","v":6606.9411303335901},{"$f":"'Offshore Wind'!AH268","v":6606.9411303335901},{"$f":"'Offshore Wind'!AI268","v":6606.9411303335901},{"$f":"'Offshore Wind'!AJ268","v":6606.9411303335901},{"$f":"'Offshore Wind'!AK268","v":6606.9411303335901},{"$f":"'Offshore Wind'!AL268","v":6606.9411303335901},{"$f":"'Offshore Wind'!AM268","v":6606.9411303335901},{"$f":"'Offshore Wind'!AN268","v":6606.9411303335901},{"$f":"'Offshore Wind'!AO268","v":6606.9411303335901},{"$f":"'Offshore Wind'!AP268","v":6606.9411303335901},{"$f":"'Offshore Wind'!AQ268","v":6606.9411303335901},{"$f":"'Offshore Wind'!AR268","v":6606.9411303335901},{"$f":"'Offshore Wind'!AS268","v":6606.9411303335901},{"$f":"'Offshore Wind'!AT268","v":6606.9411303335901},{"$f":"'Offshore Wind'!AU268","v":6606.9411303335901},{"$f":"'Offshore Wind'!AV268","v":6606.9411303335901}]
[]
[null,null,null,null,null,{"$f":"F4","v":2000},2001,2002,2003,2004,2005,2006,2007,2008,2009,2010,2011,2012,2010,2011,2012,{"$f":"V4","v":2013},2014,2015,2016,2017,2018,2019,2020,2021,2022,2023,2024,2025,2026,2027,2028,2029,2030,2031,2032,2033,2034,2035,2036,2037,2038,2039,2040,2041,2042,2043,2044,2045,2046,2047,2048,2049,2050]
[null,"Offshore Wind",null,"Net Capacity Factor (%)",{"$f":"'Offshore Wind'!K177","v":"TRG 1 - Low"},null,null,null,null,null,null,null,null,null,null,null,null,null,null,null,null,null,{"$f":"'Offshore Wind'!L177","v":0.47425895065325047},{"$f":"'Offshore Wind'!M177","v":0.47469205010102761},{"$f":"'Offshore Wind'!N177","v":0.47510394395064776},{"$f":"'Offshore Wind'!O177","v":0.47773407282088581},{"$f":"'Offshore Wind'!P177","v":0.48036425366405683},{"$f":"'Offshore Wind'!Q177","v":0.48299449139498019},{"$f":"'Offshore Wind'!R177","v":0.48562479156833782},{"$f":"'Offshore Wind'!S177","v":0.50149012995454367},{"$f":"'Offshore Wind'!T177","v":0.51735562757603382},{"$f":"'Offshore Wind'!U177","v":0.53322130419449298},{"$f":"'Offshore Wind'!V177","v":0.53363283369235825},{"$f":"'Offshore Wind'!W177","v":0.53404437649457037},{"$f":"'Offshore Wind'!X177","v":0.53445593315268503},{"$f":"'Offshore Wind'!Y177","v":0.53486750424917273},{"$f":"'Offshore Wind'!Z177","v":0.53527909039961585},{"$f":"'Offshore Wind'!AA177","v":0.53569069225509491},{"$f":"'Offshore Wind'!AB177","v":0.53610231050478518},{"$f":"'Offshore Wind'!AC177","v":0.53638019057899322},{"$f":"'Offshore Wind'!AD177","v":0.53665807490284345},{"$f":"'Offshore Wind'!AE177","v":0.53693596356937756},{"$f":"'Offshore Wind'!AF177","v":0.53721385667437416},{"$f":"'Offshore Wind'!AG177","v":0.53749175431644824},{"$f":"'Offshore Wind'!AH177","v":0.5377696565971587},{"$f":"'Offshore Wind'!AI177","v":0.53804756362111827},{"$f":"'Offshore Wind'!AJ177","v":0.5383254754961091},{"$f":"'Offshore Wind'!AK177","v":0.53860339233320353},{"$f":"'Offshore Wind'!AL177","v":0.53888131424689112},{"$f":"'Offshore Wind'!AM177","v":0.53998452615289094},{"$f":"'Offshore Wind'!AN177","v":0.54108774297378881},{"$f":"'Offshore Wind'!AO177","v":0.54219096481032103},{"$f":"'Offshore Wind'!AP177","v":0.54329419176599636},{"$f":"'Offshore Wind'!AQ177","v":0.54439742394719115},{"$f":"'Offshore Wind'!AR177","v":0.5455006614632496},{"$f":"'Offshore Wind'!AS177","v":0.54660390442658813},{"$f":"'Offshore Wind'!AT177","v":0.54770715295280437},{"$f":"'Offshore Wind'!AU177","v":0.54881040716078933},{"$f":"'Offshore Wind'!AV177","v":0.5499136671728464}]
[null,null,null,null,{"$f":"'Offshore Wind'!K178","v":"TRG 1 - Mid"},{"$f":"'Offshore Wind'!#REF!","v":{"$error":"#REF!"}},{"$f":"'Offshore Wind'!#REF!","v":{"$error":"#REF!"}},{"$f":"'Offshore Wind'!#REF!","v":{"$error":"#REF!"}},{"$f":"'Offshore Wind'!#REF!","v":{"$error":"#REF!"}},{"$f":"'Offshore Wind'!#REF!","v":{"$error":"#REF!"}},{"$f":"'Offshore Wind'!#REF!","v":{"$error":"#REF!"}},{"$f":"'Offshore Wind'!#REF!","v":{"$error":"#REF!"}},{"$f":"'Offshore Wind'!#REF!","v":{"$error":"#REF!"}},{"$f":"'Offshore Wind'!#REF!","v":{"$error":"#REF!"}},{"$f":"'Offshore Wind'!#REF!","v":{"$error":"#REF!"}},{"$f":"'Offshore Wind'!#REF!","v":{"$error":"#REF!"}},{"$f":"'Offshore Wind'!#REF!","v":{"$error":"#REF!"}},{"$f":"'Offshore Wind'!#REF!","v":{"$error":"#REF!"}},null,null,null,{"$f":"'Offshore Wind'!L12","v":0.47425895065325047},{"$f":"'Offshore Wind'!L178","v":0.47425895065325047},{"$f":"'Offshore Wind'!M178","v":0.47428073106616092},{"$f":"'Offshore Wind'!N178","v":0.47428116519872338},{"$f":"'Offshore Wind'!O178","v":0.47696105309112152},{"$f":"'Offshore Wind'!P178","v":0.4796409847514122},{"$f":"'Offshore Wind'!Q178","v":0.48232096409972053},{"$f":"'Offshore Wind'!R178","v":0.4850009955387265},{"$f":"'Offshore Wind'!S178","v":0.49549671426422492},{"$f":"'Offshore Wind'!T178","v":0.50599254748051048},{"$f":"'Offshore Wind'!U178","v":0.51648850875619134},{"$f":"'Offshore Wind'!V178","v":0.51692872999773987},{"$f":"'Offshore Wind'!W178","v":0.5173689536758439},{"$f":"'Offshore Wind'!X178","v":0.5178091798341371},{"$f":"'Offshore Wind'!Y178","v":0.51824940851730217},{"$f":"'Offshore Wind'!Z178","v":0.51868963977110127},{"$f":"'Offshore Wind'!AA178","v":0.51912987364240848},{"$f":"'Offshore Wind'!AB178","v":0.51957011017924581},{"$f":"'Offshore Wind'!AC178","v":0.52017754991711396},{"$f":"'Offshore Wind'!AD178","v":0.5207849902126277},{"$f":"'Offshore Wind'!AE178","v":0.52139243106986477},{"$f":"'Offshore Wind'!AF178","v":0.52199987249294266},{"$f":"'Offshore Wind'!AG178","v":0.52260731448601871},{"$f":"'Offshore Wind'!AH178","v":0.52321475705329157},{"$f":"'Offshore Wind'!AI178","v":0.52382220019900083},{"$f":"'Offshore Wind'!AJ178","v":0.52442964392742841},{"$f":"'Offshore Wind'!AK178","v":0.5250370882428983},{"$f":"'Offshore Wind'!AL178","v":0.52564453314977699},{"$f":"'Offshore Wind'!AM178","v":0.52622511624638968},{"$f":"'Offshore Wind'!AN178","v":0.52680570007428318},{"$f":"'Offshore Wind'!AO178","v":0.52738628463966464},{"$f":"'Offshore Wind'!AP178","v":0.52796686994881237},{"$f":"'Offshore Wind'!AQ178","v":0.52854745600807529},{"$f":"'Offshore Wind'!AR178","v":0.52912804282387516},{"$f":"'Offshore Wind'!AS178","v":0.5297086304027071},{"$f":"'Offshore Wind'!AT178","v":0.53028921875114132},{"$f":"'Offshore Wind'!AU178","v":0.53086980787582294},{"$f":"'Offshore Wind'!AV178","v":0.53145039778347447}]
[null,null,null,null,{"$f":"'Offshore Wind'!K179","v":"TRG 1 - High"},null,null,null,null,null,null,null,null,null,null,null,null,null,null,null,null,null,{"$f":"'Offshore Wind'!L179","v":0.47425895065325047},{"$f":"'Offshore Wind'!M179","v":0.47427996924771687},{"$f":"'Offshore Wind'!N179","v":0.47427963584258387},{"$f":"'Offshore Wind'!O179","v":0.47515710024524527},{"$f":"'Offshore Wind'!P179","v":0.47603458257413789},{"$f":"'Offshore Wind'!Q179","v":0.47691208393150991},{"$f":"'Offshore Wind'!R179","v":0.47778960551186678},{"$f":"'Offshore Wind'!S179","v":0.49080308764836234},{"$f":"'Offshore Wind'!T179","v":0.50381661766767039},{"$f":"'Offshore Wind'!U179","v":0.51683019874698222},{"$f":"'Offshore Wind'!V179","v":0.51698036047746498},{"$f":"'Offshore Wind'!W179","v":0.51713052220794764},{"$f":"'Offshore Wind'!X179","v":0.51728068393843052},{"$f":"'Offshore Wind'!Y179","v":0.51743084566891318},{"$f":"'Offshore Wind'!Z179","v":0.51758100739939605},{"$f":"'Offshore Wind'!AA179","v":0.51773116912987882},{"$f":"'Offshore Wind'!AB179","v":0.5178813308603617},{"$f":"'Offshore Wind'!AC179","v":0.5178813308603617},{"$f":"'Offshore Wind'!AD179","v":0.5178813308603617},{"$f":"'Offshore Wind'!AE179","v":0.5178813308603617},{"$f":"'Offshore Wind'!AF179","v":0.5178813308603617},{"$f":"'Offshore Wind'!AG179","v":0.5178813308603617},{"$f":"'Offshore Wind'!AH179","v":0.5178813308603617},{"$f":"'Offshore Wind'!AI179","v":0.5178813308603617},{"$f":"'Offshore Wind'!AJ179","v":0.5178813308603617},{"$f":"'Offshore Wind'!AK179","v":0.5178813308603617},{"$f":"'Offshore Wind'!AL179","v":0.5178813308603617},{"$f":"'Offshore Wind'!AM179","v":0.5178813308603617},{"$f":"'Offshore Wind'!AN179","v":0.5178813308603617},{"$f":"'Offshore Wind'!AO179","v":0.5178813308603617},{"$f":"'Offshore Wind'!AP179","v":0.5178813308603617},{"$f":"'Offshore Wind'!AQ179","v":0.5178813308603617},{"$f":"'Offshore Wind'!AR179","v":0.5178813308603617},{"$f":"'Offshore Wind'!AS179","v":0.5178813308603617},{"$f":"'Offshore Wind'!AT179","v":0.5178813308603617},{"$f":"'Offshore Wind'!AU179","v":0.5178813308603617},{"$f":"'Offshore Wind'!AV179","v":0.5178813308603617}]
[null,null,null,null,{"$f":"'Offshore Wind'!K180","v":"TRG 2 - Low"},null,null,null,null,null,null,null,null,null,null,null,null,null,null,null,null,null,{"$f":"'Offshore Wind'!L180","v":0.434807216211821},{"$f":"'Offshore Wind'!M180","v":0.43520428782211534},{"$f":"'Offshore Wind'!N180","v":0.43558191784445099},{"$f":"'Offshore Wind'!O180","v":0.43799325665159727},{"$f":"'Offshore Wind'!P180","v":0.44040464310825272},{"$f":"'Offshore Wind'!Q180","v":0.44281608172039233},{"$f":"'Offshore Wind'!R180","v":0.44522757758062598},{"$f":"'Offshore Wind'!S180","v":0.45977314094524557},{"$f":"'Offshore Wind'!T180","v":0.47431885029899296},{"$f":"'Offshore Wind'!U180","v":0.48886472375965645},{"$f":"'Offshore Wind'!V180","v":0.48924201973922499},{"$f":"'Offshore Wind'!W180","v":0.48961932791640406},{"$f":"'Offshore Wind'!X180","v":0.48999664879686772},{"$f":"'Offshore Wind'!Y180","v":0.49037398291463313},{"$f":"'Offshore Wind'!Z180","v":0.49075133083407474},{"$f":"'Offshore Wind'!AA180","v":0.49112869315211194},{"$f":"'Offshore Wind'!AB180","v":0.4915060705005907},{"$f":"'Offshore Wind'!AC180","v":0.49176083482573574},{"$f":"'Offshore Wind'!AD180","v":0.49201560304701181},{"$f":"'Offshore Wind'!AE180","v":0.49227037524972123},{"$f":"'Offshore Wind'!AF180","v":0.49252515152167459},{"$f":"'Offshore Wind'!AG180","v":0.49277993195328401},{"$f":"'Offshore Wind'!AH180","v":0.49303471663765996},{"$f":"'Offshore Wind'!AI180","v":0.49328950567071284},{"$f":"'Offshore Wind'!AJ180","v":0.49354429915125853},{"$f":"'Offshore Wind'!AK180","v":0.49379909718113019},{"$f":"'Offshore Wind'!AL180","v":0.49405389986529313},{"$f":"'Offshore Wind'!AM180","v":0.49506533991735507},{"$f":"'Offshore Wind'!AN180","v":0.49607678447546399},{"$f":"'Offshore Wind'!AO180","v":0.4970882336319763},{"$f":"'Offshore Wind'!AP180","v":0.49809968748179034},{"$f":"'Offshore Wind'!AQ180","v":0.49911114612243351},{"$f":"'Offshore Wind'!AR180","v":0.50012260965415423},{"$f":"'Offshore Wind'!AS180","v":0.50113407818001698},{"$f":"'Offshore Wind'!AT180","v":0.50214555180600362},{"$f":"'Offshore Wind'!AU180","v":0.50315703064111506},{"$f":"'Offshore Wind'!AV180","v":0.50416851479748082}]
[null,null,null,null,{"$f":"'Offshore Wind'!K181","v":"TRG 2 - Mid"},{"$f":"'Offshore Wind'!#REF!","v":{"$error":"#REF!"}},{"$f":"'Offshore Wind'!#REF!","v":{"$error":"#REF!"}},{"$f":"'Offshore Wind'!#REF!","v":{"$error":"#REF!"}},{"$f":"'Offshore Wind'!#REF!","v":{"$error":"#REF!"}},{"$f":"'Offshore Wind'!#REF!","v":{"$error":"#REF!"}},{"$f":"'Offshore Wind'!#REF!","v":{"$error":"#REF!"}},{"$f":"'Offshore Wind'!#REF!","v":{"$error":"#REF!"}},{"$f":"'Offshore Wind'!#REF!","v":{"$error":"#REF!"}},{"$f":"'Offshore Wind'!#REF!","v":{"$error":"#REF!"}},{"$f":"'Offshore Wind'!#REF!","v":{"$error":"#REF!"}},{"$f":"'Offshore Wind'!#REF!","v":{"$error":"#REF!"}},{"$f":"'Offshore Wind'!#REF!","v":{"$error":"#REF!"}},{"$f":"'Offshore Wind'!#REF!","v":{"$error":"#REF!"}},null,null,null,{"$f":"'Offshore Wind'!L13","v":0.43480721621182061},{"$f":"'Offshore Wind'!L181","v":0.43480721621182061},{"$f":"'Offshore Wind'!M181","v":0.43482718479795751},{"$f":"'Offshore Wind'!N181","v":0.43482758281674161},{"$f":"'Offshore Wind'!O181","v":0.43728454138894862},{"$f":"'Offshore Wind'!P181","v":0.43974154008816962},{"$f":"'Offshore Wind'!Q181","v":0.4421985825084298},{"$f":"'Offshore Wind'!R181","v":0.44465567268616751},{"$f":"'Offshore Wind'!S181","v":0.45427829390373303},{"$f":"'Offshore Wind'!T181","v":0.46390102008804796},{"$f":"'Offshore Wind'!U181","v":0.47352386367900123},{"$f":"'Offshore Wind'!V181","v":0.47392746464908603},{"$f":"'Offshore Wind'!W181","v":0.47433106785303875},{"$f":"'Offshore Wind'!X181","v":0.47473467333086367},{"$f":"'Offshore Wind'!Y181","v":0.47513828112352624},{"$f":"'Offshore Wind'!Z181","v":0.4755418912729818},{"$f":"'Offshore Wind'!AA181","v":0.47594550382220541},{"$f":"'Offshore Wind'!AB181","v":0.47634911881522407},{"$f":"'Offshore Wind'!AC181","v":0.47690602803343712},{"$f":"'Offshore Wind'!AD181","v":0.47746293776290749},{"$f":"'Offshore Wind'!AE181","v":0.47801984800737379},{"$f":"'Offshore Wind'!AF181","v":0.47857675877061079},{"$f":"'Offshore Wind'!AG181","v":0.47913367005642998},{"$f":"'Offshore Wind'!AH181","v":0.47969058186868074},{"$f":"'Offshore Wind'!AI181","v":0.48024749421125007},{"$f":"'Offshore Wind'!AJ181","v":0.48080440708806377},{"$f":"'Offshore Wind'!AK181","v":0.481361320503086},{"$f":"'Offshore Wind'!AL181","v":0.48191823446032012},{"$f":"'Offshore Wind'!AM181","v":0.48245052113550052},{"$f":"'Offshore Wind'!AN181","v":0.48298280848112951},{"$f":"'Offshore Wind'!AO181","v":0.48351509650289765},{"$f":"'Offshore Wind'!AP181","v":0.4840473852065611},{"$f":"'Offshore Wind'!AQ181","v":0.48457967459794049},{"$f":"'Offshore Wind'!AR181","v":0.48511196468292367},{"$f":"'Offshore Wind'!AS181","v":0.48564425546746537},{"$f":"'Offshore Wind'!AT181","v":0.48617654695758905},{"$f":"'Offshore Wind'!AU181","v":0.48670883915938706},{"$f":"'Offshore Wind'!AV181","v":0.48724113207902287}]
[null,null,null,null,{"$f":"'Offshore Wind'!K182","v":"TRG 2 - High"},null,null,null,null,null,null,null,null,null,null,null,null,null,null,null,null,null,{"$f":"'Offshore Wind'!L182","v":0.43480721621182061},{"$f":"'Offshore Wind'!M182","v":0.43482648635218979},{"$f":"'Offshore Wind'!N182","v":0.43482618068171669},{"$f":"'Offshore Wind'!O182","v":0.4356306522762341},{"$f":"'Offshore Wind'!P182","v":0.43643514030577013},{"$f":"'Offshore Wind'!Q182","v":0.43723964578088131},{"$f":"'Offshore Wind'!R182","v":0.43804416979670679},{"$f":"'Offshore Wind'!S182","v":0.44997511160222914},{"$f":"'Offshore Wind'!T182","v":0.46190609730738108},{"$f":"'Offshore Wind'!U182","v":0.47383712982505632},{"$f":"'Offshore Wind'!V182","v":0.47397480019252702},{"$f":"'Offshore Wind'!W182","v":0.47411247055999783},{"$f":"'Offshore Wind'!X182","v":0.47425014092746881},{"$f":"'Offshore Wind'!Y182","v":0.47438781129493951},{"$f":"'Offshore Wind'!Z182","v":0.47452548166241049},{"$f":"'Offshore Wind'!AA182","v":0.4746631520298813},{"$f":"'Offshore Wind'!AB182","v":0.47480082239735222},{"$f":"'Offshore Wind'!AC182","v":0.47480082239735222},{"$f":"'Offshore Wind'!AD182","v":0.47480082239735222},{"$f":"'Offshore Wind'!AE182","v":0.47480082239735222},{"$f":"'Offshore Wind'!AF182","v":0.47480082239735222},{"$f":"'Offshore Wind'!AG182","v":0.47480082239735222},{"$f":"'Offshore Wind'!AH182","v":0.47480082239735222},{"$f":"'Offshore Wind'!AI182","v":0.47480082239735222},{"$f":"'Offshore Wind'!AJ182","v":0.47480082239735222},{"$f":"'Offshore Wind'!AK182","v":0.47480082239735222},{"$f":"'Offshore Wind'!AL182","v":0.47480082239735222},{"$f":"'Offshore Wind'!AM182","v":0.47480082239735222},{"$f":"'Offshore Wind'!AN182","v":0.47480082239735222},{"$f":"'Offshore Wind'!AO182","v":0.47480082239735222},{"$f":"'Offshore Wind'!AP182","v":0.47480082239735222},{"$f":"'Offshore Wind'!AQ182","v":0.47480082239735222},{"$f":"'Offshore Wind'!AR182","v":0.47480082239735222},{"$f":"'Offshore Wind'!AS182","v":0.47480082239735222},{"$f":"'Offshore Wind'!AT182","v":0.47480082239735222},{"$f":"'Offshore Wind'!AU182","v":0.47480082239735222},{"$f":"'Offshore Wind'!AV182","v":0.47480082239735222}]
[null,null,null,null,{"$f":"'Offshore Wind'!K183","v":"TRG 3 - Low"},null,null,null,null,null,null,null,null,null,null,null,null,null,null,null,null,null,{"$f":"'Offshore Wind'!L183","v":0.39740244508359729},{"$f":"'Offshore Wind'!M183","v":0.39776535816994985},{"$f":"'Offshore Wind'!N183","v":0.3981105021524271},{"$f":"'Offshore Wind'!O183","v":0.40031440287476011},{"$f":"'Offshore Wind'!P183","v":0.40251834714750079},{"$f":"'Offshore Wind'!Q183","v":0.40472233908899247},{"$f":"'Offshore Wind'!R183","v":0.40692638335374764},{"$f":"'Offshore Wind'!S183","v":0.42022064856070351},{"$f":"'Offshore Wind'!T183","v":0.43351504719791129},{"$f":"'Offshore Wind'!U183","v":0.44680959582455654},{"$f":"'Offshore Wind'!V183","v":0.44715443450066467},{"$f":"'Offshore Wind'!W183","v":0.44749928432507036},{"$f":"'Offshore Wind'!X183","v":0.44784414575994674},{"$f":"'Offshore Wind'!Y183","v":0.44818901929337113},{"$f":"'Offshore Wind'!Z183","v":0.44853390544116734},{"$f":"'Offshore Wind'!AA183","v":0.44887880474890418},{"$f":"'Offshore Wind'!AB183","v":0.449223717794072},{"$f":"'Offshore Wind'!AC183","v":0.4494565657366954},{"$f":"'Offshore Wind'!AD183","v":0.44968941724028089},{"$f":"'Offshore Wind'!AE183","v":0.44992227238279225},{"$f":"'Offshore Wind'!AF183","v":0.45015513124448675},{"$f":"'Offshore Wind'!AG183","v":0.450387993907998},{"$f":"'Offshore Wind'!AH183","v":0.45062086045842698},{"$f":"'Offshore Wind'!AI183","v":0.45085373098343307},{"$f":"'Offshore Wind'!AJ183","v":0.45108660557333147},{"$f":"'Offshore Wind'!AK183","v":0.45131948432119517},{"$f":"'Offshore Wind'!AL183","v":0.4515523673229595},{"$f":"'Offshore Wind'!AM183","v":0.45247679712715372},{"$f":"'Offshore Wind'!AN183","v":0.4534012310497571},{"$f":"'Offshore Wind'!AO183","v":0.4543256691751813},{"$f":"'Offshore Wind'!AP183","v":0.45525011159016066},{"$f":"'Offshore Wind'!AQ183","v":0.45617455838383281},{"$f":"'Offshore Wind'!AR183","v":0.45709900964782202},{"$f":"'Offshore Wind'!AS183","v":0.45802346547632689},{"$f":"'Offshore Wind'!AT183","v":0.4589479259662117},{"$f":"'Offshore Wind'!AU183","v":0.45987239121710072},{"$f":"'Offshore Wind'!AV183","v":0.46079686133147718}]
[null,null,null,null,{"$f":"'Offshore Wind'!K184","v":"TRG 3 - Mid"},{"$f":"'Offshore Wind'!#REF!","v":{"$error":"#REF!"}},{"$f":"'Offshore Wind'!#REF!","v":{"$error":"#REF!"}},{"$f":"'Offshore Wind'!#REF!","v":{"$error":"#REF!"}},{"$f":"'Offshore Wind'!#REF!","v":{"$error":"#REF!"}},{"$f":"'Offshore Wind'!#REF!","v":{"$error":"#REF!"}},{"$f":"'Offshore Wind'!#REF!","v":{"$error":"#REF!"}},{"$f":"'Offshore Wind'!#REF!","v":{"$error":"#REF!"}},{"$f":"'Offshore Wind'!#REF!","v":{"$error":"#REF!"}},{"$f":"'Offshore Wind'!#REF!","v":{"$error":"#REF!"}},{"$f":"'Offshore Wind'!#REF!","v":{"$error":"#REF!"}},{"$f":"'Offshore Wind'!#REF!","v":{"$error":"#REF!"}},{"$f":"'Offshore Wind'!#REF!","v":{"$error":"#REF!"}},{"$f":"'Offshore Wind'!#REF!","v":{"$error":"#REF!"}},null,null,null,{"$f":"'Offshore Wind'!L14","v":0.39740244508359729},{"$f":"'Offshore Wind'!L184","v":0.39740244508359729},{"$f":"'Offshore Wind'!M184","v":0.39742069585005002},{"$f":"'Offshore Wind'!N184","v":0.39742105962882851},{"$f":"'Offshore Wind'!O184","v":0.39966665562553461},{"$f":"'Offshore Wind'!P184","v":0.40191228829728393},{"$f":"'Offshore Wind'!Q184","v":0.4041579609289217},{"$f":"'Offshore Wind'!R184","v":0.40640367720964737},{"$f":"'Offshore Wind'!S184","v":0.41519850180637369},{"$f":"'Offshore Wind'!T184","v":0.42399342233996884},{"$f":"'Offshore Wind'!U184","v":0.43278845018016654},{"$f":"'Offshore Wind'!V184","v":0.43315733093092129},{"$f":"'Offshore Wind'!W184","v":0.43352621372337308},{"$f":"'Offshore Wind'!X184","v":0.43389509859408465},{"$f":"'Offshore Wind'!Y184","v":0.43426398558049734},{"$f":"'Offshore Wind'!Z184","v":0.43463287472095735},{"$f":"'Offshore Wind'!AA184","v":0.43500176605474272},{"$f":"'Offshore Wind'!AB184","v":0.43537065962209315},{"$f":"'Offshore Wind'!AC184","v":0.43587966010956353},{"$f":"'Offshore Wind'!AD184","v":0.43638866106430974},{"$f":"'Offshore Wind'!AE184","v":0.43689766248974876},{"$f":"'Offshore Wind'!AF184","v":0.43740666438933068},{"$f":"'Offshore Wind'!AG184","v":0.43791566676653909},{"$f":"'Offshore Wind'!AH184","v":0.43842466962489224},{"$f":"'Offshore Wind'!AI184","v":0.43893367296794278},{"$f":"'Offshore Wind'!AJ184","v":0.43944267679927856},{"$f":"'Offshore Wind'!AK184","v":0.43995168112252303},{"$f":"'Offshore Wind'!AL184","v":0.44046068594133492},{"$f":"'Offshore Wind'!AM184","v":0.44094718206723882},{"$f":"'Offshore Wind'!AN184","v":0.44143367880591522},{"$f":"'Offshore Wind'!AO184","v":0.44192017616256518},{"$f":"'Offshore Wind'!AP184","v":0.44240667414244966},{"$f":"'Offshore Wind'!AQ184","v":0.44289317275088858},{"$f":"'Offshore Wind'!AR184","v":0.44337967199326306},{"$f":"'Offshore Wind'!AS184","v":0.44386617187501598},{"$f":"'Offshore Wind'!AT184","v":0.44435267240165227},{"$f":"'Offshore Wind'!AU184","v":0.44483917357874048},{"$f":"'Offshore Wind'!AV184","v":0.44532567541191365}]
[null,null,null,null,{"$f":"'Offshore Wind'!K185","v":"TRG 3 - High"},null,null,null,null,null,null,null,null,null,null,null,null,null,null,null,null,null,{"$f":"'Offshore Wind'!L185","v":0.39740244508359729},{"$f":"'Offshore Wind'!M185","v":0.39742005748885095},{"$f":"'Offshore Wind'!N185","v":0.39741977811401824},{"$f":"'Offshore Wind'!O185","v":0.39815504415087649},{"$f":"'Offshore Wind'!P185","v":0.39889032520891304},{"$f":"'Offshore Wind'!Q185","v":0.3996256222117498},{"$f":"'Offshore Wind'!R185","v":0.40036093616031532},{"$f":"'Offshore Wind'!S185","v":0.41126550551630048},{"$f":"'Offshore Wind'!T185","v":0.42217011499540125},{"$f":"'Offshore Wind'!U185","v":0.43307476725992622},{"$f":"'Offshore Wind'!V185","v":0.4332005943819438},{"$f":"'Offshore Wind'!W185","v":0.4333264215039615},{"$f":"'Offshore Wind'!X185","v":0.43345224862597925},{"$f":"'Offshore Wind'!Y185","v":0.43357807574799684},{"$f":"'Offshore Wind'!Z185","v":0.43370390287001465},{"$f":"'Offshore Wind'!AA185","v":0.43382972999203245},{"$f":"'Offshore Wind'!AB185","v":0.43395555711405026},{"$f":"'Offshore Wind'!AC185","v":0.43395555711405026},{"$f":"'Offshore Wind'!AD185","v":0.43395555711405026},{"$f":"'Offshore Wind'!AE185","v":0.43395555711405026},{"$f":"'Offshore Wind'!AF185","v":0.43395555711405026},{"$f":"'Offshore Wind'!AG185","v":0.43395555711405026},{"$f":"'Offshore Wind'!AH185","v":0.43395555711405026},{"$f":"'Offshore Wind'!AI185","v":0.43395555711405026},{"$f":"'Offshore Wind'!AJ185","v":0.43395555711405026},{"$f":"'Offshore Wind'!AK185","v":0.43395555711405026},{"$f":"'Offshore Wind'!AL185","v":0.43395555711405026},{"$f":"'Offshore Wind'!AM185","v":0.43395555711405026},{"$f":"'Offshore Wind'!AN185","v":0.43395555711405026},{"$f":"'Offshore Wind'!AO185","v":0.43395555711405026},{"$f":"'Offshore Wind'!AP185","v":0.43395555711405026},{"$f":"'Offshore Wind'!AQ185","v":0.43395555711405026},{"$f":"'Offshore Wind'!AR185","v":0.43395555711405026},{"$f":"'Offshore Wind'!AS185","v":0.43395555711405026},{"$f":"'Offshore Wind'!AT185","v":0.43395555711405026},{"$f":"'Offshore Wind'!AU185","v":0.43395555711405026},{"$f":"'Offshore Wind'!AV185","v":0.43395555711405026}]
[null,null,null,null,{"$f":"'Offshore Wind'!K186","v":"TRG 4 - Low"},null,null,null,null,null,null,null,null,null,null,null,null,null,null,null,null,null,{"$f":"'Offshore Wind'!L186","v":0.33754788847036948},{"$f":"'Offshore Wind'!M186","v":0.33785614159641453},{"$f":"'Offshore Wind'!N186","v":0.33814930190266007},{"$f":"'Offshore Wind'!O186","v":0.3400212632970227},{"$f":"'Offshore Wind'!P186","v":0.34189326168247164},{"$f":"'Offshore Wind'!Q186","v":0.34376530055706828},{"$f":"'Offshore Wind'!R186","v":0.34563738387428805},{"$f":"'Offshore Wind'!S186","v":0.35692934044095947},{"$f":"'Offshore Wind'!T186","v":0.36822141034135675},{"$f":"'Offshore Wind'!U186","v":0.3795136076406127},{"$f":"'Offshore Wind'!V186","v":0.37980650862404458},{"$f":"'Offshore Wind'!W186","v":0.3800994190766791},{"$f":"'Offshore Wind'!X186","v":0.38039233939107947},{"$f":"'Offshore Wind'!Y186","v":0.38068526998181162},{"$f":"'Offshore Wind'!Z186","v":0.38097821128700876},{"$f":"'Offshore Wind'!AA186","v":0.38127116377006898},{"$f":"'Offshore Wind'!AB186","v":0.38156412792150446},{"$f":"'Offshore Wind'!AC186","v":0.38176190559584827},{"$f":"'Offshore Wind'!AD186","v":0.3819596862948218},{"$f":"'Offshore Wind'!AE186","v":0.38215747008464646},{"$f":"'Offshore Wind'!AF186","v":0.38235525703349121},{"$f":"'Offshore Wind'!AG186","v":0.38255304721154443},{"$f":"'Offshore Wind'!AH186","v":0.38275084069108906},{"$f":"'Offshore Wind'!AI186","v":0.38294863754658215},{"$f":"'Offshore Wind'!AJ186","v":0.38314643785473596},{"$f":"'Offshore Wind'!AK186","v":0.38334424169460535},{"$f":"'Offshore Wind'!AL186","v":0.38354204914767637},{"$f":"'Offshore Wind'!AM186","v":0.38432724645158123},{"$f":"'Offshore Wind'!AN186","v":0.38511244725360316},{"$f":"'Offshore Wind'!AO186","v":0.38589765162544037},{"$f":"'Offshore Wind'!AP186","v":0.38668285964076377},{"$f":"'Offshore Wind'!AQ186","v":0.38746807137528544},{"$f":"'Offshore Wind'!AR186","v":0.38825328690682964},{"$f":"'Offshore Wind'!AS186","v":0.38903850631540754},{"$f":"'Offshore Wind'!AT186","v":0.38982372968329415},{"$f":"'Offshore Wind'!AU186","v":0.39060895709510873},{"$f":"'Offshore Wind'!AV186","v":0.39139418863789938}]
[null,null,null,null,{"$f":"'Offshore Wind'!K187","v":"TRG 4 - Mid"},{"$f":"'Offshore Wind'!#REF!","v":{"$error":"#REF!"}},{"$f":"'Offshore Wind'!#REF!","v":{"$error":"#REF!"}},{"$f":"'Offshore Wind'!#REF!","v":{"$error":"#REF!"}},{"$f":"'Offshore Wind'!#REF!","v":{"$error":"#REF!"}},{"$f":"'Offshore Wind'!#REF!","v":{"$error":"#REF!"}},{"$f":"'Offshore Wind'!#REF!","v":{"$error":"#REF!"}},{"$f":"'Offshore Wind'!#REF!","v":{"$error":"#REF!"}},{"$f":"'Offshore Wind'!#REF!","v":{"$error":"#REF!"}},{"$f":"'Offshore Wind'!#REF!","v":{"$error":"#REF!"}},{"$f":"'Offshore Wind'!#REF!","v":{"$error":"#REF!"}},{"$f":"'Offshore Wind'!#REF!","v":{"$error":"#REF!"}},{"$f":"'Offshore Wind'!#REF!","v":{"$error":"#REF!"}},{"$f":"'Offshore Wind'!#REF!","v":{"$error":"#REF!"}},null,null,null,{"$f":"'Offshore Wind'!L15","v":0.33754788847036948},{"$f":"'Offshore Wind'!L187","v":0.33754788847036948},{"$f":"'Offshore Wind'!M187","v":0.33756339040739497},{"$f":"'Offshore Wind'!N187","v":0.33756369939582748},{"$f":"'Offshore Wind'!O187","v":0.33947107615312494},{"$f":"'Offshore Wind'!P187","v":0.34137848406167359},{"$f":"'Offshore Wind'!Q187","v":0.34328592591157364},{"$f":"'Offshore Wind'!R187","v":0.34519340483637739},{"$f":"'Offshore Wind'!S187","v":0.35266360163264449},{"$f":"'Offshore Wind'!T187","v":0.3601338799163003},{"$f":"'Offshore Wind'!U187","v":0.36760424934463215},{"$f":"'Offshore Wind'!V187","v":0.36791757131850283},{"$f":"'Offshore Wind'!W187","v":0.36823089502656137},{"$f":"'Offshore Wind'!X187","v":0.36854422049986374},{"$f":"'Offshore Wind'!Y187","v":0.36885754777021212},{"$f":"'Offshore Wind'!Z187","v":0.36917087687017713},{"$f":"'Offshore Wind'!AA187","v":0.36948420783312091},{"$f":"'Offshore Wind'!AB187","v":0.36979754069322257},{"$f":"'Offshore Wind'!AC187","v":0.37022987834464255},{"$f":"'Offshore Wind'!AD187","v":0.37066221639295993},{"$f":"'Offshore Wind'!AE187","v":0.37109455484107701},{"$f":"'Offshore Wind'!AF187","v":0.3715268936919241},{"$f":"'Offshore Wind'!AG187","v":0.37195923294846028},{"$f":"'Offshore Wind'!AH187","v":0.37239157261367389},{"$f":"'Offshore Wind'!AI187","v":0.37282391269058229},{"$f":"'Offshore Wind'!AJ187","v":0.37325625318223327},{"$f":"'Offshore Wind'!AK187","v":0.37368859409170424},{"$f":"'Offshore Wind'!AL187","v":0.37412093542210306},{"$f":"'Offshore Wind'!AM187","v":0.37453415819433178},{"$f":"'Offshore Wind'!AN187","v":0.37494738148704038},{"$f":"'Offshore Wind'!AO187","v":0.37536060530464688},{"$f":"'Offshore Wind'!AP187","v":0.37577382965161976},{"$f":"'Offshore Wind'!AQ187","v":0.3761870545324778},{"$f":"'Offshore Wind'!AR187","v":0.37660027995179146},{"$f":"'Offshore Wind'!AS187","v":0.37701350591418392},{"$f":"'Offshore Wind'!AT187","v":0.37742673242433089},{"$f":"'Offshore Wind'!AU187","v":0.37783995948696247},{"$f":"'Offshore Wind'!AV187","v":0.37825318710686295}]
[null,null,null,null,{"$f":"'Offshore Wind'!K188","v":"TRG 4 - High"},null,null,null,null,null,null,null,null,null,null,null,null,null,null,null,null,null,{"$f":"'Offshore Wind'!L188","v":0.33754788847036948},{"$f":"'Offshore Wind'!M188","v":0.33756284819262633},{"$f":"'Offshore Wind'!N188","v":0.33756261089568457},{"$f":"'Offshore Wind'!O188","v":0.33818713523184785},{"$f":"'Offshore Wind'!P188","v":0.33881167232678255},{"$f":"'Offshore Wind'!Q188","v":0.33943622296500009},{"$f":"'Offshore Wind'!R188","v":0.34006078799667444},{"$f":"'Offshore Wind'!S188","v":0.34932297147422481},{"$f":"'Offshore Wind'!T188","v":0.35858518903176934},{"$f":"'Offshore Wind'!U188","v":0.36784744293063421},{"$f":"'Offshore Wind'!V188","v":0.36795431866800016},{"$f":"'Offshore Wind'!W188","v":0.36806119440536622},{"$f":"'Offshore Wind'!X188","v":0.36816807014273228},{"$f":"'Offshore Wind'!Y188","v":0.36827494588009835},{"$f":"'Offshore Wind'!Z188","v":0.36838182161746441},{"$f":"'Offshore Wind'!AA188","v":0.36848869735483047},{"$f":"'Offshore Wind'!AB188","v":0.36859557309219665},{"$f":"'Offshore Wind'!AC188","v":0.36859557309219665},{"$f":"'Offshore Wind'!AD188","v":0.36859557309219665},{"$f":"'Offshore Wind'!AE188","v":0.36859557309219665},{"$f":"'Offshore Wind'!AF188","v":0.36859557309219665},{"$f":"'Offshore Wind'!AG188","v":0.36859557309219665},{"$f":"'Offshore Wind'!AH188","v":0.36859557309219665},{"$f":"'Offshore Wind'!AI188","v":0.36859557309219665},{"$f":"'Offshore Wind'!AJ188","v":0.36859557309219665},{"$f":"'Offshore Wind'!AK188","v":0.36859557309219665},{"$f":"'Offshore Wind'!AL188","v":0.36859557309219665},{"$f":"'Offshore Wind'!AM188","v":0.36859557309219665},{"$f":"'Offshore Wind'!AN188","v":0.36859557309219665},{"$f":"'Offshore Wind'!AO188","v":0.36859557309219665},{"$f":"'Offshore Wind'!AP188","v":0.36859557309219665},{"$f":"'Offshore Wind'!AQ188","v":0.36859557309219665},{"$f":"'Offshore Wind'!AR188","v":0.36859557309219665},{"$f":"'Offshore Wind'!AS188","v":0.36859557309219665},{"$f":"'Offshore Wind'!AT188","v":0.36859557309219665},{"$f":"'Offshore Wind'!AU188","v":0.36859557309219665},{"$f":"'Offshore Wind'!AV188","v":0.36859557309219665}]
[null,null,null,null,{"$f":"'Offshore Wind'!K189","v":"TRG 5 - Low"},null,null,null,null,null,null,null,null,null,null,null,null,null,null,null,null,null,{"$f":"'Offshore Wind'!L189","v":0.46954546363361682},{"$f":"'Offshore Wind'!M189","v":0.4697869613325239},{"$f":"'Offshore Wind'!N189","v":0.4699857273557036},{"$f":"'Offshore Wind'!O189","v":0.47249567174526308},{"$f":"'Offshore Wind'!P189","v":0.47499901196029271},{"$f":"'Offshore Wind'!Q189","v":0.47749512347713363},{"$f":"'Offshore Wind'!R189","v":0.47998330046510085},{"$f":"'Offshore Wind'!S189","v":0.49540992608829898},{"$f":"'Offshore Wind'!T189","v":0.51079976152599682},{"$f":"'Offshore Wind'!U189","v":0.52614824098072011},{"$f":"'Offshore Wind'!V189","v":0.5264883188182089},{"$f":"'Offshore Wind'!W189","v":0.5268265076865285},{"$f":"'Offshore Wind'!X189","v":0.52716272927505159},{"$f":"'Offshore Wind'!Y189","v":0.52749690088381596},{"$f":"'Offshore Wind'!Z189","v":0.52782893511162632},{"$f":"'Offshore Wind'!AA189","v":0.52815873951717418},{"$f":"'Offshore Wind'!AB189","v":0.52848621625041747},{"$f":"'Offshore Wind'!AC189","v":0.52871333575243207},{"$f":"'Offshore Wind'!AD189","v":0.52893973230277258},{"$f":"'Offshore Wind'!AE189","v":0.52916539007306918},{"$f":"'Offshore Wind'!AF189","v":0.52939029276949146},{"$f":"'Offshore Wind'!AG189","v":0.52961442361551159},{"$f":"'Offshore Wind'!AH189","v":0.52983776533389759},{"$f":"'Offshore Wind'!AI189","v":0.53006030012789163},{"$f":"'Offshore Wind'!AJ189","v":0.53028200966153594},{"$f":"'Offshore Wind'!AK189","v":0.53050287503909499},{"$f":"'Offshore Wind'!AL189","v":0.53072287678353014},{"$f":"'Offshore Wind'!AM189","v":0.53175136589430028},{"$f":"'Offshore Wind'!AN189","v":0.53277883379843349},{"$f":"'Offshore Wind'!AO189","v":0.53380525956509683},{"$f":"'Offshore Wind'!AP189","v":0.53483062168751971},{"$f":"'Offshore Wind'!AQ189","v":0.53585489806304687},{"$f":"'Offshore Wind'!AR189","v":0.53687806597235777},{"$f":"'Offshore Wind'!AS189","v":0.53790010205780758},{"$f":"'Offshore Wind'!AT189","v":0.53892098230085284},{"$f":"'Offshore Wind'!AU189","v":0.53994068199850798},{"$f":"'Offshore Wind'!AV189","v":0.54095917573879082}]
[null,null,null,null,{"$f":"'Offshore Wind'!K190","v":"TRG 5 - Mid"},{"$f":"'Offshore Wind'!#REF!","v":{"$error":"#REF!"}},{"$f":"'Offshore Wind'!#REF!","v":{"$error":"#REF!"}},{"$f":"'Offshore Wind'!#REF!","v":{"$error":"#REF!"}},{"$f":"'Offshore Wind'!#REF!","v":{"$error":"#REF!"}},{"$f":"'Offshore Wind'!#REF!","v":{"$error":"#REF!"}},{"$f":"'Offshore Wind'!#REF!","v":{"$error":"#REF!"}},{"$f":"'Offshore Wind'!#REF!","v":{"$error":"#REF!"}},{"$f":"'Offshore Wind'!#REF!","v":{"$error":"#REF!"}},{"$f":"'Offshore Wind'!#REF!","v":{"$error":"#REF!"}},{"$f":"'Offshore Wind'!#REF!","v":{"$error":"#REF!"}},{"$f":"'Offshore Wind'!#REF!","v":{"$error":"#REF!"}},{"$f":"'Offshore Wind'!#REF!","v":{"$error":"#REF!"}},{"$f":"'Offshore Wind'!#REF!","v":{"$error":"#REF!"}},null,null,null,{"$f":"'Offshore Wind'!L16","v":0.46954546363361682},{"$f":"'Offshore Wind'!L190","v":0.46954546363361682},{"$f":"'Offshore Wind'!M190","v":0.46959096970972547},{"$f":"'Offshore Wind'!N190","v":0.46961800556057925},{"$f":"'Offshore Wind'!O190","v":0.47219804981520674},{"$f":"'Offshore Wind'!P190","v":0.47477302656086307},{"$f":"'Offshore Wind'!Q190","v":0.47734248191988093},{"$f":"'Offshore Wind'!R190","v":0.47990590614373108},{"$f":"'Offshore Wind'!S190","v":0.49013838810485855},{"$f":"'Offshore Wind'!T190","v":0.50035262985874218},{"$f":"'Offshore Wind'!U190","v":0.5105464697099642},{"$f":"'Offshore Wind'!V190","v":0.5109874953966641},{"$f":"'Offshore Wind'!W190","v":0.51142860319674954},{"$f":"'Offshore Wind'!X190","v":0.5118697945807168},{"$f":"'Offshore Wind'!Y190","v":0.51231107105438545},{"$f":"'Offshore Wind'!Z190","v":0.51275243415996397},{"$f":"'Offshore Wind'!AA190","v":0.51319388547715672},{"$f":"'Offshore Wind'!AB190","v":0.51363542662431083},{"$f":"'Offshore Wind'!AC190","v":0.51422182740535527},{"$f":"'Offshore Wind'!AD190","v":0.51480812716202085},{"$f":"'Offshore Wind'!AE190","v":0.51539432515562678},{"$f":"'Offshore Wind'!AF190","v":0.51598042064027372},{"$f":"'Offshore Wind'!AG190","v":0.51656641286275373},{"$f":"'Offshore Wind'!AH190","v":0.51715230106246279},{"$f":"'Offshore Wind'!AI190","v":0.51773808447130787},{"$f":"'Offshore Wind'!AJ190","v":0.51832376231361565},{"$f":"'Offshore Wind'!AK190","v":0.51890933380603832},{"$f":"'Offshore Wind'!AL190","v":0.51949479815745814},{"$f":"'Offshore Wind'!AM190","v":0.52005104793293677},{"$f":"'Offshore Wind'!AN190","v":0.52060716064101309},{"$f":"'Offshore Wind'!AO190","v":0.52116313511821299},{"$f":"'Offshore Wind'!AP190","v":0.52171897018785751},{"$f":"'Offshore Wind'!AQ190","v":0.52227466465987382},{"$f":"'Offshore Wind'!AR190","v":0.52283021733060553},{"$f":"'Offshore Wind'!AS190","v":0.52338562698261704},{"$f":"'Offshore Wind'!AT190","v":0.52394089238449648},{"$f":"'Offshore Wind'!AU190","v":0.52449601229065446},{"$f":"'Offshore Wind'!AV190","v":0.52505098544112005}]
[null,null,null,null,{"$f":"'Offshore Wind'!K191","v":"TRG 5 - High"},null,null,null,null,null,null,null,null,null,null,null,null,null,null,null,null,null,{"$f":"'Offshore Wind'!L191","v":0.46954546363361682},{"$f":"'Offshore Wind'!M191","v":0.46954347314667066},{"$f":"'Offshore Wind'!N191","v":0.46952265797445292},{"$f":"'Offshore Wind'!O191","v":0.47046430237160003},{"$f":"'Offshore Wind'!P191","v":0.47140917089238543},{"$f":"'Offshore Wind'!Q191","v":0.4723574617816601},{"$f":"'Offshore Wind'!R191","v":0.47330938987726506},{"$f":"'Offshore Wind'!S191","v":0.48606234593334929},{"$f":"'Offshore Wind'!T191","v":0.49880185222617102},{"$f":"'Offshore Wind'!U191","v":0.51152701631705677},{"$f":"'Offshore Wind'!V191","v":0.51167563724157916},{"$f":"'Offshore Wind'!W191","v":0.51182425816610133},{"$f":"'Offshore Wind'!X191","v":0.51197287909062383},{"$f":"'Offshore Wind'!Y191","v":0.51212150001514622},{"$f":"'Offshore Wind'!Z191","v":0.51227012093966862},{"$f":"'Offshore Wind'!AA191","v":0.5124187418641909},{"$f":"'Offshore Wind'!AB191","v":0.51256736278871362},{"$f":"'Offshore Wind'!AC191","v":0.51256736278871362},{"$f":"'Offshore Wind'!AD191","v":0.51256736278871362},{"$f":"'Offshore Wind'!AE191","v":0.51256736278871362},{"$f":"'Offshore Wind'!AF191","v":0.51256736278871362},{"$f":"'Offshore Wind'!AG191","v":0.51256736278871362},{"$f":"'Offshore Wind'!AH191","v":0.51256736278871362},{"$f":"'Offshore Wind'!AI191","v":0.51256736278871362},{"$f":"'Offshore Wind'!AJ191","v":0.51256736278871362},{"$f":"'Offshore Wind'!AK191","v":0.51256736278871362},{"$f":"'Offshore Wind'!AL191","v":0.51256736278871362},{"$f":"'Offshore Wind'!AM191","v":0.51256736278871362},{"$f":"'Offshore Wind'!AN191","v":0.51256736278871362},{"$f":"'Offshore Wind'!AO191","v":0.51256736278871362},{"$f":"'Offshore Wind'!AP191","v":0.51256736278871362},{"$f":"'Offshore Wind'!AQ191","v":0.51256736278871362},{"$f":"'Offshore Wind'!AR191","v":0.51256736278871362},{"$f":"'Offshore Wind'!AS191","v":0.51256736278871362},{"$f":"'Offshore Wind'!AT191","v":0.51256736278871362},{"$f":"'Offshore Wind'!AU191","v":0.51256736278871362},{"$f":"'Offshore Wind'!AV191","v":0.51256736278871362}]
[null,null,null,null,{"$f":"'Offshore Wind'!K192","v":"TRG 6 - Low"},null,null,null,null,null,null,null,null,null,null,null,null,null,null,null,null,null,{"$f":"'Offshore Wind'!L192","v":0.44144156480848457},{"$f":"'Offshore Wind'!M192","v":0.44166860804574298},{"$f":"'Offshore Wind'!N192","v":0.44185547724393348},{"$f":"'Offshore Wind'!O192","v":0.4442151928939051},{"$f":"'Offshore Wind'!P192","v":0.44656869965173629},{"$f":"'Offshore Wind'!Q192","v":0.44891541037364097},{"$f":"'Offshore Wind'!R192","v":0.45125466147531013},{"$f":"'Offshore Wind'!S192","v":0.46575795089508193},{"$f":"'Offshore Wind'!T192","v":0.48022665214754146},{"$f":"'Offshore Wind'!U192","v":0.49465647271377916},{"$f":"'Offshore Wind'!V192","v":0.49497619573181439},{"$f":"'Offshore Wind'!W192","v":0.49529414284193335},{"$f":"'Offshore Wind'!X192","v":0.49561024042066715},{"$f":"'Offshore Wind'!Y192","v":0.49592441071792853},{"$f":"'Offshore Wind'!Z192","v":0.49623657156378215},{"$f":"'Offshore Wind'!AA192","v":0.49654663604984728},{"$f":"'Offshore Wind'!AB192","v":0.49685451218274113},{"$f":"'Offshore Wind'!AC192","v":0.49706803780727155},{"$f":"'Offshore Wind'!AD192","v":0.49728088375125351},{"$f":"'Offshore Wind'!AE192","v":0.49749303513369914},{"$f":"'Offshore Wind'!AF192","v":0.49770447663601924},{"$f":"'Offshore Wind'!AG192","v":0.49791519248581856},{"$f":"'Offshore Wind'!AH192","v":0.4981251664399664},{"$f":"'Offshore Wind'!AI192","v":0.49833438176690176},{"$f":"'Offshore Wind'!AJ192","v":0.4985428212281362},{"$f":"'Offshore Wind'!AK192","v":0.49875046705890874},{"$f":"'Offshore Wind'!AL192","v":0.49895730094794793},{"$f":"'Offshore Wind'!AM192","v":0.49992423147461801},{"$f":"'Offshore Wind'!AN192","v":0.50089020191735467},{"$f":"'Offshore Wind'!AO192","v":0.50185519259810618},{"$f":"'Offshore Wind'!AP192","v":0.50281918329735587},{"$f":"'Offshore Wind'!AQ192","v":0.5037821532353679},{"$f":"'Offshore Wind'!AR192","v":0.50474408105265034},{"$f":"'Offshore Wind'!AS192","v":0.50570494478959371},{"$f":"'Offshore Wind'!AT192","v":0.50666472186524569},{"$f":"'Offshore Wind'!AU192","v":0.50762338905517901},{"$f":"'Offshore Wind'!AV192","v":0.50858092246840558}]
[null,null,null,null,{"$f":"'Offshore Wind'!K193","v":"TRG 6 - Mid"},{"$f":"'Offshore Wind'!#REF!","v":{"$error":"#REF!"}},{"$f":"'Offshore Wind'!#REF!","v":{"$error":"#REF!"}},{"$f":"'Offshore Wind'!#REF!","v":{"$error":"#REF!"}},{"$f":"'Offshore Wind'!#REF!","v":{"$error":"#REF!"}},{"$f":"'Offshore Wind'!#REF!","v":{"$error":"#REF!"}},{"$f":"'Offshore Wind'!#REF!","v":{"$error":"#REF!"}},{"$f":"'Offshore Wind'!#REF!","v":{"$error":"#REF!"}},{"$f":"'Offshore Wind'!#REF!","v":{"$error":"#REF!"}},{"$f":"'Offshore Wind'!#REF!","v":{"$error":"#REF!"}},{"$f":"'Offshore Wind'!#REF!","v":{"$error":"#REF!"}},{"$f":"'Offshore Wind'!#REF!","v":{"$error":"#REF!"}},{"$f":"'Offshore Wind'!#REF!","v":{"$error":"#REF!"}},{"$f":"'Offshore Wind'!#REF!","v":{"$error":"#REF!"}},null,null,null,{"$f":"'Offshore Wind'!L17","v":0.44144156480848457},{"$f":"'Offshore Wind'!L193","v":0.44144156480848457},{"$f":"'Offshore Wind'!M193","v":0.44148434719060031},{"$f":"'Offshore Wind'!N193","v":0.44150976485349169},{"$f":"'Offshore Wind'!O193","v":0.44393538465231613},{"$f":"'Offshore Wind'!P193","v":0.44635624024987963},{"$f":"'Offshore Wind'!Q193","v":0.4487719049346427},{"$f":"'Offshore Wind'!R193","v":0.45118189946826537},{"$f":"'Offshore Wind'!S193","v":0.46080193245471823},{"$f":"'Offshore Wind'!T193","v":0.47040481697259517},{"$f":"'Offshore Wind'!U193","v":0.47998852071132792},{"$f":"'Offshore Wind'!V193","v":0.48040314950520646},{"$f":"'Offshore Wind'!W193","v":0.48081785549770406},{"$f":"'Offshore Wind'!X193","v":0.48123264007130306},{"$f":"'Offshore Wind'!Y193","v":0.48164750464169409},{"$f":"'Offshore Wind'!Z193","v":0.48206245065877945},{"$f":"'Offshore Wind'!AA193","v":0.48247747960771292},{"$f":"'Offshore Wind'!AB193","v":0.482892593009978},{"$f":"'Offshore Wind'!AC193","v":0.48344389570255641},{"$f":"'Offshore Wind'!AD193","v":0.48399510341740987},{"$f":"'Offshore Wind'!AE193","v":0.48454621546007004},{"$f":"'Offshore Wind'!AF193","v":0.48509723112928238},{"$f":"'Offshore Wind'!AG193","v":0.48564814971692116},{"$f":"'Offshore Wind'!AH193","v":0.48619897050790689},{"$f":"'Offshore Wind'!AI193","v":0.48674969278011943},{"$f":"'Offshore Wind'!AJ193","v":0.48730031580431232},{"$f":"'Offshore Wind'!AK193","v":0.48785083884402369},{"$f":"'Offshore Wind'!AL193","v":0.48840126115548693},{"$f":"'Offshore Wind'!AM193","v":0.48892421748310538},{"$f":"'Offshore Wind'!AN193","v":0.48944704494727326},{"$f":"'Offshore Wind'!AO193","v":0.48996974245415453},{"$f":"'Offshore Wind'!AP193","v":0.49049230889749845},{"$f":"'Offshore Wind'!AQ193","v":0.49101474315846227},{"$f":"'Offshore Wind'!AR193","v":0.49153704410543231},{"$f":"'Offshore Wind'!AS193","v":0.49205921059384061},{"$f":"'Offshore Wind'!AT193","v":0.49258124146597987},{"$f":"'Offshore Wind'!AU193","v":0.49310313555081325},{"$f":"'Offshore Wind'!AV193","v":0.49362489166378354}]
[null,null,null,null,{"$f":"'Offshore Wind'!K194","v":"TRG 6 - High"},null,null,null,null,null,null,null,null,null,null,null,null,null,null,null,null,null,{"$f":"'Offshore Wind'!L194","v":0.44144156480848457},{"$f":"'Offshore Wind'!M194","v":0.44143969345897721},{"$f":"'Offshore Wind'!N194","v":0.44142012414587067},{"$f":"'Offshore Wind'!O194","v":0.44230540791147877},{"$f":"'Offshore Wind'!P194","v":0.44319372282591962},{"$f":"'Offshore Wind'!Q194","v":0.44408525526841319},{"$f":"'Offshore Wind'!R194","v":0.44498020721802228},{"$f":"'Offshore Wind'!S194","v":0.45696985532103213},{"$f":"'Offshore Wind'!T194","v":0.4689468586750225},{"$f":"'Offshore Wind'!U194","v":0.48091037825682081},{"$f":"'Offshore Wind'!V194","v":0.48105010371168239},{"$f":"'Offshore Wind'!W194","v":0.4811898291665439},{"$f":"'Offshore Wind'!X194","v":0.48132955462140581},{"$f":"'Offshore Wind'!Y194","v":0.48146928007626733},{"$f":"'Offshore Wind'!Z194","v":0.48160900553112912},{"$f":"'Offshore Wind'!AA194","v":0.4817487309859908},{"$f":"'Offshore Wind'!AB194","v":0.48188845644085254},{"$f":"'Offshore Wind'!AC194","v":0.48188845644085254},{"$f":"'Offshore Wind'!AD194","v":0.48188845644085254},{"$f":"'Offshore Wind'!AE194","v":0.48188845644085254},{"$f":"'Offshore Wind'!AF194","v":0.48188845644085254},{"$f":"'Offshore Wind'!AG194","v":0.48188845644085254},{"$f":"'Offshore Wind'!AH194","v":0.48188845644085254},{"$f":"'Offshore Wind'!AI194","v":0.48188845644085254},{"$f":"'Offshore Wind'!AJ194","v":0.48188845644085254},{"$f":"'Offshore Wind'!AK194","v":0.48188845644085254},{"$f":"'Offshore Wind'!AL194","v":0.48188845644085254},{"$f":"'Offshore Wind'!AM194","v":0.48188845644085254},{"$f":"'Offshore Wind'!AN194","v":0.48188845644085254},{"$f":"'Offshore Wind'!AO194","v":0.48188845644085254},{"$f":"'Offshore Wind'!AP194","v":0.48188845644085254},{"$f":"'Offshore Wind'!AQ194","v":0.48188845644085254},{"$f":"'Offshore Wind'!AR194","v":0.48188845644085254},{"$f":"'Offshore Wind'!AS194","v":0.48188845644085254},{"$f":"'Offshore Wind'!AT194","v":0.48188845644085254},{"$f":"'Offshore Wind'!AU194","v":0.48188845644085254},{"$f":"'Offshore Wind'!AV194","v":0.48188845644085254}]
[null,null,null,null,{"$f":"'Offshore Wind'!K195","v":"TRG 7 - Low"},null,null,null,null,null,null,null,null,null,null,null,null,null,null,null,null,null,{"$f":"'Offshore Wind'!L195","v":0.42061484373887859},{"$f":"'Offshore Wind'!M195","v":0.42083117532922831},{"$f":"'Offshore Wind'!N195","v":0.42100922824690185},{"$f":"'Offshore Wind'!O195","v":0.42325761514225818},{"$f":"'Offshore Wind'!P195","v":0.42550008607408585},{"$f":"'Offshore Wind'!Q195","v":0.42773608159938842},{"$f":"'Offshore Wind'!R195","v":0.42996496944102469},{"$f":"'Offshore Wind'!S195","v":0.44378400982894928},{"$f":"'Offshore Wind'!T195","v":0.45757009388074904},{"$f":"'Offshore Wind'!U195","v":0.47131913159377287},{"$f":"'Offshore Wind'!V195","v":0.47162377043612785},{"$f":"'Offshore Wind'!W195","v":0.47192671715592299},{"$f":"'Offshore Wind'!X195","v":0.47222790160316236},{"$f":"'Offshore Wind'!Y195","v":0.47252724969592147},{"$f":"'Offshore Wind'!Z195","v":0.47282468314095077},{"$f":"'Offshore Wind'!AA195","v":0.47312011913011021},{"$f":"'Offshore Wind'!AB195","v":0.47341347001016204},{"$f":"'Offshore Wind'!AC195","v":0.47361692173368758},{"$f":"'Offshore Wind'!AD195","v":0.47381972584323556},{"$f":"'Offshore Wind'!AE195","v":0.47402186815988634},{"$f":"'Offshore Wind'!AF195","v":0.4742233340877649},{"$f":"'Offshore Wind'!AG195","v":0.47442410859859996},{"$f":"'Offshore Wind'!AH195","v":0.47462417621559339},{"$f":"'Offshore Wind'!AI195","v":0.47482352099656083},{"$f":"'Offshore Wind'!AJ195","v":0.47502212651630654},{"$f":"'Offshore Wind'!AK195","v":0.47521997584819109},{"$f":"'Offshore Wind'!AL195","v":0.47541705154484848},{"$f":"'Offshore Wind'!AM195","v":0.47633836336685165},{"$f":"'Offshore Wind'!AN195","v":0.47725876040061155},{"$f":"'Offshore Wind'!AO195","v":0.47817822389646492},{"$f":"'Offshore Wind'!AP195","v":0.47909673458882918},{"$f":"'Offshore Wind'!AQ195","v":0.48001427267833352},{"$f":"'Offshore Wind'!AR195","v":0.48093081781320296},{"$f":"'Offshore Wind'!AS195","v":0.48184634906985768},{"$f":"'Offshore Wind'!AT195","v":0.48276084493269},{"$f":"'Offshore Wind'!AU195","v":0.48367428327297479},{"$f":"'Offshore Wind'!AV195","v":0.48458664132687435}]
[null,null,null,null,{"$f":"'Offshore Wind'!K196","v":"TRG 7 - Mid"},{"$f":"'Offshore Wind'!#REF!","v":{"$error":"#REF!"}},{"$f":"'Offshore Wind'!#REF!","v":{"$error":"#REF!"}},{"$f":"'Offshore Wind'!#REF!","v":{"$error":"#REF!"}},{"$f":"'Offshore Wind'!#REF!","v":{"$error":"#REF!"}},{"$f":"'Offshore Wind'!#REF!","v":{"$error":"#REF!"}},{"$f":"'Offshore Wind'!#REF!","v":{"$error":"#REF!"}},{"$f":"'Offshore Wind'!#REF!","v":{"$error":"#REF!"}},{"$f":"'Offshore Wind'!#REF!","v":{"$error":"#REF!"}},{"$f":"'Offshore Wind'!#REF!","v":{"$error":"#REF!"}},{"$f":"'Offshore Wind'!#REF!","v":{"$error":"#REF!"}},{"$f":"'Offshore Wind'!#REF!","v":{"$error":"#REF!"}},{"$f":"'Offshore Wind'!#REF!","v":{"$error":"#REF!"}},{"$f":"'Offshore Wind'!#REF!","v":{"$error":"#REF!"}},null,null,null,{"$f":"'Offshore Wind'!L18","v":0.42061484373887859},{"$f":"'Offshore Wind'!L196","v":0.42061484373887859},{"$f":"'Offshore Wind'!M196","v":0.42065560769588445},{"$f":"'Offshore Wind'!N196","v":0.42067982618176702},{"$f":"'Offshore Wind'!O196","v":0.42299100794167926},{"$f":"'Offshore Wind'!P196","v":0.42529765027003658},{"$f":"'Offshore Wind'!Q196","v":0.42759934658707444},{"$f":"'Offshore Wind'!R196","v":0.42989564026438393},{"$f":"'Offshore Wind'!S196","v":0.43906181081544016},{"$f":"'Offshore Wind'!T196","v":0.44821164194355695},{"$f":"'Offshore Wind'!U196","v":0.45734319722031408},{"$f":"'Offshore Wind'!V196","v":0.45773826428977443},{"$f":"'Offshore Wind'!W196","v":0.45813340491570881},{"$f":"'Offshore Wind'!X196","v":0.45852862041537606},{"$f":"'Offshore Wind'!Y196","v":0.45892391213767575},{"$f":"'Offshore Wind'!Z196","v":0.45931928146410544},{"$f":"'Offshore Wind'!AA196","v":0.45971472980975125},{"$f":"'Offshore Wind'!AB196","v":0.46011025862431443},{"$f":"'Offshore Wind'!AC196","v":0.46063555147024821},{"$f":"'Offshore Wind'!AD196","v":0.46116075381940014},{"$f":"'Offshore Wind'!AE196","v":0.46168586501006631},{"$f":"'Offshore Wind'!AF196","v":0.46221088437407654},{"$f":"'Offshore Wind'!AG196","v":0.46273581123671365},{"$f":"'Offshore Wind'!AH196","v":0.46326064491663482},{"$f":"'Offshore Wind'!AI196","v":0.46378538472578867},{"$f":"'Offshore Wind'!AJ196","v":0.4643100299693339},{"$f":"'Offshore Wind'!AK196","v":0.46483457994555399},{"$f":"'Offshore Wind'!AL196","v":0.46535903394577244},{"$f":"'Offshore Wind'!AM196","v":0.46585731777665473},{"$f":"'Offshore Wind'!AN196","v":0.46635547882372069},{"$f":"'Offshore Wind'!AO196","v":0.46685351604473979},{"$f":"'Offshore Wind'!AP196","v":0.46735142838565319},{"$f":"'Offshore Wind'!AQ196","v":0.46784921478040392},{"$f":"'Offshore Wind'!AR196","v":0.46834687415076648},{"$f":"'Offshore Wind'!AS196","v":0.46884440540617273},{"$f":"'Offshore Wind'!AT196","v":0.46934180744353404},{"$f":"'Offshore Wind'!AU196","v":0.46983907914706202},{"$f":"'Offshore Wind'!AV196","v":0.47033621938808573}]
[null,null,null,null,{"$f":"'Offshore Wind'!K197","v":"TRG 7 - High"},null,null,null,null,null,null,null,null,null,null,null,null,null,null,null,null,null,{"$f":"'Offshore Wind'!L197","v":0.42061484373887859},{"$f":"'Offshore Wind'!M197","v":0.42061306067755572},{"$f":"'Offshore Wind'!N197","v":0.42059441462283287},{"$f":"'Offshore Wind'!O197","v":0.42143793168697102},{"$f":"'Offshore Wind'!P197","v":0.42228433689371797},{"$f":"'Offshore Wind'!Q197","v":0.42313380782913007},{"$f":"'Offshore Wind'!R197","v":0.42398653694312249},{"$f":"'Offshore Wind'!S197","v":0.43541052681031939},{"$f":"'Offshore Wind'!T197","v":0.44682246849366358},{"$f":"'Offshore Wind'!U197","v":0.45822156255416113},{"$f":"'Offshore Wind'!V197","v":0.45835469591777722},{"$f":"'Offshore Wind'!W197","v":0.45848782928139353},{"$f":"'Offshore Wind'!X197","v":0.4586209626450099},{"$f":"'Offshore Wind'!Y197","v":0.45875409600862604},{"$f":"'Offshore Wind'!Z197","v":0.45888722937224247},{"$f":"'Offshore Wind'!AA197","v":0.45902036273585872},{"$f":"'Offshore Wind'!AB197","v":0.45915349609947509},{"$f":"'Offshore Wind'!AC197","v":0.45915349609947509},{"$f":"'Offshore Wind'!AD197","v":0.45915349609947509},{"$f":"'Offshore Wind'!AE197","v":0.45915349609947509},{"$f":"'Offshore Wind'!AF197","v":0.45915349609947509},{"$f":"'Offshore Wind'!AG197","v":0.45915349609947509},{"$f":"'Offshore Wind'!AH197","v":0.45915349609947509},{"$f":"'Offshore Wind'!AI197","v":0.45915349609947509},{"$f":"'Offshore Wind'!AJ197","v":0.45915349609947509},{"$f":"'Offshore Wind'!AK197","v":0.45915349609947509},{"$f":"'Offshore Wind'!AL197","v":0.45915349609947509},{"$f":"'Offshore Wind'!AM197","v":0.45915349609947509},{"$f":"'Offshore Wind'!AN197","v":0.45915349609947509},{"$f":"'Offshore Wind'!AO197","v":0.45915349609947509},{"$f":"'Offshore Wind'!AP197","v":0.45915349609947509},{"$f":"'Offshore Wind'!AQ197","v":0.45915349609947509},{"$f":"'Offshore Wind'!AR197","v":0.45915349609947509},{"$f":"'Offshore Wind'!AS197","v":0.45915349609947509},{"$f":"'Offshore Wind'!AT197","v":0.45915349609947509},{"$f":"'Offshore Wind'!AU197","v":0.45915349609947509},{"$f":"'Offshore Wind'!AV197","v":0.45915349609947509}]
[null,null,null,null,{"$f":"'Offshore Wind'!K198","v":"TRG 8 - Low"},null,null,null,null,null,null,null,null,null,null,null,null,null,null,null,null,null,{"$f":"'Offshore Wind'!L198","v":0.49436284990699381},{"$f":"'Offshore Wind'!M198","v":0.49461916291285474},{"$f":"'Offshore Wind'!N198","v":0.49483429141394525},{"$f":"'Offshore Wind'!O198","v":0.49747278062661415},{"$f":"'Offshore Wind'!P198","v":0.50010401519055159},{"$f":"'Offshore Wind'!Q198","v":0.50272730907001639},{"$f":"'Offshore Wind'!R198","v":0.50534188691395454},{"$f":"'Offshore Wind'!S198","v":0.52163244124948582},{"$f":"'Offshore Wind'!T198","v":0.53789136432113049},{"$f":"'Offshore Wind'!U198","v":0.55411473057258043},{"$f":"'Offshore Wind'!V198","v":0.55447356441922646},{"$f":"'Offshore Wind'!W198","v":0.55483042848461739},{"$f":"'Offshore Wind'!X198","v":0.55518524110791434},{"$f":"'Offshore Wind'!Y198","v":0.5555379160511642},{"$f":"'Offshore Wind'!Z198","v":0.5558883621740569},{"$f":"'Offshore Wind'!AA198","v":0.55623648308054707},{"$f":"'Offshore Wind'!AB198","v":0.55658217673446564},{"$f":"'Offshore Wind'!AC198","v":0.55682550876794468},{"$f":"'Offshore Wind'!AD198","v":0.55706814369306801},{"$f":"'Offshore Wind'!AE198","v":0.55731006624728185},{"$f":"'Offshore Wind'!AF198","v":0.55755126071921046},{"$f":"'Offshore Wind'!AG198","v":0.55779171093203561},{"$f":"'Offshore Wind'!AH198","v":0.55803140022613362},{"$f":"'Offshore Wind'!AI198","v":0.5582703114409272},{"$f":"'Offshore Wind'!AJ198","v":0.55850842689591218},{"$f":"'Offshore Wind'!AK198","v":0.55874572837081871},{"$f":"'Offshore Wind'!AL198","v":0.55898219708485275},{"$f":"'Offshore Wind'!AM198","v":0.56007473598983826},{"$f":"'Offshore Wind'!AN198","v":0.56116636352726867},{"$f":"'Offshore Wind'!AO198","v":0.56225706101759276},{"$f":"'Offshore Wind'!AP198","v":0.56334680926726766},{"$f":"'Offshore Wind'!AQ198","v":0.56443558855095888},{"$f":"'Offshore Wind'!AR198","v":0.56552337859299306},{"$f":"'Offshore Wind'!AS198","v":0.56661015854803076},{"$f":"'Offshore Wind'!AT198","v":0.5676959069809181},{"$f":"'Offshore Wind'!AU198","v":0.56878060184567625},{"$f":"'Offshore Wind'!AV198","v":0.5698642204635892}]
[null,null,null,null,{"$f":"'Offshore Wind'!K199","v":"TRG 8 - Mid"},{"$f":"'Offshore Wind'!#REF!","v":{"$error":"#REF!"}},{"$f":"'Offshore Wind'!#REF!","v":{"$error":"#REF!"}},{"$f":"'Offshore Wind'!#REF!","v":{"$error":"#REF!"}},{"$f":"'Offshore Wind'!#REF!","v":{"$error":"#REF!"}},{"$f":"'Offshore Wind'!#REF!","v":{"$error":"#REF!"}},{"$f":"'Offshore Wind'!#REF!","v":{"$error":"#REF!"}},{"$f":"'Offshore Wind'!#REF!","v":{"$error":"#REF!"}},{"$f":"'Offshore Wind'!#REF!","v":{"$error":"#REF!"}},{"$f":"'Offshore Wind'!#REF!","v":{"$error":"#REF!"}},{"$f":"'Offshore Wind'!#REF!","v":{"$error":"#REF!"}},{"$f":"'Offshore Wind'!#REF!","v":{"$error":"#REF!"}},{"$f":"'Offshore Wind'!#REF!","v":{"$error":"#REF!"}},{"$f":"'Offshore Wind'!#REF!","v":{"$error":"#REF!"}},null,null,null,{"$f":"'Offshore Wind'!L19","v":0.49436284990699381},{"$f":"'Offshore Wind'!L199","v":0.49436284990699381},{"$f":"'Offshore Wind'!M199","v":0.49445650186166629},{"$f":"'Offshore Wind'!N199","v":0.49453580668312813},{"$f":"'Offshore Wind'!O199","v":0.4972035827202661},{"$f":"'Offshore Wind'!P199","v":0.49986260344713018},{"$f":"'Offshore Wind'!Q199","v":0.50251208468359809},{"$f":"'Offshore Wind'!R199","v":0.50515114571953013},{"$f":"'Offshore Wind'!S199","v":0.51593124977817495},{"$f":"'Offshore Wind'!T199","v":0.52669327551564571},{"$f":"'Offshore Wind'!U199","v":0.53743508042207255},{"$f":"'Offshore Wind'!V199","v":0.53788430927241215},{"$f":"'Offshore Wind'!W199","v":0.53833342052626454},{"$f":"'Offshore Wind'!X199","v":0.5387824120776975},{"$f":"'Offshore Wind'!Y199","v":0.53923128177019231},{"$f":"'Offshore Wind'!Z199","v":0.539680027395116},{"$f":"'Offshore Wind'!AA199","v":0.54012864669013694},{"$f":"'Offshore Wind'!AB199","v":0.54057713733758384},{"$f":"'Offshore Wind'!AC199","v":0.54119587218673659},{"$f":"'Offshore Wind'!AD199","v":0.54181451206251763},{"$f":"'Offshore Wind'!AE199","v":0.54243305627049088},{"$f":"'Offshore Wind'!AF199","v":0.54305150410943348},{"$f":"'Offshore Wind'!AG199","v":0.54366985487125241},{"$f":"'Offshore Wind'!AH199","v":0.54428810784090076},{"$f":"'Offshore Wind'!AI199","v":0.54490626229629169},{"$f":"'Offshore Wind'!AJ199","v":0.54552431750821229},{"$f":"'Offshore Wind'!AK199","v":0.54614227274023419},{"$f":"'Offshore Wind'!AL199","v":0.54676012724862422},{"$f":"'Offshore Wind'!AM199","v":0.5473477495907132},{"$f":"'Offshore Wind'!AN199","v":0.54793524478194766},{"$f":"'Offshore Wind'!AO199","v":0.54852261174302863},{"$f":"'Offshore Wind'!AP199","v":0.54910984938240714},{"$f":"'Offshore Wind'!AQ199","v":0.54969695659611018},{"$f":"'Offshore Wind'!AR199","v":0.55028393226756334},{"$f":"'Offshore Wind'!AS199","v":0.5508707752674098},{"$f":"'Offshore Wind'!AT199","v":0.55145748445332787},{"$f":"'Offshore Wind'!AU199","v":0.5520440586698443},{"$f":"'Offshore Wind'!AV199","v":0.55263049674814357}]
[null,null,null,null,{"$f":"'Offshore Wind'!K200","v":"TRG 8 - High"},null,null,null,null,null,null,null,null,null,null,null,null,null,null,null,null,null,{"$f":"'Offshore Wind'!L200","v":0.49436284990699381},{"$f":"'Offshore Wind'!M200","v":0.49431731369663828},{"$f":"'Offshore Wind'!N200","v":0.49425638634157593},{"$f":"'Offshore Wind'!O200","v":0.49521885553217965},{"$f":"'Offshore Wind'!P200","v":0.49618345427229305},{"$f":"'Offshore Wind'!Q200","v":0.49715031350361427},{"$f":"'Offshore Wind'!R200","v":0.49811957512759281},{"$f":"'Offshore Wind'!S200","v":0.51157475507640926},{"$f":"'Offshore Wind'!T200","v":0.52501906759884243},{"$f":"'Offshore Wind'!U200","v":0.53845179160327261},{"$f":"'Offshore Wind'!V200","v":0.53860823535018343},{"$f":"'Offshore Wind'!W200","v":0.53876467909709425},{"$f":"'Offshore Wind'!X200","v":0.53892112284400528},{"$f":"'Offshore Wind'!Y200","v":0.53907756659091621},{"$f":"'Offshore Wind'!Z200","v":0.53923401033782725},{"$f":"'Offshore Wind'!AA200","v":0.53939045408473829},{"$f":"'Offshore Wind'!AB200","v":0.53954689783164922},{"$f":"'Offshore Wind'!AC200","v":0.53954689783164922},{"$f":"'Offshore Wind'!AD200","v":0.53954689783164922},{"$f":"'Offshore Wind'!AE200","v":0.53954689783164922},{"$f":"'Offshore Wind'!AF200","v":0.53954689783164922},{"$f":"'Offshore Wind'!AG200","v":0.53954689783164922},{"$f":"'Offshore Wind'!AH200","v":0.53954689783164922},{"$f":"'Offshore Wind'!AI200","v":0.53954689783164922},{"$f":"'Offshore Wind'!AJ200","v":0.53954689783164922},{"$f":"'Offshore Wind'!AK200","v":0.53954689783164922},{"$f":"'Offshore Wind'!AL200","v":0.53954689783164922},{"$f":"'Offshore Wind'!AM200","v":0.53954689783164922},{"$f":"'Offshore Wind'!AN200","v":0.53954689783164922},{"$f":"'Offshore Wind'!AO200","v":0.53954689783164922},{"$f":"'Offshore Wind'!AP200","v":0.53954689783164922},{"$f":"'Offshore Wind'!AQ200","v":0.53954689783164922},{"$f":"'Offshore Wind'!AR200","v":0.53954689783164922},{"$f":"'Offshore Wind'!AS200","v":0.53954689783164922},{"$f":"'Offshore Wind'!AT200","v":0.53954689783164922},{"$f":"'Offshore Wind'!AU200","v":0.53954689783164922},{"$f":"'Offshore Wind'!AV200","v":0.53954689783164922}]
[null,null,null,null,{"$f":"'Offshore Wind'!K201","v":"TRG 9 - Low"},null,null,null,null,null,null,null,null,null,null,null,null,null,null,null,null,null,{"$f":"'Offshore Wind'!L201","v":0.46973771367266881},{"$f":"'Offshore Wind'!M201","v":0.46998125924932033},{"$f":"'Offshore Wind'!N201","v":0.47018567179825499},{"$f":"'Offshore Wind'!O201","v":0.47269273293875574},{"$f":"'Offshore Wind'!P201","v":0.47519290079811871},{"$f":"'Offshore Wind'!Q201","v":0.47768552351332294},{"$f":"'Offshore Wind'!R201","v":0.4801698643549977},{"$f":"'Offshore Wind'!S201","v":0.49564895577433155},{"$f":"'Offshore Wind'!T201","v":0.5110979915420697},{"$f":"'Offshore Wind'!U201","v":0.52651324164119029},{"$f":"'Offshore Wind'!V201","v":0.52685420130420635},{"$f":"'Offshore Wind'!W201","v":0.52719328930444764},{"$f":"'Offshore Wind'!X201","v":0.52753042804875483},{"$f":"'Offshore Wind'!Y201","v":0.52786553559484783},{"$f":"'Offshore Wind'!Z201","v":0.5281985253422854},{"$f":"'Offshore Wind'!AA201","v":0.52852930569668932},{"$f":"'Offshore Wind'!AB201","v":0.52885777970450232},{"$f":"'Offshore Wind'!AC201","v":0.52908899091523809},{"$f":"'Offshore Wind'!AD201","v":0.52931953974188661},{"$f":"'Offshore Wind'!AE201","v":0.52954941168214975},{"$f":"'Offshore Wind'!AF201","v":0.5297785918072655},{"$f":"'Offshore Wind'!AG201","v":0.53000706474621273},{"$f":"'Offshore Wind'!AH201","v":0.53023481466921496},{"$f":"'Offshore Wind'!AI201","v":0.5304618252704949},{"$f":"'Offshore Wind'!AJ201","v":0.53068807975024757},{"$f":"'Offshore Wind'!AK201","v":0.53091356079578877},{"$f":"'Offshore Wind'!AL201","v":0.53113825056183073},{"$f":"'Offshore Wind'!AM201","v":0.53217636806484059},{"$f":"'Offshore Wind'!AN201","v":0.53321361959721447},{"$f":"'Offshore Wind'!AO201","v":0.53424998740986418},{"$f":"'Offshore Wind'!AP201","v":0.53528545326531296},{"$f":"'Offshore Wind'!AQ201","v":0.53631999842078215},{"$f":"'Offshore Wind'!AR201","v":0.53735360361056772},{"$f":"'Offshore Wind'!AS201","v":0.5383862490276754},{"$f":"'Offshore Wind'!AT201","v":0.53941791430467612},{"$f":"'Offshore Wind'!AU201","v":0.5404485784937425},{"$f":"'Offshore Wind'!AV201","v":0.54147822004582791}]
[null,null,null,null,{"$f":"'Offshore Wind'!K202","v":"TRG 9 - Mid"},{"$f":"'Offshore Wind'!#REF!","v":{"$error":"#REF!"}},{"$f":"'Offshore Wind'!#REF!","v":{"$error":"#REF!"}},{"$f":"'Offshore Wind'!#REF!","v":{"$error":"#REF!"}},{"$f":"'Offshore Wind'!#REF!","v":{"$error":"#REF!"}},{"$f":"'Offshore Wind'!#REF!","v":{"$error":"#REF!"}},{"$f":"'Offshore Wind'!#REF!","v":{"$error":"#REF!"}},{"$f":"'Offshore Wind'!#REF!","v":{"$error":"#REF!"}},{"$f":"'Offshore Wind'!#REF!","v":{"$error":"#REF!"}},{"$f":"'Offshore Wind'!#REF!","v":{"$error":"#REF!"}},{"$f":"'Offshore Wind'!#REF!","v":{"$error":"#REF!"}},{"$f":"'Offshore Wind'!#REF!","v":{"$error":"#REF!"}},{"$f":"'Offshore Wind'!#REF!","v":{"$error":"#REF!"}},{"$f":"'Offshore Wind'!#REF!","v":{"$error":"#REF!"}},null,null,null,{"$f":"'Offshore Wind'!L20","v":0.46973771367266881},{"$f":"'Offshore Wind'!L202","v":0.46973771367266881},{"$f":"'Offshore Wind'!M202","v":0.46982670064868265},{"$f":"'Offshore Wind'!N202","v":0.46990205514897276},{"$f":"'Offshore Wind'!O202","v":0.47243694428255478},{"$f":"'Offshore Wind'!P202","v":0.47496351422420868},{"$f":"'Offshore Wind'!Q202","v":0.47748101985528757},{"$f":"'Offshore Wind'!R202","v":0.47998862433546763},{"$f":"'Offshore Wind'!S202","v":0.49023175129092939},{"$f":"'Offshore Wind'!T202","v":0.50045770044013616},{"$f":"'Offshore Wind'!U202","v":0.51066443599563371},{"$f":"'Offshore Wind'!V202","v":0.51109128791849556},{"$f":"'Offshore Wind'!W202","v":0.51151802810257097},{"$f":"'Offshore Wind'!X202","v":0.51194465454682769},{"$f":"'Offshore Wind'!Y202","v":0.51237116520216741},{"$f":"'Offshore Wind'!Z202","v":0.51279755796997328},{"$f":"'Offshore Wind'!AA202","v":0.51322383070060473},{"$f":"'Offshore Wind'!AB202","v":0.5136499811918378},{"$f":"'Offshore Wind'!AC202","v":0.51423789570334566},{"$f":"'Offshore Wind'!AD202","v":0.51482571997228255},{"$f":"'Offshore Wind'!AE202","v":0.51541345333880362},{"$f":"'Offshore Wind'!AF202","v":0.51600109513661541},{"$f":"'Offshore Wind'!AG202","v":0.51658864469289623},{"$f":"'Offshore Wind'!AH202","v":0.51717610132821701},{"$f":"'Offshore Wind'!AI202","v":0.51776346435645937},{"$f":"'Offshore Wind'!AJ202","v":0.51835073308473389},{"$f":"'Offshore Wind'!AK202","v":0.51893790681329499},{"$f":"'Offshore Wind'!AL202","v":0.51952498483545639},{"$f":"'Offshore Wind'!AM202","v":0.52008333661194561},{"$f":"'Offshore Wind'!AN202","v":0.52064156757120184},{"$f":"'Offshore Wind'!AO202","v":0.52119967668768763},{"$f":"'Offshore Wind'!AP202","v":0.52175766292422654},{"$f":"'Offshore Wind'!AQ202","v":0.52231552523183622},{"$f":"'Offshore Wind'!AR202","v":0.52287326254956079},{"$f":"'Offshore Wind'!AS202","v":0.5234308738042992},{"$f":"'Offshore Wind'!AT202","v":0.52398835791063081},{"$f":"'Offshore Wind'!AU202","v":0.52454571377063841},{"$f":"'Offshore Wind'!AV202","v":0.52510294027372784}]
[null,null,null,null,{"$f":"'Offshore Wind'!K203","v":"TRG 9 - High"},null,null,null,null,null,null,null,null,null,null,null,null,null,null,null,null,null,{"$f":"'Offshore Wind'!L203","v":0.46973771367266881},{"$f":"'Offshore Wind'!M203","v":0.46969444570593605},{"$f":"'Offshore Wind'!N203","v":0.46963655325614423},{"$f":"'Offshore Wind'!O203","v":0.4705510800600084},{"$f":"'Offshore Wind'!P203","v":0.47146763033654637},{"$f":"'Offshore Wind'!Q203","v":0.47238632850500623},{"$f":"'Offshore Wind'!R203","v":0.47330730939846138},{"$f":"'Offshore Wind'!S203","v":0.48609226172123471},{"$f":"'Offshore Wind'!T203","v":0.49886688794441619},{"$f":"'Offshore Wind'!U203","v":0.51163050289530498},{"$f":"'Offshore Wind'!V203","v":0.51177915388719508},{"$f":"'Offshore Wind'!W203","v":0.51192780487908518},{"$f":"'Offshore Wind'!X203","v":0.5120764558709755},{"$f":"'Offshore Wind'!Y203","v":0.5122251068628656},{"$f":"'Offshore Wind'!Z203","v":0.51237375785475581},{"$f":"'Offshore Wind'!AA203","v":0.5125224088466459},{"$f":"'Offshore Wind'!AB203","v":0.51267105983853622},{"$f":"'Offshore Wind'!AC203","v":0.51267105983853622},{"$f":"'Offshore Wind'!AD203","v":0.51267105983853622},{"$f":"'Offshore Wind'!AE203","v":0.51267105983853622},{"$f":"'Offshore Wind'!AF203","v":0.51267105983853622},{"$f":"'Offshore Wind'!AG203","v":0.51267105983853622},{"$f":"'Offshore Wind'!AH203","v":0.51267105983853622},{"$f":"'Offshore Wind'!AI203","v":0.51267105983853622},{"$f":"'Offshore Wind'!AJ203","v":0.51267105983853622},{"$f":"'Offshore Wind'!AK203","v":0.51267105983853622},{"$f":"'Offshore Wind'!AL203","v":0.51267105983853622},{"$f":"'Offshore Wind'!AM203","v":0.51267105983853622},{"$f":"'Offshore Wind'!AN203","v":0.51267105983853622},{"$f":"'Offshore Wind'!AO203","v":0.51267105983853622},{"$f":"'Offshore Wind'!AP203","v":0.51267105983853622},{"$f":"'Offshore Wind'!AQ203","v":0.51267105983853622},{"$f":"'Offshore Wind'!AR203","v":0.51267105983853622},{"$f":"'Offshore Wind'!AS203","v":0.51267105983853622},{"$f":"'Offshore Wind'!AT203","v":0.51267105983853622},{"$f":"'Offshore Wind'!AU203","v":0.51267105983853622},{"$f":"'Offshore Wind'!AV203","v":0.51267105983853622}]
[null,null,null,null,{"$f":"'Offshore Wind'!K204","v":"TRG 10 - Low"},null,null,null,null,null,null,null,null,null,null,null,null,null,null,null,null,null,{"$f":"'Offshore Wind'!L204","v":0.43587876392829994},{"$f":"'Offshore Wind'!M204","v":0.43610475460739889},{"$f":"'Offshore Wind'!N204","v":0.43629443298869064},{"$f":"'Offshore Wind'!O204","v":0.4386207837993808},{"$f":"'Offshore Wind'!P204","v":0.44094073820038465},{"$f":"'Offshore Wind'!Q204","v":0.44325369131532227},{"$f":"'Offshore Wind'!R204","v":0.44555895951867613},{"$f":"'Offshore Wind'!S204","v":0.45992230961428704},{"$f":"'Offshore Wind'!T204","v":0.4742577704860072},{"$f":"'Offshore Wind'!U204","v":0.48856188097846909},{"$f":"'Offshore Wind'!V204","v":0.48887826408363405},{"$f":"'Offshore Wind'!W204","v":0.48919291043649449},{"$f":"'Offshore Wind'!X204","v":0.48950574803684815},{"$f":"'Offshore Wind'!Y204","v":0.48981670084885887},{"$f":"'Offshore Wind'!Z204","v":0.49012568851429267},{"$f":"'Offshore Wind'!AA204","v":0.49043262604094356},{"$f":"'Offshore Wind'!AB204","v":0.49073742346371957},{"$f":"'Offshore Wind'!AC204","v":0.49095196884470238},{"$f":"'Offshore Wind'!AD204","v":0.49116589958660267},{"$f":"'Offshore Wind'!AE204","v":0.49137920223245679},{"$f":"'Offshore Wind'!AF204","v":0.49159186292957491},{"$f":"'Offshore Wind'!AG204","v":0.49180386741488824},{"$f":"'Offshore Wind'!AH204","v":0.49201520099963875},{"$f":"'Offshore Wind'!AI204","v":0.4922258485533787},{"$f":"'Offshore Wind'!AJ204","v":0.49243579448724212},{"$f":"'Offshore Wind'!AK204","v":0.49264502273645228},{"$f":"'Offshore Wind'!AL204","v":0.49285351674201983},{"$f":"'Offshore Wind'!AM204","v":0.49381680617110657},{"$f":"'Offshore Wind'!AN204","v":0.49477929204919147},{"$f":"'Offshore Wind'!AO204","v":0.49574095790655026},{"$f":"'Offshore Wind'!AP204","v":0.49670178682027355},{"$f":"'Offshore Wind'!AQ204","v":0.49766176139857238},{"$f":"'Offshore Wind'!AR204","v":0.49862086376442499},{"$f":"'Offshore Wind'!AS204","v":0.49957907553853581},{"$f":"'Offshore Wind'!AT204","v":0.50053637782157145},{"$f":"'Offshore Wind'!AU204","v":0.50149275117563541},{"$f":"'Offshore Wind'!AV204","v":0.5024481756049477}]
[null,null,null,null,{"$f":"'Offshore Wind'!K205","v":"TRG 10 - Mid"},{"$f":"'Offshore Wind'!#REF!","v":{"$error":"#REF!"}},{"$f":"'Offshore Wind'!#REF!","v":{"$error":"#REF!"}},{"$f":"'Offshore Wind'!#REF!","v":{"$error":"#REF!"}},{"$f":"'Offshore Wind'!#REF!","v":{"$error":"#REF!"}},{"$f":"'Offshore Wind'!#REF!","v":{"$error":"#REF!"}},{"$f":"'Offshore Wind'!#REF!","v":{"$error":"#REF!"}},{"$f":"'Offshore Wind'!#REF!","v":{"$error":"#REF!"}},{"$f":"'Offshore Wind'!#REF!","v":{"$error":"#REF!"}},{"$f":"'Offshore Wind'!#REF!","v":{"$error":"#REF!"}},{"$f":"'Offshore Wind'!#REF!","v":{"$error":"#REF!"}},{"$f":"'Offshore Wind'!#REF!","v":{"$error":"#REF!"}},{"$f":"'Offshore Wind'!#REF!","v":{"$error":"#REF!"}},{"$f":"'Offshore Wind'!#REF!","v":{"$error":"#REF!"}},null,null,null,{"$f":"'Offshore Wind'!L21","v":0.43587876392829994},{"$f":"'Offshore Wind'!L205","v":0.43587876392829994},{"$f":"'Offshore Wind'!M205","v":0.43596133667471115},{"$f":"'Offshore Wind'!N205","v":0.43603125958165873},{"$f":"'Offshore Wind'!O205","v":0.43838343252856193},{"$f":"'Offshore Wind'!P205","v":0.4407278859354134},{"$f":"'Offshore Wind'!Q205","v":0.44306392839212344},{"$f":"'Offshore Wind'!R205","v":0.44539078337827331},{"$f":"'Offshore Wind'!S205","v":0.454895580174765},{"$f":"'Offshore Wind'!T205","v":0.46438443735061424},{"$f":"'Offshore Wind'!U205","v":0.47385546585903293},{"$f":"'Offshore Wind'!V205","v":0.47425155006326425},{"$f":"'Offshore Wind'!W205","v":0.47464753058290149},{"$f":"'Offshore Wind'!X205","v":0.47504340556114799},{"$f":"'Offshore Wind'!Y205","v":0.47543917309660561},{"$f":"'Offshore Wind'!Z205","v":0.47583483124192694},{"$f":"'Offshore Wind'!AA205","v":0.47623037800241863},{"$f":"'Offshore Wind'!AB205","v":0.47662581133459425},{"$f":"'Offshore Wind'!AC205","v":0.47717134864853045},{"$f":"'Offshore Wind'!AD205","v":0.47771680222462931},{"$f":"'Offshore Wind'!AE205","v":0.47826217145060795},{"$f":"'Offshore Wind'!AF205","v":0.47880745570819944},{"$f":"'Offshore Wind'!AG205","v":0.47935265437308},{"$f":"'Offshore Wind'!AH205","v":0.47989776681479362},{"$f":"'Offshore Wind'!AI205","v":0.48044279239667798},{"$f":"'Offshore Wind'!AJ205","v":0.48098773047578741},{"$f":"'Offshore Wind'!AK205","v":0.48153258040281438},{"$f":"'Offshore Wind'!AL205","v":0.48207734152201104},{"$f":"'Offshore Wind'!AM205","v":0.4825954469989388},{"$f":"'Offshore Wind'!AN205","v":0.48311344036720516},{"$f":"'Offshore Wind'!AO205","v":0.48363132067519438},{"$f":"'Offshore Wind'!AP205","v":0.48414908696049008},{"$f":"'Offshore Wind'!AQ205","v":0.48466673824972112},{"$f":"'Offshore Wind'!AR205","v":0.48518427355840588},{"$f":"'Offshore Wind'!AS205","v":0.4857016918907931},{"$f":"'Offshore Wind'!AT205","v":0.48621899223969978},{"$f":"'Offshore Wind'!AU205","v":0.48673617358634713},{"$f":"'Offshore Wind'!AV205","v":0.48725323490019329}]
[null,null,null,null,{"$f":"'Offshore Wind'!K206","v":"TRG 10 - High"},null,null,null,null,null,null,null,null,null,null,null,null,null,null,null,null,null,{"$f":"'Offshore Wind'!L206","v":0.43587876392829994},{"$f":"'Offshore Wind'!M206","v":0.43583861474012969},{"$f":"'Offshore Wind'!N206","v":0.43578489520958841},{"$f":"'Offshore Wind'!O206","v":0.43663350242430604},{"$f":"'Offshore Wind'!P206","v":0.43748398725868731},{"$f":"'Offshore Wind'!Q206","v":0.43833646516377311},{"$f":"'Offshore Wind'!R206","v":0.43919106125379564},{"$f":"'Offshore Wind'!S206","v":0.45105446726342258},{"$f":"'Offshore Wind'!T206","v":0.4629082914843291},{"$f":"'Offshore Wind'!U206","v":0.47475189813143559},{"$f":"'Offshore Wind'!V206","v":0.47488983427902559},{"$f":"'Offshore Wind'!W206","v":0.47502777042661565},{"$f":"'Offshore Wind'!X206","v":0.47516570657420587},{"$f":"'Offshore Wind'!Y206","v":0.47530364272179598},{"$f":"'Offshore Wind'!Z206","v":0.47544157886938626},{"$f":"'Offshore Wind'!AA206","v":0.47557951501697632},{"$f":"'Offshore Wind'!AB206","v":0.47571745116456654},{"$f":"'Offshore Wind'!AC206","v":0.47571745116456654},{"$f":"'Offshore Wind'!AD206","v":0.47571745116456654},{"$f":"'Offshore Wind'!AE206","v":0.47571745116456654},{"$f":"'Offshore Wind'!AF206","v":0.47571745116456654},{"$f":"'Offshore Wind'!AG206","v":0.47571745116456654},{"$f":"'Offshore Wind'!AH206","v":0.47571745116456654},{"$f":"'Offshore Wind'!AI206","v":0.47571745116456654},{"$f":"'Offshore Wind'!AJ206","v":0.47571745116456654},{"$f":"'Offshore Wind'!AK206","v":0.47571745116456654},{"$f":"'Offshore Wind'!AL206","v":0.47571745116456654},{"$f":"'Offshore Wind'!AM206","v":0.47571745116456654},{"$f":"'Offshore Wind'!AN206","v":0.47571745116456654},{"$f":"'Offshore Wind'!AO206","v":0.47571745116456654},{"$f":"'Offshore Wind'!AP206","v":0.47571745116456654},{"$f":"'Offshore Wind'!AQ206","v":0.47571745116456654},{"$f":"'Offshore Wind'!AR206","v":0.47571745116456654},{"$f":"'Offshore Wind'!AS206","v":0.47571745116456654},{"$f":"'Offshore Wind'!AT206","v":0.47571745116456654},{"$f":"'Offshore Wind'!AU206","v":0.47571745116456654},{"$f":"'Offshore Wind'!AV206","v":0.47571745116456654}]
[]
[null,null,null,null,null,{"$f":"F4","v":2000},2001,2002,2003,2004,2005,2006,2007,2008,2009,2010,2011,2012,2010,2011,2012,{"$f":"V4","v":2013},2014,2015,2016,2017,2018,2019,2020,2021,2022,2023,2024,2025,2026,2027,2028,2029,2030,2031,2032,2033,2034,2035,2036,2037,2038,2039,2040,2041,2042,2043,2044,2045,2046,2047,2048,2049,2050]
[null,"Offshore Wind",null,"Fixed Operation and Maintenance Expenses ($/kW)",{"$f":"'Offshore Wind'!K332","v":"TRG 1 - Low"},null,null,null,null,null,null,null,null,null,null,null,null,null,null,null,null,null,{"$f":"'Offshore Wind'!L332","v":131.90418739165659},{"$f":"'Offshore Wind'!M332","v":126.62801989599033},{"$f":"'Offshore Wind'!N332","v":121.35185240032406},{"$f":"'Offshore Wind'!O332","v":118.71376865249093},{"$f":"'Offshore Wind'!P332","v":116.07568490465779},{"$f":"'Offshore Wind'!Q332","v":113.43760115682467},{"$f":"'Offshore Wind'!R332","v":110.79951740899153},{"$f":"'Offshore Wind'!S332","v":109.04079491043611},{"$f":"'Offshore Wind'!T332","v":107.28207241188069},{"$f":"'Offshore Wind'!U332","v":105.52334991332526},{"$f":"'Offshore Wind'!V332","v":104.581177146242},{"$f":"'Offshore Wind'!W332","v":103.63900437915873},{"$f":"'Offshore Wind'!X332","v":102.69683161207547},{"$f":"'Offshore Wind'!Y332","v":101.75465884499221},{"$f":"'Offshore Wind'!Z332","v":100.81248607790894},{"$f":"'Offshore Wind'!AA332","v":99.870313310825679},{"$f":"'Offshore Wind'!AB332","v":98.92814054374243},{"$f":"'Offshore Wind'!AC332","v":98.532427981567466},{"$f":"'Offshore Wind'!AD332","v":98.136715419392502},{"$f":"'Offshore Wind'!AE332","v":97.741002857217524},{"$f":"'Offshore Wind'!AF332","v":97.34529029504256},{"$f":"'Offshore Wind'!AG332","v":96.949577732867581},{"$f":"'Offshore Wind'!AH332","v":96.553865170692617},{"$f":"'Offshore Wind'!AI332","v":96.158152608517639},{"$f":"'Offshore Wind'!AJ332","v":95.762440046342675},{"$f":"'Offshore Wind'!AK332","v":95.366727484167697},{"$f":"'Offshore Wind'!AL332","v":94.971014921992733},{"$f":"'Offshore Wind'!AM332","v":94.70720654720941},{"$f":"'Offshore Wind'!AN332","v":94.4433981724261},{"$f":"'Offshore Wind'!AO332","v":94.179589797642777},{"$f":"'Offshore Wind'!AP332","v":93.915781422859453},{"$f":"'Offshore Wind'!AQ332","v":93.651973048076144},{"$f":"'Offshore Wind'!AR332","v":93.38816467329282},{"$f":"'Offshore Wind'!AS332","v":93.124356298509511},{"$f":"'Offshore Wind'!AT332","v":92.860547923726187},{"$f":"'Offshore Wind'!AU332","v":92.596739548942864},{"$f":"'Offshore Wind'!AV332","v":92.332931174159611}]
[null,null,null,null,{"$f":"'Offshore Wind'!K333","v":"TRG 1 - Mid"},{"$f":"'Offshore Wind'!#REF!","v":{"$error":"#REF!"}},{"$f":"'Offshore Wind'!#REF!","v":{"$error":"#REF!"}},{"$f":"'Offshore Wind'!#REF!","v":{"$error":"#REF!"}},{"$f":"'Offshore Wind'!#REF!","v":{"$error":"#REF!"}},{"$f":"'Offshore Wind'!#REF!","v":{"$error":"#REF!"}},{"$f":"'Offshore Wind'!#REF!","v":{"$error":"#REF!"}},{"$f":"'Offshore Wind'!#REF!","v":{"$error":"#REF!"}},{"$f":"'Offshore Wind'!#REF!","v":{"$error":"#REF!"}},{"$f":"'Offshore Wind'!#REF!","v":{"$error":"#REF!"}},{"$f":"'Offshore Wind'!#REF!","v":{"$error":"#REF!"}},{"$f":"'Offshore Wind'!#REF!","v":{"$error":"#REF!"}},{"$f":"'Offshore Wind'!#REF!","v":{"$error":"#REF!"}},{"$f":"'Offshore Wind'!#REF!","v":{"$error":"#REF!"}},null,null,null,{"$f":"'Offshore Wind'!L67","v":131.90418739165659},{"$f":"'Offshore Wind'!L333","v":131.90418739165659},{"$f":"'Offshore Wind'!M333","v":130.58514551774002},{"$f":"'Offshore Wind'!N333","v":129.26610364382344},{"$f":"'Offshore Wind'!O333","v":125.63873849055288},{"$f":"'Offshore Wind'!P333","v":122.01137333728232},{"$f":"'Offshore Wind'!Q333","v":118.38400818401176},{"$f":"'Offshore Wind'!R333","v":114.75664303074122},{"$f":"'Offshore Wind'!S333","v":112.11855928290809},{"$f":"'Offshore Wind'!T333","v":109.48047553507497},{"$f":"'Offshore Wind'!U333","v":106.84239178724184},{"$f":"'Offshore Wind'!V333","v":106.08865357357523},{"$f":"'Offshore Wind'!W333","v":105.33491535990862},{"$f":"'Offshore Wind'!X333","v":104.581177146242},{"$f":"'Offshore Wind'!Y333","v":103.82743893257539},{"$f":"'Offshore Wind'!Z333","v":103.07370071890878},{"$f":"'Offshore Wind'!AA333","v":102.31996250524216},{"$f":"'Offshore Wind'!AB333","v":101.56622429157558},{"$f":"'Offshore Wind'!AC333","v":101.43432010418393},{"$f":"'Offshore Wind'!AD333","v":101.30241591679227},{"$f":"'Offshore Wind'!AE333","v":101.17051172940062},{"$f":"'Offshore Wind'!AF333","v":101.03860754200898},{"$f":"'Offshore Wind'!AG333","v":100.90670335461732},{"$f":"'Offshore Wind'!AH333","v":100.77479916722567},{"$f":"'Offshore Wind'!AI333","v":100.64289497983401},{"$f":"'Offshore Wind'!AJ333","v":100.51099079244236},{"$f":"'Offshore Wind'!AK333","v":100.37908660505072},{"$f":"'Offshore Wind'!AL333","v":100.247182417659},{"$f":"'Offshore Wind'!AM333","v":100.10356513842697},{"$f":"'Offshore Wind'!AN333","v":99.959947859194941},{"$f":"'Offshore Wind'!AO333","v":99.816330579962909},{"$f":"'Offshore Wind'!AP333","v":99.672713300730877},{"$f":"'Offshore Wind'!AQ333","v":99.529096021498844},{"$f":"'Offshore Wind'!AR333","v":99.385478742266812},{"$f":"'Offshore Wind'!AS333","v":99.24186146303478},{"$f":"'Offshore Wind'!AT333","v":99.098244183802748},{"$f":"'Offshore Wind'!AU333","v":98.954626904570716},{"$f":"'Offshore Wind'!AV333","v":98.811009625338642}]
[null,null,null,null,{"$f":"'Offshore Wind'!K334","v":"TRG 1 - High"},null,null,null,null,null,null,null,null,null,null,null,null,null,null,null,null,null,{"$f":"'Offshore Wind'!L334","v":131.90418739165659},{"$f":"'Offshore Wind'!M334","v":131.90418739165659},{"$f":"'Offshore Wind'!N334","v":131.90418739165659},{"$f":"'Offshore Wind'!O334","v":129.26610364382347},{"$f":"'Offshore Wind'!P334","v":126.62801989599033},{"$f":"'Offshore Wind'!Q334","v":123.9899361481572},{"$f":"'Offshore Wind'!R334","v":121.35185240032406},{"$f":"'Offshore Wind'!S334","v":120.47249115104634},{"$f":"'Offshore Wind'!T334","v":119.59312990176863},{"$f":"'Offshore Wind'!U334","v":118.71376865249093},{"$f":"'Offshore Wind'!V334","v":118.71376865249093},{"$f":"'Offshore Wind'!W334","v":118.71376865249093},{"$f":"'Offshore Wind'!X334","v":118.71376865249093},{"$f":"'Offshore Wind'!Y334","v":118.71376865249093},{"$f":"'Offshore Wind'!Z334","v":118.71376865249093},{"$f":"'Offshore Wind'!AA334","v":118.71376865249093},{"$f":"'Offshore Wind'!AB334","v":118.71376865249093},{"$f":"'Offshore Wind'!AC334","v":118.71376865249093},{"$f":"'Offshore Wind'!AD334","v":118.71376865249093},{"$f":"'Offshore Wind'!AE334","v":118.71376865249093},{"$f":"'Offshore Wind'!AF334","v":118.71376865249093},{"$f":"'Offshore Wind'!AG334","v":118.71376865249093},{"$f":"'Offshore Wind'!AH334","v":118.71376865249093},{"$f":"'Offshore Wind'!AI334","v":118.71376865249093},{"$f":"'Offshore Wind'!AJ334","v":118.71376865249093},{"$f":"'Offshore Wind'!AK334","v":118.71376865249093},{"$f":"'Offshore Wind'!AL334","v":118.71376865249093},{"$f":"'Offshore Wind'!AM334","v":118.71376865249093},{"$f":"'Offshore Wind'!AN334","v":118.71376865249093},{"$f":"'Offshore Wind'!AO334","v":118.71376865249093},{"$f":"'Offshore Wind'!AP334","v":118.71376865249093},{"$f":"'Offshore Wind'!AQ334","v":118.71376865249093},{"$f":"'Offshore Wind'!AR334","v":118.71376865249093},{"$f":"'Offshore Wind'!AS334","v":118.71376865249093},{"$f":"'Offshore Wind'!AT334","v":118.71376865249093},{"$f":"'Offshore Wind'!AU334","v":118.71376865249093},{"$f":"'Offshore Wind'!AV334","v":118.71376865249093}]
[null,null,null,null,{"$f":"'Offshore Wind'!K335","v":"TRG 2 - Low"},null,null,null,null,null,null,null,null,null,null,null,null,null,null,null,null,null,{"$f":"'Offshore Wind'!L335","v":131.90418739165659},{"$f":"'Offshore Wind'!M335","v":126.62801989599033},{"$f":"'Offshore Wind'!N335","v":121.35185240032406},{"$f":"'Offshore Wind'!O335","v":118.71376865249093},{"$f":"'Offshore Wind'!P335","v":116.07568490465779},{"$f":"'Offshore Wind'!Q335","v":113.43760115682467},{"$f":"'Offshore Wind'!R335","v":110.79951740899153},{"$f":"'Offshore Wind'!S335","v":109.04079491043611},{"$f":"'Offshore Wind'!T335","v":107.28207241188069},{"$f":"'Offshore Wind'!U335","v":105.52334991332526},{"$f":"'Offshore Wind'!V335","v":104.581177146242},{"$f":"'Offshore Wind'!W335","v":103.63900437915873},{"$f":"'Offshore Wind'!X335","v":102.69683161207547},{"$f":"'Offshore Wind'!Y335","v":101.75465884499221},{"$f":"'Offshore Wind'!Z335","v":100.81248607790894},{"$f":"'Offshore Wind'!AA335","v":99.870313310825679},{"$f":"'Offshore Wind'!AB335","v":98.92814054374243},{"$f":"'Offshore Wind'!AC335","v":98.532427981567466},{"$f":"'Offshore Wind'!AD335","v":98.136715419392502},{"$f":"'Offshore Wind'!AE335","v":97.741002857217524},{"$f":"'Offshore Wind'!AF335","v":97.34529029504256},{"$f":"'Offshore Wind'!AG335","v":96.949577732867581},{"$f":"'Offshore Wind'!AH335","v":96.553865170692617},{"$f":"'Offshore Wind'!AI335","v":96.158152608517639},{"$f":"'Offshore Wind'!AJ335","v":95.762440046342675},{"$f":"'Offshore Wind'!AK335","v":95.366727484167697},{"$f":"'Offshore Wind'!AL335","v":94.971014921992733},{"$f":"'Offshore Wind'!AM335","v":94.70720654720941},{"$f":"'Offshore Wind'!AN335","v":94.4433981724261},{"$f":"'Offshore Wind'!AO335","v":94.179589797642777},{"$f":"'Offshore Wind'!AP335","v":93.915781422859453},{"$f":"'Offshore Wind'!AQ335","v":93.651973048076144},{"$f":"'Offshore Wind'!AR335","v":93.38816467329282},{"$f":"'Offshore Wind'!AS335","v":93.124356298509511},{"$f":"'Offshore Wind'!AT335","v":92.860547923726187},{"$f":"'Offshore Wind'!AU335","v":92.596739548942864},{"$f":"'Offshore Wind'!AV335","v":92.332931174159611}]
[null,null,null,null,{"$f":"'Offshore Wind'!K336","v":"TRG 2 - Mid"},{"$f":"'Offshore Wind'!#REF!","v":{"$error":"#REF!"}},{"$f":"'Offshore Wind'!#REF!","v":{"$error":"#REF!"}},{"$f":"'Offshore Wind'!#REF!","v":{"$error":"#REF!"}},{"$f":"'Offshore Wind'!#REF!","v":{"$error":"#REF!"}},{"$f":"'Offshore Wind'!#REF!","v":{"$error":"#REF!"}},{"$f":"'Offshore Wind'!#REF!","v":{"$error":"#REF!"}},{"$f":"'Offshore Wind'!#REF!","v":{"$error":"#REF!"}},{"$f":"'Offshore Wind'!#REF!","v":{"$error":"#REF!"}},{"$f":"'Offshore Wind'!#REF!","v":{"$error":"#REF!"}},{"$f":"'Offshore Wind'!#REF!","v":{"$error":"#REF!"}},{"$f":"'Offshore Wind'!#REF!","v":{"$error":"#REF!"}},{"$f":"'Offshore Wind'!#REF!","v":{"$error":"#REF!"}},{"$f":"'Offshore Wind'!#REF!","v":{"$error":"#REF!"}},null,null,null,{"$f":"'Offshore Wind'!L68","v":131.90418739165659},{"$f":"'Offshore Wind'!L336","v":131.90418739165659},{"$f":"'Offshore Wind'!M336","v":130.58514551774002},{"$f":"'Offshore Wind'!N336","v":129.26610364382344},{"$f":"'Offshore Wind'!O336","v":125.63873849055288},{"$f":"'Offshore Wind'!P336","v":122.01137333728232},{"$f":"'Offshore Wind'!Q336","v":118.38400818401176},{"$f":"'Offshore Wind'!R336","v":114.75664303074122},{"$f":"'Offshore Wind'!S336","v":112.11855928290809},{"$f":"'Offshore Wind'!T336","v":109.48047553507497},{"$f":"'Offshore Wind'!U336","v":106.84239178724184},{"$f":"'Offshore Wind'!V336","v":106.08865357357523},{"$f":"'Offshore Wind'!W336","v":105.33491535990862},{"$f":"'Offshore Wind'!X336","v":104.581177146242},{"$f":"'Offshore Wind'!Y336","v":103.82743893257539},{"$f":"'Offshore Wind'!Z336","v":103.07370071890878},{"$f":"'Offshore Wind'!AA336","v":102.31996250524216},{"$f":"'Offshore Wind'!AB336","v":101.56622429157558},{"$f":"'Offshore Wind'!AC336","v":101.43432010418393},{"$f":"'Offshore Wind'!AD336","v":101.30241591679227},{"$f":"'Offshore Wind'!AE336","v":101.17051172940062},{"$f":"'Offshore Wind'!AF336","v":101.03860754200898},{"$f":"'Offshore Wind'!AG336","v":100.90670335461732},{"$f":"'Offshore Wind'!AH336","v":100.77479916722567},{"$f":"'Offshore Wind'!AI336","v":100.64289497983401},{"$f":"'Offshore Wind'!AJ336","v":100.51099079244236},{"$f":"'Offshore Wind'!AK336","v":100.37908660505072},{"$f":"'Offshore Wind'!AL336","v":100.247182417659},{"$f":"'Offshore Wind'!AM336","v":100.10356513842697},{"$f":"'Offshore Wind'!AN336","v":99.959947859194941},{"$f":"'Offshore Wind'!AO336","v":99.816330579962909},{"$f":"'Offshore Wind'!AP336","v":99.672713300730877},{"$f":"'Offshore Wind'!AQ336","v":99.529096021498844},{"$f":"'Offshore Wind'!AR336","v":99.385478742266812},{"$f":"'Offshore Wind'!AS336","v":99.24186146303478},{"$f":"'Offshore Wind'!AT336","v":99.098244183802748},{"$f":"'Offshore Wind'!AU336","v":98.954626904570716},{"$f":"'Offshore Wind'!AV336","v":98.811009625338642}]
[null,null,null,null,{"$f":"'Offshore Wind'!K337","v":"TRG 2 - High"},null,null,null,null,null,null,null,null,null,null,null,null,null,null,null,null,null,{"$f":"'Offshore Wind'!L337","v":131.90418739165659},{"$f":"'Offshore Wind'!M337","v":131.90418739165659},{"$f":"'Offshore Wind'!N337","v":131.90418739165659},{"$f":"'Offshore Wind'!O337","v":129.26610364382347},{"$f":"'Offshore Wind'!P337","v":126.62801989599033},{"$f":"'Offshore Wind'!Q337","v":123.9899361481572},{"$f":"'Offshore Wind'!R337","v":121.35185240032406},{"$f":"'Offshore Wind'!S337","v":120.47249115104634},{"$f":"'Offshore Wind'!T337","v":119.59312990176863},{"$f":"'Offshore Wind'!U337","v":118.71376865249093},{"$f":"'Offshore Wind'!V337","v":118.71376865249093},{"$f":"'Offshore Wind'!W337","v":118.71376865249093},{"$f":"'Offshore Wind'!X337","v":118.71376865249093},{"$f":"'Offshore Wind'!Y337","v":118.71376865249093},{"$f":"'Offshore Wind'!Z337","v":118.71376865249093},{"$f":"'Offshore Wind'!AA337","v":118.71376865249093},{"$f":"'Offshore Wind'!AB337","v":118.71376865249093},{"$f":"'Offshore Wind'!AC337","v":118.71376865249093},{"$f":"'Offshore Wind'!AD337","v":118.71376865249093},{"$f":"'Offshore Wind'!AE337","v":118.71376865249093},{"$f":"'Offshore Wind'!AF337","v":118.71376865249093},{"$f":"'Offshore Wind'!AG337","v":118.71376865249093},{"$f":"'Offshore Wind'!AH337","v":118.71376865249093},{"$f":"'Offshore Wind'!AI337","v":118.71376865249093},{"$f":"'Offshore Wind'!AJ337","v":118.71376865249093},{"$f":"'Offshore Wind'!AK337","v":118.71376865249093},{"$f":"'Offshore Wind'!AL337","v":118.71376865249093},{"$f":"'Offshore Wind'!AM337","v":118.71376865249093},{"$f":"'Offshore Wind'!AN337","v":118.71376865249093},{"$f":"'Offshore Wind'!AO337","v":118.71376865249093},{"$f":"'Offshore Wind'!AP337","v":118.71376865249093},{"$f":"'Offshore Wind'!AQ337","v":118.71376865249093},{"$f":"'Offshore Wind'!AR337","v":118.71376865249093},{"$f":"'Offshore Wind'!AS337","v":118.71376865249093},{"$f":"'Offshore Wind'!AT337","v":118.71376865249093},{"$f":"'Offshore Wind'!AU337","v":118.71376865249093},{"$f":"'Offshore Wind'!AV337","v":118.71376865249093}]
[null,null,null,null,{"$f":"'Offshore Wind'!K338","v":"TRG 3 - Low"},null,null,null,null,null,null,null,null,null,null,null,null,null,null,null,null,null,{"$f":"'Offshore Wind'!L338","v":131.90418739165659},{"$f":"'Offshore Wind'!M338","v":126.62801989599033},{"$f":"'Offshore Wind'!N338","v":121.35185240032406},{"$f":"'Offshore Wind'!O338","v":118.71376865249093},{"$f":"'Offshore Wind'!P338","v":116.07568490465779},{"$f":"'Offshore Wind'!Q338","v":113.43760115682467},{"$f":"'Offshore Wind'!R338","v":110.79951740899153},{"$f":"'Offshore Wind'!S338","v":109.04079491043611},{"$f":"'Offshore Wind'!T338","v":107.28207241188069},{"$f":"'Offshore Wind'!U338","v":105.52334991332526},{"$f":"'Offshore Wind'!V338","v":104.581177146242},{"$f":"'Offshore Wind'!W338","v":103.63900437915873},{"$f":"'Offshore Wind'!X338","v":102.69683161207547},{"$f":"'Offshore Wind'!Y338","v":101.75465884499221},{"$f":"'Offshore Wind'!Z338","v":100.81248607790894},{"$f":"'Offshore Wind'!AA338","v":99.870313310825679},{"$f":"'Offshore Wind'!AB338","v":98.92814054374243},{"$f":"'Offshore Wind'!AC338","v":98.532427981567466},{"$f":"'Offshore Wind'!AD338","v":98.136715419392502},{"$f":"'Offshore Wind'!AE338","v":97.741002857217524},{"$f":"'Offshore Wind'!AF338","v":97.34529029504256},{"$f":"'Offshore Wind'!AG338","v":96.949577732867581},{"$f":"'Offshore Wind'!AH338","v":96.553865170692617},{"$f":"'Offshore Wind'!AI338","v":96.158152608517639},{"$f":"'Offshore Wind'!AJ338","v":95.762440046342675},{"$f":"'Offshore Wind'!AK338","v":95.366727484167697},{"$f":"'Offshore Wind'!AL338","v":94.971014921992733},{"$f":"'Offshore Wind'!AM338","v":94.70720654720941},{"$f":"'Offshore Wind'!AN338","v":94.4433981724261},{"$f":"'Offshore Wind'!AO338","v":94.179589797642777},{"$f":"'Offshore Wind'!AP338","v":93.915781422859453},{"$f":"'Offshore Wind'!AQ338","v":93.651973048076144},{"$f":"'Offshore Wind'!AR338","v":93.38816467329282},{"$f":"'Offshore Wind'!AS338","v":93.124356298509511},{"$f":"'Offshore Wind'!AT338","v":92.860547923726187},{"$f":"'Offshore Wind'!AU338","v":92.596739548942864},{"$f":"'Offshore Wind'!AV338","v":92.332931174159611}]
[null,null,null,null,{"$f":"'Offshore Wind'!K339","v":"TRG 3 - Mid"},{"$f":"'Offshore Wind'!#REF!","v":{"$error":"#REF!"}},{"$f":"'Offshore Wind'!#REF!","v":{"$error":"#REF!"}},{"$f":"'Offshore Wind'!#REF!","v":{"$error":"#REF!"}},{"$f":"'Offshore Wind'!#REF!","v":{"$error":"#REF!"}},{"$f":"'Offshore Wind'!#REF!","v":{"$error":"#REF!"}},{"$f":"'Offshore Wind'!#REF!","v":{"$error":"#REF!"}},{"$f":"'Offshore Wind'!#REF!","v":{"$error":"#REF!"}},{"$f":"'Offshore Wind'!#REF!","v":{"$error":"#REF!"}},{"$f":"'Offshore Wind'!#REF!","v":{"$error":"#REF!"}},{"$f":"'Offshore Wind'!#REF!","v":{"$error":"#REF!"}},{"$f":"'Offshore Wind'!#REF!","v":{"$error":"#REF!"}},{"$f":"'Offshore Wind'!#REF!","v":{"$error":"#REF!"}},{"$f":"'Offshore Wind'!#REF!","v":{"$error":"#REF!"}},null,null,null,{"$f":"'Offshore Wind'!L69","v":131.90418739165659},{"$f":"'Offshore Wind'!L339","v":131.90418739165659},{"$f":"'Offshore Wind'!M339","v":130.58514551774002},{"$f":"'Offshore Wind'!N339","v":129.26610364382344},{"$f":"'Offshore Wind'!O339","v":125.63873849055288},{"$f":"'Offshore Wind'!P339","v":122.01137333728232},{"$f":"'Offshore Wind'!Q339","v":118.38400818401176},{"$f":"'Offshore Wind'!R339","v":114.75664303074122},{"$f":"'Offshore Wind'!S339","v":112.11855928290809},{"$f":"'Offshore Wind'!T339","v":109.48047553507497},{"$f":"'Offshore Wind'!U339","v":106.84239178724184},{"$f":"'Offshore Wind'!V339","v":106.08865357357523},{"$f":"'Offshore Wind'!W339","v":105.33491535990862},{"$f":"'Offshore Wind'!X339","v":104.581177146242},{"$f":"'Offshore Wind'!Y339","v":103.82743893257539},{"$f":"'Offshore Wind'!Z339","v":103.07370071890878},{"$f":"'Offshore Wind'!AA339","v":102.31996250524216},{"$f":"'Offshore Wind'!AB339","v":101.56622429157558},{"$f":"'Offshore Wind'!AC339","v":101.43432010418393},{"$f":"'Offshore Wind'!AD339","v":101.30241591679227},{"$f":"'Offshore Wind'!AE339","v":101.17051172940062},{"$f":"'Offshore Wind'!AF339","v":101.03860754200898},{"$f":"'Offshore Wind'!AG339","v":100.90670335461732},{"$f":"'Offshore Wind'!AH339","v":100.77479916722567},{"$f":"'Offshore Wind'!AI339","v":100.64289497983401},{"$f":"'Offshore Wind'!AJ339","v":100.51099079244236},{"$f":"'Offshore Wind'!AK339","v":100.37908660505072},{"$f":"'Offshore Wind'!AL339","v":100.247182417659},{"$f":"'Offshore Wind'!AM339","v":100.10356513842697},{"$f":"'Offshore Wind'!AN339","v":99.959947859194941},{"$f":"'Offshore Wind'!AO339","v":99.816330579962909},{"$f":"'Offshore Wind'!AP339","v":99.672713300730877},{"$f":"'Offshore Wind'!AQ339","v":99.529096021498844},{"$f":"'Offshore Wind'!AR339","v":99.385478742266812},{"$f":"'Offshore Wind'!AS339","v":99.24186146303478},{"$f":"'Offshore Wind'!AT339","v":99.098244183802748},{"$f":"'Offshore Wind'!AU339","v":98.954626904570716},{"$f":"'Offshore Wind'!AV339","v":98.811009625338642}]
[null,null,null,null,{"$f":"'Offshore Wind'!K340","v":"TRG 3 - High"},null,null,null,null,null,null,null,null,null,null,null,null,null,null,null,null,null,{"$f":"'Offshore Wind'!L340","v":131.90418739165659},{"$f":"'Offshore Wind'!M340","v":131.90418739165659},{"$f":"'Offshore Wind'!N340","v":131.90418739165659},{"$f":"'Offshore Wind'!O340","v":129.26610364382347},{"$f":"'Offshore Wind'!P340","v":126.62801989599033},{"$f":"'Offshore Wind'!Q340","v":123.9899361481572},{"$f":"'Offshore Wind'!R340","v":121.35185240032406},{"$f":"'Offshore Wind'!S340","v":120.47249115104634},{"$f":"'Offshore Wind'!T340","v":119.59312990176863},{"$f":"'Offshore Wind'!U340","v":118.71376865249093},{"$f":"'Offshore Wind'!V340","v":118.71376865249093},{"$f":"'Offshore Wind'!W340","v":118.71376865249093},{"$f":"'Offshore Wind'!X340","v":118.71376865249093},{"$f":"'Offshore Wind'!Y340","v":118.71376865249093},{"$f":"'Offshore Wind'!Z340","v":118.71376865249093},{"$f":"'Offshore Wind'!AA340","v":118.71376865249093},{"$f":"'Offshore Wind'!AB340","v":118.71376865249093},{"$f":"'Offshore Wind'!AC340","v":118.71376865249093},{"$f":"'Offshore Wind'!AD340","v":118.71376865249093},{"$f":"'Offshore Wind'!AE340","v":118.71376865249093},{"$f":"'Offshore Wind'!AF340","v":118.71376865249093},{"$f":"'Offshore Wind'!AG340","v":118.71376865249093},{"$f":"'Offshore Wind'!AH340","v":118.71376865249093},{"$f":"'Offshore Wind'!AI340","v":118.71376865249093},{"$f":"'Offshore Wind'!AJ340","v":118.71376865249093},{"$f":"'Offshore Wind'!AK340","v":118.71376865249093},{"$f":"'Offshore Wind'!AL340","v":118.71376865249093},{"$f":"'Offshore Wind'!AM340","v":118.71376865249093},{"$f":"'Offshore Wind'!AN340","v":118.71376865249093},{"$f":"'Offshore Wind'!AO340","v":118.71376865249093},{"$f":"'Offshore Wind'!AP340","v":118.71376865249093},{"$f":"'Offshore Wind'!AQ340","v":118.71376865249093},{"$f":"'Offshore Wind'!AR340","v":118.71376865249093},{"$f":"'Offshore Wind'!AS340","v":118.71376865249093},{"$f":"'Offshore Wind'!AT340","v":118.71376865249093},{"$f":"'Offshore Wind'!AU340","v":118.71376865249093},{"$f":"'Offshore Wind'!AV340","v":118.71376865249093}]
[null,null,null,null,{"$f":"'Offshore Wind'!K341","v":"TRG 4 - Low"},null,null,null,null,null,null,null,null,null,null,null,null,null,null,null,null,null,{"$f":"'Offshore Wind'!L341","v":131.90418739165659},{"$f":"'Offshore Wind'!M341","v":126.62801989599033},{"$f":"'Offshore Wind'!N341","v":121.35185240032406},{"$f":"'Offshore Wind'!O341","v":118.71376865249093},{"$f":"'Offshore Wind'!P341","v":116.07568490465779},{"$f":"'Offshore Wind'!Q341","v":113.43760115682467},{"$f":"'Offshore Wind'!R341","v":110.79951740899153},{"$f":"'Offshore Wind'!S341","v":109.04079491043611},{"$f":"'Offshore Wind'!T341","v":107.28207241188069},{"$f":"'Offshore Wind'!U341","v":105.52334991332526},{"$f":"'Offshore Wind'!V341","v":104.581177146242},{"$f":"'Offshore Wind'!W341","v":103.63900437915873},{"$f":"'Offshore Wind'!X341","v":102.69683161207547},{"$f":"'Offshore Wind'!Y341","v":101.75465884499221},{"$f":"'Offshore Wind'!Z341","v":100.81248607790894},{"$f":"'Offshore Wind'!AA341","v":99.870313310825679},{"$f":"'Offshore Wind'!AB341","v":98.92814054374243},{"$f":"'Offshore Wind'!AC341","v":98.532427981567466},{"$f":"'Offshore Wind'!AD341","v":98.136715419392502},{"$f":"'Offshore Wind'!AE341","v":97.741002857217524},{"$f":"'Offshore Wind'!AF341","v":97.34529029504256},{"$f":"'Offshore Wind'!AG341","v":96.949577732867581},{"$f":"'Offshore Wind'!AH341","v":96.553865170692617},{"$f":"'Offshore Wind'!AI341","v":96.158152608517639},{"$f":"'Offshore Wind'!AJ341","v":95.762440046342675},{"$f":"'Offshore Wind'!AK341","v":95.366727484167697},{"$f":"'Offshore Wind'!AL341","v":94.971014921992733},{"$f":"'Offshore Wind'!AM341","v":94.70720654720941},{"$f":"'Offshore Wind'!AN341","v":94.4433981724261},{"$f":"'Offshore Wind'!AO341","v":94.179589797642777},{"$f":"'Offshore Wind'!AP341","v":93.915781422859453},{"$f":"'Offshore Wind'!AQ341","v":93.651973048076144},{"$f":"'Offshore Wind'!AR341","v":93.38816467329282},{"$f":"'Offshore Wind'!AS341","v":93.124356298509511},{"$f":"'Offshore Wind'!AT341","v":92.860547923726187},{"$f":"'Offshore Wind'!AU341","v":92.596739548942864},{"$f":"'Offshore Wind'!AV341","v":92.332931174159611}]
[null,null,null,null,{"$f":"'Offshore Wind'!K342","v":"TRG 4 - Mid"},{"$f":"'Offshore Wind'!#REF!","v":{"$error":"#REF!"}},{"$f":"'Offshore Wind'!#REF!","v":{"$error":"#REF!"}},{"$f":"'Offshore Wind'!#REF!","v":{"$error":"#REF!"}},{"$f":"'Offshore Wind'!#REF!","v":{"$error":"#REF!"}},{"$f":"'Offshore Wind'!#REF!","v":{"$error":"#REF!"}},{"$f":"'Offshore Wind'!#REF!","v":{"$error":"#REF!"}},{"$f":"'Offshore Wind'!#REF!","v":{"$error":"#REF!"}},{"$f":"'Offshore Wind'!#REF!","v":{"$error":"#REF!"}},{"$f":"'Offshore Wind'!#REF!","v":{"$error":"#REF!"}},{"$f":"'Offshore Wind'!#REF!","v":{"$error":"#REF!"}},{"$f":"'Offshore Wind'!#REF!","v":{"$error":"#REF!"}},{"$f":"'Offshore Wind'!#REF!","v":{"$error":"#REF!"}},{"$f":"'Offshore Wind'!#REF!","v":{"$error":"#REF!"}},null,null,null,{"$f":"'Offshore Wind'!L70","v":131.90418739165659},{"$f":"'Offshore Wind'!L342","v":131.90418739165659},{"$f":"'Offshore Wind'!M342","v":130.58514551774002},{"$f":"'Offshore Wind'!N342","v":129.26610364382344},{"$f":"'Offshore Wind'!O342","v":125.63873849055288},{"$f":"'Offshore Wind'!P342","v":122.01137333728232},{"$f":"'Offshore Wind'!Q342","v":118.38400818401176},{"$f":"'Offshore Wind'!R342","v":114.75664303074122},{"$f":"'Offshore Wind'!S342","v":112.11855928290809},{"$f":"'Offshore Wind'!T342","v":109.48047553507497},{"$f":"'Offshore Wind'!U342","v":106.84239178724184},{"$f":"'Offshore Wind'!V342","v":106.08865357357523},{"$f":"'Offshore Wind'!W342","v":105.33491535990862},{"$f":"'Offshore Wind'!X342","v":104.581177146242},{"$f":"'Offshore Wind'!Y342","v":103.82743893257539},{"$f":"'Offshore Wind'!Z342","v":103.07370071890878},{"$f":"'Offshore Wind'!AA342","v":102.31996250524216},{"$f":"'Offshore Wind'!AB342","v":101.56622429157558},{"$f":"'Offshore Wind'!AC342","v":101.43432010418393},{"$f":"'Offshore Wind'!AD342","v":101.30241591679227},{"$f":"'Offshore Wind'!AE342","v":101.17051172940062},{"$f":"'Offshore Wind'!AF342","v":101.03860754200898},{"$f":"'Offshore Wind'!AG342","v":100.90670335461732},{"$f":"'Offshore Wind'!AH342","v":100.77479916722567},{"$f":"'Offshore Wind'!AI342","v":100.64289497983401},{"$f":"'Offshore Wind'!AJ342","v":100.51099079244236},{"$f":"'Offshore Wind'!AK342","v":100.37908660505072},{"$f":"'Offshore Wind'!AL342","v":100.247182417659},{"$f":"'Offshore Wind'!AM342","v":100.10356513842697},{"$f":"'Offshore Wind'!AN342","v":99.959947859194941},{"$f":"'Offshore Wind'!AO342","v":99.816330579962909},{"$f":"'Offshore Wind'!AP342","v":99.672713300730877},{"$f":"'Offshore Wind'!AQ342","v":99.529096021498844},{"$f":"'Offshore Wind'!AR342","v":99.385478742266812},{"$f":"'Offshore Wind'!AS342","v":99.24186146303478},{"$f":"'Offshore Wind'!AT342","v":99.098244183802748},{"$f":"'Offshore Wind'!AU342","v":98.954626904570716},{"$f":"'Offshore Wind'!AV342","v":98.811009625338642}]
[null,null,null,null,{"$f":"'Offshore Wind'!K343","v":"TRG 4 - High"},null,null,null,null,null,null,null,null,null,null,null,null,null,null,null,null,null,{"$f":"'Offshore Wind'!L343","v":131.90418739165659},{"$f":"'Offshore Wind'!M343","v":131.90418739165659},{"$f":"'Offshore Wind'!N343","v":131.90418739165659},{"$f":"'Offshore Wind'!O343","v":129.26610364382347},{"$f":"'Offshore Wind'!P343","v":126.62801989599033},{"$f":"'Offshore Wind'!Q343","v":123.9899361481572},{"$f":"'Offshore Wind'!R343","v":121.35185240032406},{"$f":"'Offshore Wind'!S343","v":120.47249115104634},{"$f":"'Offshore Wind'!T343","v":119.59312990176863},{"$f":"'Offshore Wind'!U343","v":118.71376865249093},{"$f":"'Offshore Wind'!V343","v":118.71376865249093},{"$f":"'Offshore Wind'!W343","v":118.71376865249093},{"$f":"'Offshore Wind'!X343","v":118.71376865249093},{"$f":"'Offshore Wind'!Y343","v":118.71376865249093},{"$f":"'Offshore Wind'!Z343","v":118.71376865249093},{"$f":"'Offshore Wind'!AA343","v":118.71376865249093},{"$f":"'Offshore Wind'!AB343","v":118.71376865249093},{"$f":"'Offshore Wind'!AC343","v":118.71376865249093},{"$f":"'Offshore Wind'!AD343","v":118.71376865249093},{"$f":"'Offshore Wind'!AE343","v":118.71376865249093},{"$f":"'Offshore Wind'!AF343","v":118.71376865249093},{"$f":"'Offshore Wind'!AG343","v":118.71376865249093},{"$f":"'Offshore Wind'!AH343","v":118.71376865249093},{"$f":"'Offshore Wind'!AI343","v":118.71376865249093},{"$f":"'Offshore Wind'!AJ343","v":118.71376865249093},{"$f":"'Offshore Wind'!AK343","v":118.71376865249093},{"$f":"'Offshore Wind'!AL343","v":118.71376865249093},{"$f":"'Offshore Wind'!AM343","v":118.71376865249093},{"$f":"'Offshore Wind'!AN343","v":118.71376865249093},{"$f":"'Offshore Wind'!AO343","v":118.71376865249093},{"$f":"'Offshore Wind'!AP343","v":118.71376865249093},{"$f":"'Offshore Wind'!AQ343","v":118.71376865249093},{"$f":"'Offshore Wind'!AR343","v":118.71376865249093},{"$f":"'Offshore Wind'!AS343","v":118.71376865249093},{"$f":"'Offshore Wind'!AT343","v":118.71376865249093},{"$f":"'Offshore Wind'!AU343","v":118.71376865249093},{"$f":"'Offshore Wind'!AV343","v":118.71376865249093}]
[null,null,null,null,{"$f":"'Offshore Wind'!K344","v":"TRG 5 - Low"},null,null,null,null,null,null,null,null,null,null,null,null,null,null,null,null,null,{"$f":"'Offshore Wind'!L344","v":131.90418739165659},{"$f":"'Offshore Wind'!M344","v":126.62801989599033},{"$f":"'Offshore Wind'!N344","v":121.35185240032406},{"$f":"'Offshore Wind'!O344","v":118.71376865249093},{"$f":"'Offshore Wind'!P344","v":116.07568490465779},{"$f":"'Offshore Wind'!Q344","v":113.43760115682467},{"$f":"'Offshore Wind'!R344","v":110.79951740899153},{"$f":"'Offshore Wind'!S344","v":109.04079491043611},{"$f":"'Offshore Wind'!T344","v":107.28207241188069},{"$f":"'Offshore Wind'!U344","v":105.52334991332526},{"$f":"'Offshore Wind'!V344","v":104.581177146242},{"$f":"'Offshore Wind'!W344","v":103.63900437915873},{"$f":"'Offshore Wind'!X344","v":102.69683161207547},{"$f":"'Offshore Wind'!Y344","v":101.75465884499221},{"$f":"'Offshore Wind'!Z344","v":100.81248607790894},{"$f":"'Offshore Wind'!AA344","v":99.870313310825679},{"$f":"'Offshore Wind'!AB344","v":98.92814054374243},{"$f":"'Offshore Wind'!AC344","v":98.532427981567466},{"$f":"'Offshore Wind'!AD344","v":98.136715419392502},{"$f":"'Offshore Wind'!AE344","v":97.741002857217524},{"$f":"'Offshore Wind'!AF344","v":97.34529029504256},{"$f":"'Offshore Wind'!AG344","v":96.949577732867581},{"$f":"'Offshore Wind'!AH344","v":96.553865170692617},{"$f":"'Offshore Wind'!AI344","v":96.158152608517639},{"$f":"'Offshore Wind'!AJ344","v":95.762440046342675},{"$f":"'Offshore Wind'!AK344","v":95.366727484167697},{"$f":"'Offshore Wind'!AL344","v":94.971014921992733},{"$f":"'Offshore Wind'!AM344","v":94.70720654720941},{"$f":"'Offshore Wind'!AN344","v":94.4433981724261},{"$f":"'Offshore Wind'!AO344","v":94.179589797642777},{"$f":"'Offshore Wind'!AP344","v":93.915781422859453},{"$f":"'Offshore Wind'!AQ344","v":93.651973048076144},{"$f":"'Offshore Wind'!AR344","v":93.38816467329282},{"$f":"'Offshore Wind'!AS344","v":93.124356298509511},{"$f":"'Offshore Wind'!AT344","v":92.860547923726187},{"$f":"'Offshore Wind'!AU344","v":92.596739548942864},{"$f":"'Offshore Wind'!AV344","v":92.332931174159611}]
[null,null,null,null,{"$f":"'Offshore Wind'!K345","v":"TRG 5 - Mid"},{"$f":"'Offshore Wind'!#REF!","v":{"$error":"#REF!"}},{"$f":"'Offshore Wind'!#REF!","v":{"$error":"#REF!"}},{"$f":"'Offshore Wind'!#REF!","v":{"$error":"#REF!"}},{"$f":"'Offshore Wind'!#REF!","v":{"$error":"#REF!"}},{"$f":"'Offshore Wind'!#REF!","v":{"$error":"#REF!"}},{"$f":"'Offshore Wind'!#REF!","v":{"$error":"#REF!"}},{"$f":"'Offshore Wind'!#REF!","v":{"$error":"#REF!"}},{"$f":"'Offshore Wind'!#REF!","v":{"$error":"#REF!"}},{"$f":"'Offshore Wind'!#REF!","v":{"$error":"#REF!"}},{"$f":"'Offshore Wind'!#REF!","v":{"$error":"#REF!"}},{"$f":"'Offshore Wind'!#REF!","v":{"$error":"#REF!"}},{"$f":"'Offshore Wind'!#REF!","v":{"$error":"#REF!"}},{"$f":"'Offshore Wind'!#REF!","v":{"$error":"#REF!"}},null,null,null,{"$f":"'Offshore Wind'!L71","v":131.90418739165659},{"$f":"'Offshore Wind'!L345","v":131.90418739165659},{"$f":"'Offshore Wind'!M345","v":130.58514551774002},{"$f":"'Offshore Wind'!N345","v":129.26610364382344},{"$f":"'Offshore Wind'!O345","v":125.63873849055288},{"$f":"'Offshore Wind'!P345","v":122.01137333728232},{"$f":"'Offshore Wind'!Q345","v":118.38400818401176},{"$f":"'Offshore Wind'!R345","v":114.75664303074122},{"$f":"'Offshore Wind'!S345","v":112.11855928290809},{"$f":"'Offshore Wind'!T345","v":109.48047553507497},{"$f":"'Offshore Wind'!U345","v":106.84239178724184},{"$f":"'Offshore Wind'!V345","v":106.08865357357523},{"$f":"'Offshore Wind'!W345","v":105.33491535990862},{"$f":"'Offshore Wind'!X345","v":104.581177146242},{"$f":"'Offshore Wind'!Y345","v":103.82743893257539},{"$f":"'Offshore Wind'!Z345","v":103.07370071890878},{"$f":"'Offshore Wind'!AA345","v":102.31996250524216},{"$f":"'Offshore Wind'!AB345","v":101.56622429157558},{"$f":"'Offshore Wind'!AC345","v":101.43432010418393},{"$f":"'Offshore Wind'!AD345","v":101.30241591679227},{"$f":"'Offshore Wind'!AE345","v":101.17051172940062},{"$f":"'Offshore Wind'!AF345","v":101.03860754200898},{"$f":"'Offshore Wind'!AG345","v":100.90670335461732},{"$f":"'Offshore Wind'!AH345","v":100.77479916722567},{"$f":"'Offshore Wind'!AI345","v":100.64289497983401},{"$f":"'Offshore Wind'!AJ345","v":100.51099079244236},{"$f":"'Offshore Wind'!AK345","v":100.37908660505072},{"$f":"'Offshore Wind'!AL345","v":100.247182417659},{"$f":"'Offshore Wind'!AM345","v":100.10356513842697},{"$f":"'Offshore Wind'!AN345","v":99.959947859194941},{"$f":"'Offshore Wind'!AO345","v":99.816330579962909},{"$f":"'Offshore Wind'!AP345","v":99.672713300730877},{"$f":"'Offshore Wind'!AQ345","v":99.529096021498844},{"$f":"'Offshore Wind'!AR345","v":99.385478742266812},{"$f":"'Offshore Wind'!AS345","v":99.24186146303478},{"$f":"'Offshore Wind'!AT345","v":99.098244183802748},{"$f":"'Offshore Wind'!AU345","v":98.954626904570716},{"$f":"'Offshore Wind'!AV345","v":98.811009625338642}]
[null,null,null,null,{"$f":"'Offshore Wind'!K346","v":"TRG 5 - High"},null,null,null,null,null,null,null,null,null,null,null,null,null,null,null,null,null,{"$f":"'Offshore Wind'!L346","v":131.90418739165659},{"$f":"'Offshore Wind'!M346","v":131.90418739165659},{"$f":"'Offshore Wind'!N346","v":131.90418739165659},{"$f":"'Offshore Wind'!O346","v":129.26610364382347},{"$f":"'Offshore Wind'!P346","v":126.62801989599033},{"$f":"'Offshore Wind'!Q346","v":123.9899361481572},{"$f":"'Offshore Wind'!R346","v":121.35185240032406},{"$f":"'Offshore Wind'!S346","v":120.47249115104634},{"$f":"'Offshore Wind'!T346","v":119.59312990176863},{"$f":"'Offshore Wind'!U346","v":118.71376865249093},{"$f":"'Offshore Wind'!V346","v":118.71376865249093},{"$f":"'Offshore Wind'!W346","v":118.71376865249093},{"$f":"'Offshore Wind'!X346","v":118.71376865249093},{"$f":"'Offshore Wind'!Y346","v":118.71376865249093},{"$f":"'Offshore Wind'!Z346","v":118.71376865249093},{"$f":"'Offshore Wind'!AA346","v":118.71376865249093},{"$f":"'Offshore Wind'!AB346","v":118.71376865249093},{"$f":"'Offshore Wind'!AC346","v":118.71376865249093},{"$f":"'Offshore Wind'!AD346","v":118.71376865249093},{"$f":"'Offshore Wind'!AE346","v":118.71376865249093},{"$f":"'Offshore Wind'!AF346","v":118.71376865249093},{"$f":"'Offshore Wind'!AG346","v":118.71376865249093},{"$f":"'Offshore Wind'!AH346","v":118.71376865249093},{"$f":"'Offshore Wind'!AI346","v":118.71376865249093},{"$f":"'Offshore Wind'!AJ346","v":118.71376865249093},{"$f":"'Offshore Wind'!AK346","v":118.71376865249093},{"$f":"'Offshore Wind'!AL346","v":118.71376865249093},{"$f":"'Offshore Wind'!AM346","v":118.71376865249093},{"$f":"'Offshore Wind'!AN346","v":118.71376865249093},{"$f":"'Offshore Wind'!AO346","v":118.71376865249093},{"$f":"'Offshore Wind'!AP346","v":118.71376865249093},{"$f":"'Offshore Wind'!AQ346","v":118.71376865249093},{"$f":"'Offshore Wind'!AR346","v":118.71376865249093},{"$f":"'Offshore Wind'!AS346","v":118.71376865249093},{"$f":"'Offshore Wind'!AT346","v":118.71376865249093},{"$f":"'Offshore Wind'!AU346","v":118.71376865249093},{"$f":"'Offshore Wind'!AV346","v":118.71376865249093}]
[null,null,null,null,{"$f":"'Offshore Wind'!K347","v":"TRG 6 - Low"},null,null,null,null,null,null,null,null,null,null,null,null,null,null,null,null,null,{"$f":"'Offshore Wind'!L347","v":131.90418739165659},{"$f":"'Offshore Wind'!M347","v":126.62801989599033},{"$f":"'Offshore Wind'!N347","v":121.35185240032406},{"$f":"'Offshore Wind'!O347","v":118.71376865249093},{"$f":"'Offshore Wind'!P347","v":116.07568490465779},{"$f":"'Offshore Wind'!Q347","v":113.43760115682467},{"$f":"'Offshore Wind'!R347","v":110.79951740899153},{"$f":"'Offshore Wind'!S347","v":109.04079491043611},{"$f":"'Offshore Wind'!T347","v":107.28207241188069},{"$f":"'Offshore Wind'!U347","v":105.52334991332526},{"$f":"'Offshore Wind'!V347","v":104.581177146242},{"$f":"'Offshore Wind'!W347","v":103.63900437915873},{"$f":"'Offshore Wind'!X347","v":102.69683161207547},{"$f":"'Offshore Wind'!Y347","v":101.75465884499221},{"$f":"'Offshore Wind'!Z347","v":100.81248607790894},{"$f":"'Offshore Wind'!AA347","v":99.870313310825679},{"$f":"'Offshore Wind'!AB347","v":98.92814054374243},{"$f":"'Offshore Wind'!AC347","v":98.532427981567466},{"$f":"'Offshore Wind'!AD347","v":98.136715419392502},{"$f":"'Offshore Wind'!AE347","v":97.741002857217524},{"$f":"'Offshore Wind'!AF347","v":97.34529029504256},{"$f":"'Offshore Wind'!AG347","v":96.949577732867581},{"$f":"'Offshore Wind'!AH347","v":96.553865170692617},{"$f":"'Offshore Wind'!AI347","v":96.158152608517639},{"$f":"'Offshore Wind'!AJ347","v":95.762440046342675},{"$f":"'Offshore Wind'!AK347","v":95.366727484167697},{"$f":"'Offshore Wind'!AL347","v":94.971014921992733},{"$f":"'Offshore Wind'!AM347","v":94.70720654720941},{"$f":"'Offshore Wind'!AN347","v":94.4433981724261},{"$f":"'Offshore Wind'!AO347","v":94.179589797642777},{"$f":"'Offshore Wind'!AP347","v":93.915781422859453},{"$f":"'Offshore Wind'!AQ347","v":93.651973048076144},{"$f":"'Offshore Wind'!AR347","v":93.38816467329282},{"$f":"'Offshore Wind'!AS347","v":93.124356298509511},{"$f":"'Offshore Wind'!AT347","v":92.860547923726187},{"$f":"'Offshore Wind'!AU347","v":92.596739548942864},{"$f":"'Offshore Wind'!AV347","v":92.332931174159611}]
[null,null,null,null,{"$f":"'Offshore Wind'!K348","v":"TRG 6 - Mid"},{"$f":"'Offshore Wind'!#REF!","v":{"$error":"#REF!"}},{"$f":"'Offshore Wind'!#REF!","v":{"$error":"#REF!"}},{"$f":"'Offshore Wind'!#REF!","v":{"$error":"#REF!"}},{"$f":"'Offshore Wind'!#REF!","v":{"$error":"#REF!"}},{"$f":"'Offshore Wind'!#REF!","v":{"$error":"#REF!"}},{"$f":"'Offshore Wind'!#REF!","v":{"$error":"#REF!"}},{"$f":"'Offshore Wind'!#REF!","v":{"$error":"#REF!"}},{"$f":"'Offshore Wind'!#REF!","v":{"$error":"#REF!"}},{"$f":"'Offshore Wind'!#REF!","v":{"$error":"#REF!"}},{"$f":"'Offshore Wind'!#REF!","v":{"$error":"#REF!"}},{"$f":"'Offshore Wind'!#REF!","v":{"$error":"#REF!"}},{"$f":"'Offshore Wind'!#REF!","v":{"$error":"#REF!"}},{"$f":"'Offshore Wind'!#REF!","v":{"$error":"#REF!"}},null,null,null,{"$f":"'Offshore Wind'!L72","v":131.90418739165659},{"$f":"'Offshore Wind'!L348","v":131.90418739165659},{"$f":"'Offshore Wind'!M348","v":130.58514551774002},{"$f":"'Offshore Wind'!N348","v":129.26610364382344},{"$f":"'Offshore Wind'!O348","v":125.63873849055288},{"$f":"'Offshore Wind'!P348","v":122.01137333728232},{"$f":"'Offshore Wind'!Q348","v":118.38400818401176},{"$f":"'Offshore Wind'!R348","v":114.75664303074122},{"$f":"'Offshore Wind'!S348","v":112.11855928290809},{"$f":"'Offshore Wind'!T348","v":109.48047553507497},{"$f":"'Offshore Wind'!U348","v":106.84239178724184},{"$f":"'Offshore Wind'!V348","v":106.08865357357523},{"$f":"'Offshore Wind'!W348","v":105.33491535990862},{"$f":"'Offshore Wind'!X348","v":104.581177146242},{"$f":"'Offshore Wind'!Y348","v":103.82743893257539},{"$f":"'Offshore Wind'!Z348","v":103.07370071890878},{"$f":"'Offshore Wind'!AA348","v":102.31996250524216},{"$f":"'Offshore Wind'!AB348","v":101.56622429157558},{"$f":"'Offshore Wind'!AC348","v":101.43432010418393},{"$f":"'Offshore Wind'!AD348","v":101.30241591679227},{"$f":"'Offshore Wind'!AE348","v":101.17051172940062},{"$f":"'Offshore Wind'!AF348","v":101.03860754200898},{"$f":"'Offshore Wind'!AG348","v":100.90670335461732},{"$f":"'Offshore Wind'!AH348","v":100.77479916722567},{"$f":"'Offshore Wind'!AI348","v":100.64289497983401},{"$f":"'Offshore Wind'!AJ348","v":100.51099079244236},{"$f":"'Offshore Wind'!AK348","v":100.37908660505072},{"$f":"'Offshore Wind'!AL348","v":100.247182417659},{"$f":"'Offshore Wind'!AM348","v":100.10356513842697},{"$f":"'Offshore Wind'!AN348","v":99.959947859194941},{"$f":"'Offshore Wind'!AO348","v":99.816330579962909},{"$f":"'Offshore Wind'!AP348","v":99.672713300730877},{"$f":"'Offshore Wind'!AQ348","v":99.529096021498844},{"$f":"'Offshore Wind'!AR348","v":99.385478742266812},{"$f":"'Offshore Wind'!AS348","v":99.24186146303478},{"$f":"'Offshore Wind'!AT348","v":99.098244183802748},{"$f":"'Offshore Wind'!AU348","v":98.954626904570716},{"$f":"'Offshore Wind'!AV348","v":98.811009625338642}]
[null,null,null,null,{"$f":"'Offshore Wind'!K349","v":"TRG 6 - High"},null,null,null,null,null,null,null,null,null,null,null,null,null,null,null,null,null,{"$f":"'Offshore Wind'!L349","v":131.90418739165659},{"$f":"'Offshore Wind'!M349","v":131.90418739165659},{"$f":"'Offshore Wind'!N349","v":131.90418739165659},{"$f":"'Offshore Wind'!O349","v":129.26610364382347},{"$f":"'Offshore Wind'!P349","v":126.62801989599033},{"$f":"'Offshore Wind'!Q349","v":123.9899361481572},{"$f":"'Offshore Wind'!R349","v":121.35185240032406},{"$f":"'Offshore Wind'!S349","v":120.47249115104634},{"$f":"'Offshore Wind'!T349","v":119.59312990176863},{"$f":"'Offshore Wind'!U349","v":118.71376865249093},{"$f":"'Offshore Wind'!V349","v":118.71376865249093},{"$f":"'Offshore Wind'!W349","v":118.71376865249093},{"$f":"'Offshore Wind'!X349","v":118.71376865249093},{"$f":"'Offshore Wind'!Y349","v":118.71376865249093},{"$f":"'Offshore Wind'!Z349","v":118.71376865249093},{"$f":"'Offshore Wind'!AA349","v":118.71376865249093},{"$f":"'Offshore Wind'!AB349","v":118.71376865249093},{"$f":"'Offshore Wind'!AC349","v":118.71376865249093},{"$f":"'Offshore Wind'!AD349","v":118.71376865249093},{"$f":"'Offshore Wind'!AE349","v":118.71376865249093},{"$f":"'Offshore Wind'!AF349","v":118.71376865249093},{"$f":"'Offshore Wind'!AG349","v":118.71376865249093},{"$f":"'Offshore Wind'!AH349","v":118.71376865249093},{"$f":"'Offshore Wind'!AI349","v":118.71376865249093},{"$f":"'Offshore Wind'!AJ349","v":118.71376865249093},{"$f":"'Offshore Wind'!AK349","v":118.71376865249093},{"$f":"'Offshore Wind'!AL349","v":118.71376865249093},{"$f":"'Offshore Wind'!AM349","v":118.71376865249093},{"$f":"'Offshore Wind'!AN349","v":118.71376865249093},{"$f":"'Offshore Wind'!AO349","v":118.71376865249093},{"$f":"'Offshore Wind'!AP349","v":118.71376865249093},{"$f":"'Offshore Wind'!AQ349","v":118.71376865249093},{"$f":"'Offshore Wind'!AR349","v":118.71376865249093},{"$f":"'Offshore Wind'!AS349","v":118.71376865249093},{"$f":"'Offshore Wind'!AT349","v":118.71376865249093},{"$f":"'Offshore Wind'!AU349","v":118.71376865249093},{"$f":"'Offshore Wind'!AV349","v":118.71376865249093}]
[null,null,null,null,{"$f":"'Offshore Wind'!K350","v":"TRG 7 - Low"},null,null,null,null,null,null,null,null,null,null,null,null,null,null,null,null,null,{"$f":"'Offshore Wind'!L350","v":131.90418739165659},{"$f":"'Offshore Wind'!M350","v":126.62801989599033},{"$f":"'Offshore Wind'!N350","v":121.35185240032406},{"$f":"'Offshore Wind'!O350","v":118.71376865249093},{"$f":"'Offshore Wind'!P350","v":116.07568490465779},{"$f":"'Offshore Wind'!Q350","v":113.43760115682467},{"$f":"'Offshore Wind'!R350","v":110.79951740899153},{"$f":"'Offshore Wind'!S350","v":109.04079491043611},{"$f":"'Offshore Wind'!T350","v":107.28207241188069},{"$f":"'Offshore Wind'!U350","v":105.52334991332526},{"$f":"'Offshore Wind'!V350","v":104.581177146242},{"$f":"'Offshore Wind'!W350","v":103.63900437915873},{"$f":"'Offshore Wind'!X350","v":102.69683161207547},{"$f":"'Offshore Wind'!Y350","v":101.75465884499221},{"$f":"'Offshore Wind'!Z350","v":100.81248607790894},{"$f":"'Offshore Wind'!AA350","v":99.870313310825679},{"$f":"'Offshore Wind'!AB350","v":98.92814054374243},{"$f":"'Offshore Wind'!AC350","v":98.532427981567466},{"$f":"'Offshore Wind'!AD350","v":98.136715419392502},{"$f":"'Offshore Wind'!AE350","v":97.741002857217524},{"$f":"'Offshore Wind'!AF350","v":97.34529029504256},{"$f":"'Offshore Wind'!AG350","v":96.949577732867581},{"$f":"'Offshore Wind'!AH350","v":96.553865170692617},{"$f":"'Offshore Wind'!AI350","v":96.158152608517639},{"$f":"'Offshore Wind'!AJ350","v":95.762440046342675},{"$f":"'Offshore Wind'!AK350","v":95.366727484167697},{"$f":"'Offshore Wind'!AL350","v":94.971014921992733},{"$f":"'Offshore Wind'!AM350","v":94.70720654720941},{"$f":"'Offshore Wind'!AN350","v":94.4433981724261},{"$f":"'Offshore Wind'!AO350","v":94.179589797642777},{"$f":"'Offshore Wind'!AP350","v":93.915781422859453},{"$f":"'Offshore Wind'!AQ350","v":93.651973048076144},{"$f":"'Offshore Wind'!AR350","v":93.38816467329282},{"$f":"'Offshore Wind'!AS350","v":93.124356298509511},{"$f":"'Offshore Wind'!AT350","v":92.860547923726187},{"$f":"'Offshore Wind'!AU350","v":92.596739548942864},{"$f":"'Offshore Wind'!AV350","v":92.332931174159611}]
[null,null,null,null,{"$f":"'Offshore Wind'!K351","v":"TRG 7 - Mid"},{"$f":"'Offshore Wind'!#REF!","v":{"$error":"#REF!"}},{"$f":"'Offshore Wind'!#REF!","v":{"$error":"#REF!"}},{"$f":"'Offshore Wind'!#REF!","v":{"$error":"#REF!"}},{"$f":"'Offshore Wind'!#REF!","v":{"$error":"#REF!"}},{"$f":"'Offshore Wind'!#REF!","v":{"$error":"#REF!"}},{"$f":"'Offshore Wind'!#REF!","v":{"$error":"#REF!"}},{"$f":"'Offshore Wind'!#REF!","v":{"$error":"#REF!"}},{"$f":"'Offshore Wind'!#REF!","v":{"$error":"#REF!"}},{"$f":"'Offshore Wind'!#REF!","v":{"$error":"#REF!"}},{"$f":"'Offshore Wind'!#REF!","v":{"$error":"#REF!"}},{"$f":"'Offshore Wind'!#REF!","v":{"$error":"#REF!"}},{"$f":"'Offshore Wind'!#REF!","v":{"$error":"#REF!"}},{"$f":"'Offshore Wind'!#REF!","v":{"$error":"#REF!"}},null,null,null,{"$f":"'Offshore Wind'!L73","v":131.90418739165659},{"$f":"'Offshore Wind'!L351","v":131.90418739165659},{"$f":"'Offshore Wind'!M351","v":130.58514551774002},{"$f":"'Offshore Wind'!N351","v":129.26610364382344},{"$f":"'Offshore Wind'!O351","v":125.63873849055288},{"$f":"'Offshore Wind'!P351","v":122.01137333728232},{"$f":"'Offshore Wind'!Q351","v":118.38400818401176},{"$f":"'Offshore Wind'!R351","v":114.75664303074122},{"$f":"'Offshore Wind'!S351","v":112.11855928290809},{"$f":"'Offshore Wind'!T351","v":109.48047553507497},{"$f":"'Offshore Wind'!U351","v":106.84239178724184},{"$f":"'Offshore Wind'!V351","v":106.08865357357523},{"$f":"'Offshore Wind'!W351","v":105.33491535990862},{"$f":"'Offshore Wind'!X351","v":104.581177146242},{"$f":"'Offshore Wind'!Y351","v":103.82743893257539},{"$f":"'Offshore Wind'!Z351","v":103.07370071890878},{"$f":"'Offshore Wind'!AA351","v":102.31996250524216},{"$f":"'Offshore Wind'!AB351","v":101.56622429157558},{"$f":"'Offshore Wind'!AC351","v":101.43432010418393},{"$f":"'Offshore Wind'!AD351","v":101.30241591679227},{"$f":"'Offshore Wind'!AE351","v":101.17051172940062},{"$f":"'Offshore Wind'!AF351","v":101.03860754200898},{"$f":"'Offshore Wind'!AG351","v":100.90670335461732},{"$f":"'Offshore Wind'!AH351","v":100.77479916722567},{"$f":"'Offshore Wind'!AI351","v":100.64289497983401},{"$f":"'Offshore Wind'!AJ351","v":100.51099079244236},{"$f":"'Offshore Wind'!AK351","v":100.37908660505072},{"$f":"'Offshore Wind'!AL351","v":100.247182417659},{"$f":"'Offshore Wind'!AM351","v":100.10356513842697},{"$f":"'Offshore Wind'!AN351","v":99.959947859194941},{"$f":"'Offshore Wind'!AO351","v":99.816330579962909},{"$f":"'Offshore Wind'!AP351","v":99.672713300730877},{"$f":"'Offshore Wind'!AQ351","v":99.529096021498844},{"$f":"'Offshore Wind'!AR351","v":99.385478742266812},{"$f":"'Offshore Wind'!AS351","v":99.24186146303478},{"$f":"'Offshore Wind'!AT351","v":99.098244183802748},{"$f":"'Offshore Wind'!AU351","v":98.954626904570716},{"$f":"'Offshore Wind'!AV351","v":98.811009625338642}]
[null,null,null,null,{"$f":"'Offshore Wind'!K352","v":"TRG 7 - High"},null,null,null,null,null,null,null,null,null,null,null,null,null,null,null,null,null,{"$f":"'Offshore Wind'!L352","v":131.90418739165659},{"$f":"'Offshore Wind'!M352","v":131.90418739165659},{"$f":"'Offshore Wind'!N352","v":131.90418739165659},{"$f":"'Offshore Wind'!O352","v":129.26610364382347},{"$f":"'Offshore Wind'!P352","v":126.62801989599033},{"$f":"'Offshore Wind'!Q352","v":123.9899361481572},{"$f":"'Offshore Wind'!R352","v":121.35185240032406},{"$f":"'Offshore Wind'!S352","v":120.47249115104634},{"$f":"'Offshore Wind'!T352","v":119.59312990176863},{"$f":"'Offshore Wind'!U352","v":118.71376865249093},{"$f":"'Offshore Wind'!V352","v":118.71376865249093},{"$f":"'Offshore Wind'!W352","v":118.71376865249093},{"$f":"'Offshore Wind'!X352","v":118.71376865249093},{"$f":"'Offshore Wind'!Y352","v":118.71376865249093},{"$f":"'Offshore Wind'!Z352","v":118.71376865249093},{"$f":"'Offshore Wind'!AA352","v":118.71376865249093},{"$f":"'Offshore Wind'!AB352","v":118.71376865249093},{"$f":"'Offshore Wind'!AC352","v":118.71376865249093},{"$f":"'Offshore Wind'!AD352","v":118.71376865249093},{"$f":"'Offshore Wind'!AE352","v":118.71376865249093},{"$f":"'Offshore Wind'!AF352","v":118.71376865249093},{"$f":"'Offshore Wind'!AG352","v":118.71376865249093},{"$f":"'Offshore Wind'!AH352","v":118.71376865249093},{"$f":"'Offshore Wind'!AI352","v":118.71376865249093},{"$f":"'Offshore Wind'!AJ352","v":118.71376865249093},{"$f":"'Offshore Wind'!AK352","v":118.71376865249093},{"$f":"'Offshore Wind'!AL352","v":118.71376865249093},{"$f":"'Offshore Wind'!AM352","v":118.71376865249093},{"$f":"'Offshore Wind'!AN352","v":118.71376865249093},{"$f":"'Offshore Wind'!AO352","v":118.71376865249093},{"$f":"'Offshore Wind'!AP352","v":118.71376865249093},{"$f":"'Offshore Wind'!AQ352","v":118.71376865249093},{"$f":"'Offshore Wind'!AR352","v":118.71376865249093},{"$f":"'Offshore Wind'!AS352","v":118.71376865249093},{"$f":"'Offshore Wind'!AT352","v":118.71376865249093},{"$f":"'Offshore Wind'!AU352","v":118.71376865249093},{"$f":"'Offshore Wind'!AV352","v":118.71376865249093}]
[null,null,null,null,{"$f":"'Offshore Wind'!K353","v":"TRG 8 - Low"},null,null,null,null,null,null,null,null,null,null,null,null,null,null,null,null,null,{"$f":"'Offshore Wind'!L353","v":162.34361525126963},{"$f":"'Offshore Wind'!M353","v":155.84987064121887},{"$f":"'Offshore Wind'!N353","v":149.35612603116809},{"$f":"'Offshore Wind'!O353","v":146.10925372614267},{"$f":"'Offshore Wind'!P353","v":142.86238142111731},{"$f":"'Offshore Wind'!Q353","v":139.61550911609191},{"$f":"'Offshore Wind'!R353","v":136.36863681106649},{"$f":"'Offshore Wind'!S353","v":134.20405527438291},{"$f":"'Offshore Wind'!T353","v":132.03947373769932},{"$f":"'Offshore Wind'!U353","v":129.87489220101571},{"$f":"'Offshore Wind'!V353","v":128.71529494922092},{"$f":"'Offshore Wind'!W353","v":127.55569769742615},{"$f":"'Offshore Wind'!X353","v":126.39610044563138},{"$f":"'Offshore Wind'!Y353","v":125.2365031938366},{"$f":"'Offshore Wind'!Z353","v":124.07690594204182},{"$f":"'Offshore Wind'!AA353","v":122.91730869024704},{"$f":"'Offshore Wind'!AB353","v":121.75771143845223},{"$f":"'Offshore Wind'!AC353","v":121.27068059269841},{"$f":"'Offshore Wind'!AD353","v":120.7836497469446},{"$f":"'Offshore Wind'!AE353","v":120.2966189011908},{"$f":"'Offshore Wind'!AF353","v":119.80958805543698},{"$f":"'Offshore Wind'!AG353","v":119.32255720968317},{"$f":"'Offshore Wind'!AH353","v":118.83552636392935},{"$f":"'Offshore Wind'!AI353","v":118.34849551817554},{"$f":"'Offshore Wind'!AJ353","v":117.86146467242173},{"$f":"'Offshore Wind'!AK353","v":117.37443382666791},{"$f":"'Offshore Wind'!AL353","v":116.88740298091413},{"$f":"'Offshore Wind'!AM353","v":116.5627157504116},{"$f":"'Offshore Wind'!AN353","v":116.23802851990907},{"$f":"'Offshore Wind'!AO353","v":115.91334128940653},{"$f":"'Offshore Wind'!AP353","v":115.588654058904},{"$f":"'Offshore Wind'!AQ353","v":115.26396682840146},{"$f":"'Offshore Wind'!AR353","v":114.93927959789893},{"$f":"'Offshore Wind'!AS353","v":114.6145923673964},{"$f":"'Offshore Wind'!AT353","v":114.28990513689386},{"$f":"'Offshore Wind'!AU353","v":113.96521790639133},{"$f":"'Offshore Wind'!AV353","v":113.64053067588875}]
[null,null,null,null,{"$f":"'Offshore Wind'!K354","v":"TRG 8 - Mid"},{"$f":"'Offshore Wind'!#REF!","v":{"$error":"#REF!"}},{"$f":"'Offshore Wind'!#REF!","v":{"$error":"#REF!"}},{"$f":"'Offshore Wind'!#REF!","v":{"$error":"#REF!"}},{"$f":"'Offshore Wind'!#REF!","v":{"$error":"#REF!"}},{"$f":"'Offshore Wind'!#REF!","v":{"$error":"#REF!"}},{"$f":"'Offshore Wind'!#REF!","v":{"$error":"#REF!"}},{"$f":"'Offshore Wind'!#REF!","v":{"$error":"#REF!"}},{"$f":"'Offshore Wind'!#REF!","v":{"$error":"#REF!"}},{"$f":"'Offshore Wind'!#REF!","v":{"$error":"#REF!"}},{"$f":"'Offshore Wind'!#REF!","v":{"$error":"#REF!"}},{"$f":"'Offshore Wind'!#REF!","v":{"$error":"#REF!"}},{"$f":"'Offshore Wind'!#REF!","v":{"$error":"#REF!"}},{"$f":"'Offshore Wind'!#REF!","v":{"$error":"#REF!"}},null,null,null,{"$f":"'Offshore Wind'!L74","v":162.34361525126963},{"$f":"'Offshore Wind'!L354","v":162.34361525126963},{"$f":"'Offshore Wind'!M354","v":160.72017909875694},{"$f":"'Offshore Wind'!N354","v":159.09674294624426},{"$f":"'Offshore Wind'!O354","v":154.63229352683433},{"$f":"'Offshore Wind'!P354","v":150.16784410742443},{"$f":"'Offshore Wind'!Q354","v":145.7033946880145},{"$f":"'Offshore Wind'!R354","v":141.23894526860457},{"$f":"'Offshore Wind'!S354","v":137.9920729635792},{"$f":"'Offshore Wind'!T354","v":134.74520065855381},{"$f":"'Offshore Wind'!U354","v":131.49832835352842},{"$f":"'Offshore Wind'!V354","v":130.57065055209262},{"$f":"'Offshore Wind'!W354","v":129.64297275065678},{"$f":"'Offshore Wind'!X354","v":128.71529494922095},{"$f":"'Offshore Wind'!Y354","v":127.78761714778514},{"$f":"'Offshore Wind'!Z354","v":126.85993934634932},{"$f":"'Offshore Wind'!AA354","v":125.93226154491349},{"$f":"'Offshore Wind'!AB354","v":125.00458374347762},{"$f":"'Offshore Wind'!AC354","v":124.84224012822636},{"$f":"'Offshore Wind'!AD354","v":124.67989651297509},{"$f":"'Offshore Wind'!AE354","v":124.51755289772383},{"$f":"'Offshore Wind'!AF354","v":124.35520928247256},{"$f":"'Offshore Wind'!AG354","v":124.1928656672213},{"$f":"'Offshore Wind'!AH354","v":124.03052205197002},{"$f":"'Offshore Wind'!AI354","v":123.86817843671876},{"$f":"'Offshore Wind'!AJ354","v":123.70583482146749},{"$f":"'Offshore Wind'!AK354","v":123.54349120621623},{"$f":"'Offshore Wind'!AL354","v":123.38114759096491},{"$f":"'Offshore Wind'!AM354","v":123.20438786267934},{"$f":"'Offshore Wind'!AN354","v":123.02762813439377},{"$f":"'Offshore Wind'!AO354","v":122.85086840610819},{"$f":"'Offshore Wind'!AP354","v":122.67410867782262},{"$f":"'Offshore Wind'!AQ354","v":122.49734894953704},{"$f":"'Offshore Wind'!AR354","v":122.32058922125147},{"$f":"'Offshore Wind'!AS354","v":122.14382949296589},{"$f":"'Offshore Wind'!AT354","v":121.96706976468032},{"$f":"'Offshore Wind'!AU354","v":121.79031003639474},{"$f":"'Offshore Wind'!AV354","v":121.61355030810911}]
[null,null,null,null,{"$f":"'Offshore Wind'!K355","v":"TRG 8 - High"},null,null,null,null,null,null,null,null,null,null,null,null,null,null,null,null,null,{"$f":"'Offshore Wind'!L355","v":162.34361525126963},{"$f":"'Offshore Wind'!M355","v":162.34361525126963},{"$f":"'Offshore Wind'!N355","v":162.34361525126963},{"$f":"'Offshore Wind'!O355","v":159.09674294624426},{"$f":"'Offshore Wind'!P355","v":155.84987064121887},{"$f":"'Offshore Wind'!Q355","v":152.60299833619351},{"$f":"'Offshore Wind'!R355","v":149.35612603116809},{"$f":"'Offshore Wind'!S355","v":148.27383526282628},{"$f":"'Offshore Wind'!T355","v":147.1915444944845},{"$f":"'Offshore Wind'!U355","v":146.10925372614267},{"$f":"'Offshore Wind'!V355","v":146.10925372614267},{"$f":"'Offshore Wind'!W355","v":146.10925372614267},{"$f":"'Offshore Wind'!X355","v":146.10925372614267},{"$f":"'Offshore Wind'!Y355","v":146.10925372614267},{"$f":"'Offshore Wind'!Z355","v":146.10925372614267},{"$f":"'Offshore Wind'!AA355","v":146.10925372614267},{"$f":"'Offshore Wind'!AB355","v":146.10925372614267},{"$f":"'Offshore Wind'!AC355","v":146.10925372614267},{"$f":"'Offshore Wind'!AD355","v":146.10925372614267},{"$f":"'Offshore Wind'!AE355","v":146.10925372614267},{"$f":"'Offshore Wind'!AF355","v":146.10925372614267},{"$f":"'Offshore Wind'!AG355","v":146.10925372614267},{"$f":"'Offshore Wind'!AH355","v":146.10925372614267},{"$f":"'Offshore Wind'!AI355","v":146.10925372614267},{"$f":"'Offshore Wind'!AJ355","v":146.10925372614267},{"$f":"'Offshore Wind'!AK355","v":146.10925372614267},{"$f":"'Offshore Wind'!AL355","v":146.10925372614267},{"$f":"'Offshore Wind'!AM355","v":146.10925372614267},{"$f":"'Offshore Wind'!AN355","v":146.10925372614267},{"$f":"'Offshore Wind'!AO355","v":146.10925372614267},{"$f":"'Offshore Wind'!AP355","v":146.10925372614267},{"$f":"'Offshore Wind'!AQ355","v":146.10925372614267},{"$f":"'Offshore Wind'!AR355","v":146.10925372614267},{"$f":"'Offshore Wind'!AS355","v":146.10925372614267},{"$f":"'Offshore Wind'!AT355","v":146.10925372614267},{"$f":"'Offshore Wind'!AU355","v":146.10925372614267},{"$f":"'Offshore Wind'!AV355","v":146.10925372614267}]
[null,null,null,null,{"$f":"'Offshore Wind'!K356","v":"TRG 9 - Low"},null,null,null,null,null,null,null,null,null,null,null,null,null,null,null,null,null,{"$f":"'Offshore Wind'!L356","v":162.34361525126963},{"$f":"'Offshore Wind'!M356","v":155.84987064121887},{"$f":"'Offshore Wind'!N356","v":149.35612603116809},{"$f":"'Offshore Wind'!O356","v":146.10925372614267},{"$f":"'Offshore Wind'!P356","v":142.86238142111731},{"$f":"'Offshore Wind'!Q356","v":139.61550911609191},{"$f":"'Offshore Wind'!R356","v":136.36863681106649},{"$f":"'Offshore Wind'!S356","v":134.20405527438291},{"$f":"'Offshore Wind'!T356","v":132.03947373769932},{"$f":"'Offshore Wind'!U356","v":129.87489220101571},{"$f":"'Offshore Wind'!V356","v":128.71529494922092},{"$f":"'Offshore Wind'!W356","v":127.55569769742615},{"$f":"'Offshore Wind'!X356","v":126.39610044563138},{"$f":"'Offshore Wind'!Y356","v":125.2365031938366},{"$f":"'Offshore Wind'!Z356","v":124.07690594204182},{"$f":"'Offshore Wind'!AA356","v":122.91730869024704},{"$f":"'Offshore Wind'!AB356","v":121.75771143845223},{"$f":"'Offshore Wind'!AC356","v":121.27068059269841},{"$f":"'Offshore Wind'!AD356","v":120.7836497469446},{"$f":"'Offshore Wind'!AE356","v":120.2966189011908},{"$f":"'Offshore Wind'!AF356","v":119.80958805543698},{"$f":"'Offshore Wind'!AG356","v":119.32255720968317},{"$f":"'Offshore Wind'!AH356","v":118.83552636392935},{"$f":"'Offshore Wind'!AI356","v":118.34849551817554},{"$f":"'Offshore Wind'!AJ356","v":117.86146467242173},{"$f":"'Offshore Wind'!AK356","v":117.37443382666791},{"$f":"'Offshore Wind'!AL356","v":116.88740298091413},{"$f":"'Offshore Wind'!AM356","v":116.5627157504116},{"$f":"'Offshore Wind'!AN356","v":116.23802851990907},{"$f":"'Offshore Wind'!AO356","v":115.91334128940653},{"$f":"'Offshore Wind'!AP356","v":115.588654058904},{"$f":"'Offshore Wind'!AQ356","v":115.26396682840146},{"$f":"'Offshore Wind'!AR356","v":114.93927959789893},{"$f":"'Offshore Wind'!AS356","v":114.6145923673964},{"$f":"'Offshore Wind'!AT356","v":114.28990513689386},{"$f":"'Offshore Wind'!AU356","v":113.96521790639133},{"$f":"'Offshore Wind'!AV356","v":113.64053067588875}]
[null,null,null,null,{"$f":"'Offshore Wind'!K357","v":"TRG 9 - Mid"},{"$f":"'Offshore Wind'!#REF!","v":{"$error":"#REF!"}},{"$f":"'Offshore Wind'!#REF!","v":{"$error":"#REF!"}},{"$f":"'Offshore Wind'!#REF!","v":{"$error":"#REF!"}},{"$f":"'Offshore Wind'!#REF!","v":{"$error":"#REF!"}},{"$f":"'Offshore Wind'!#REF!","v":{"$error":"#REF!"}},{"$f":"'Offshore Wind'!#REF!","v":{"$error":"#REF!"}},{"$f":"'Offshore Wind'!#REF!","v":{"$error":"#REF!"}},{"$f":"'Offshore Wind'!#REF!","v":{"$error":"#REF!"}},{"$f":"'Offshore Wind'!#REF!","v":{"$error":"#REF!"}},{"$f":"'Offshore Wind'!#REF!","v":{"$error":"#REF!"}},{"$f":"'Offshore Wind'!#REF!","v":{"$error":"#REF!"}},{"$f":"'Offshore Wind'!#REF!","v":{"$error":"#REF!"}},{"$f":"'Offshore Wind'!#REF!","v":{"$error":"#REF!"}},null,null,null,{"$f":"'Offshore Wind'!L75","v":162.34361525126963},{"$f":"'Offshore Wind'!L357","v":162.34361525126963},{"$f":"'Offshore Wind'!M357","v":160.72017909875694},{"$f":"'Offshore Wind'!N357","v":159.09674294624426},{"$f":"'Offshore Wind'!O357","v":154.63229352683433},{"$f":"'Offshore Wind'!P357","v":150.16784410742443},{"$f":"'Offshore Wind'!Q357","v":145.7033946880145},{"$f":"'Offshore Wind'!R357","v":141.23894526860457},{"$f":"'Offshore Wind'!S357","v":137.9920729635792},{"$f":"'Offshore Wind'!T357","v":134.74520065855381},{"$f":"'Offshore Wind'!U357","v":131.49832835352842},{"$f":"'Offshore Wind'!V357","v":130.57065055209262},{"$f":"'Offshore Wind'!W357","v":129.64297275065678},{"$f":"'Offshore Wind'!X357","v":128.71529494922095},{"$f":"'Offshore Wind'!Y357","v":127.78761714778514},{"$f":"'Offshore Wind'!Z357","v":126.85993934634932},{"$f":"'Offshore Wind'!AA357","v":125.93226154491349},{"$f":"'Offshore Wind'!AB357","v":125.00458374347762},{"$f":"'Offshore Wind'!AC357","v":124.84224012822636},{"$f":"'Offshore Wind'!AD357","v":124.67989651297509},{"$f":"'Offshore Wind'!AE357","v":124.51755289772383},{"$f":"'Offshore Wind'!AF357","v":124.35520928247256},{"$f":"'Offshore Wind'!AG357","v":124.1928656672213},{"$f":"'Offshore Wind'!AH357","v":124.03052205197002},{"$f":"'Offshore Wind'!AI357","v":123.86817843671876},{"$f":"'Offshore Wind'!AJ357","v":123.70583482146749},{"$f":"'Offshore Wind'!AK357","v":123.54349120621623},{"$f":"'Offshore Wind'!AL357","v":123.38114759096491},{"$f":"'Offshore Wind'!AM357","v":123.20438786267934},{"$f":"'Offshore Wind'!AN357","v":123.02762813439377},{"$f":"'Offshore Wind'!AO357","v":122.85086840610819},{"$f":"'Offshore Wind'!AP357","v":122.67410867782262},{"$f":"'Offshore Wind'!AQ357","v":122.49734894953704},{"$f":"'Offshore Wind'!AR357","v":122.32058922125147},{"$f":"'Offshore Wind'!AS357","v":122.14382949296589},{"$f":"'Offshore Wind'!AT357","v":121.96706976468032},{"$f":"'Offshore Wind'!AU357","v":121.79031003639474},{"$f":"'Offshore Wind'!AV357","v":121.61355030810911}]
[null,null,null,null,{"$f":"'Offshore Wind'!K358","v":"TRG 9 - High"},null,null,null,null,null,null,null,null,null,null,null,null,null,null,null,null,null,{"$f":"'Offshore Wind'!L358","v":162.34361525126963},{"$f":"'Offshore Wind'!M358","v":162.34361525126963},{"$f":"'Offshore Wind'!N358","v":162.34361525126963},{"$f":"'Offshore Wind'!O358","v":159.09674294624426},{"$f":"'Offshore Wind'!P358","v":155.84987064121887},{"$f":"'Offshore Wind'!Q358","v":152.60299833619351},{"$f":"'Offshore Wind'!R358","v":149.35612603116809},{"$f":"'Offshore Wind'!S358","v":148.27383526282628},{"$f":"'Offshore Wind'!T358","v":147.1915444944845},{"$f":"'Offshore Wind'!U358","v":146.10925372614267},{"$f":"'Offshore Wind'!V358","v":146.10925372614267},{"$f":"'Offshore Wind'!W358","v":146.10925372614267},{"$f":"'Offshore Wind'!X358","v":146.10925372614267},{"$f":"'Offshore Wind'!Y358","v":146.10925372614267},{"$f":"'Offshore Wind'!Z358","v":146.10925372614267},{"$f":"'Offshore Wind'!AA358","v":146.10925372614267},{"$f":"'Offshore Wind'!AB358","v":146.10925372614267},{"$f":"'Offshore Wind'!AC358","v":146.10925372614267},{"$f":"'Offshore Wind'!AD358","v":146.10925372614267},{"$f":"'Offshore Wind'!AE358","v":146.10925372614267},{"$f":"'Offshore Wind'!AF358","v":146.10925372614267},{"$f":"'Offshore Wind'!AG358","v":146.10925372614267},{"$f":"'Offshore Wind'!AH358","v":146.10925372614267},{"$f":"'Offshore Wind'!AI358","v":146.10925372614267},{"$f":"'Offshore Wind'!AJ358","v":146.10925372614267},{"$f":"'Offshore Wind'!AK358","v":146.10925372614267},{"$f":"'Offshore Wind'!AL358","v":146.10925372614267},{"$f":"'Offshore Wind'!AM358","v":146.10925372614267},{"$f":"'Offshore Wind'!AN358","v":146.10925372614267},{"$f":"'Offshore Wind'!AO358","v":146.10925372614267},{"$f":"'Offshore Wind'!AP358","v":146.10925372614267},{"$f":"'Offshore Wind'!AQ358","v":146.10925372614267},{"$f":"'Offshore Wind'!AR358","v":146.10925372614267},{"$f":"'Offshore Wind'!AS358","v":146.10925372614267},{"$f":"'Offshore Wind'!AT358","v":146.10925372614267},{"$f":"'Offshore Wind'!AU358","v":146.10925372614267},{"$f":"'Offshore Wind'!AV358","v":146.10925372614267}]
[null,null,null,null,{"$f":"'Offshore Wind'!K359","v":"TRG 10 - Low"},null,null,null,null,null,null,null,null,null,null,null,null,null,null,null,null,null,{"$f":"'Offshore Wind'!L359","v":162.34361525126963},{"$f":"'Offshore Wind'!M359","v":155.84987064121887},{"$f":"'Offshore Wind'!N359","v":149.35612603116809},{"$f":"'Offshore Wind'!O359","v":146.10925372614267},{"$f":"'Offshore Wind'!P359","v":142.86238142111731},{"$f":"'Offshore Wind'!Q359","v":139.61550911609191},{"$f":"'Offshore Wind'!R359","v":136.36863681106649},{"$f":"'Offshore Wind'!S359","v":134.20405527438291},{"$f":"'Offshore Wind'!T359","v":132.03947373769932},{"$f":"'Offshore Wind'!U359","v":129.87489220101571},{"$f":"'Offshore Wind'!V359","v":128.71529494922092},{"$f":"'Offshore Wind'!W359","v":127.55569769742615},{"$f":"'Offshore Wind'!X359","v":126.39610044563138},{"$f":"'Offshore Wind'!Y359","v":125.2365031938366},{"$f":"'Offshore Wind'!Z359","v":124.07690594204182},{"$f":"'Offshore Wind'!AA359","v":122.91730869024704},{"$f":"'Offshore Wind'!AB359","v":121.75771143845223},{"$f":"'Offshore Wind'!AC359","v":121.27068059269841},{"$f":"'Offshore Wind'!AD359","v":120.7836497469446},{"$f":"'Offshore Wind'!AE359","v":120.2966189011908},{"$f":"'Offshore Wind'!AF359","v":119.80958805543698},{"$f":"'Offshore Wind'!AG359","v":119.32255720968317},{"$f":"'Offshore Wind'!AH359","v":118.83552636392935},{"$f":"'Offshore Wind'!AI359","v":118.34849551817554},{"$f":"'Offshore Wind'!AJ359","v":117.86146467242173},{"$f":"'Offshore Wind'!AK359","v":117.37443382666791},{"$f":"'Offshore Wind'!AL359","v":116.88740298091413},{"$f":"'Offshore Wind'!AM359","v":116.5627157504116},{"$f":"'Offshore Wind'!AN359","v":116.23802851990907},{"$f":"'Offshore Wind'!AO359","v":115.91334128940653},{"$f":"'Offshore Wind'!AP359","v":115.588654058904},{"$f":"'Offshore Wind'!AQ359","v":115.26396682840146},{"$f":"'Offshore Wind'!AR359","v":114.93927959789893},{"$f":"'Offshore Wind'!AS359","v":114.6145923673964},{"$f":"'Offshore Wind'!AT359","v":114.28990513689386},{"$f":"'Offshore Wind'!AU359","v":113.96521790639133},{"$f":"'Offshore Wind'!AV359","v":113.64053067588875}]
[null,null,null,null,{"$f":"'Offshore Wind'!K360","v":"TRG 10 - Mid"},{"$f":"'Offshore Wind'!#REF!","v":{"$error":"#REF!"}},{"$f":"'Offshore Wind'!#REF!","v":{"$error":"#REF!"}},{"$f":"'Offshore Wind'!#REF!","v":{"$error":"#REF!"}},{"$f":"'Offshore Wind'!#REF!","v":{"$error":"#REF!"}},{"$f":"'Offshore Wind'!#REF!","v":{"$error":"#REF!"}},{"$f":"'Offshore Wind'!#REF!","v":{"$error":"#REF!"}},{"$f":"'Offshore Wind'!#REF!","v":{"$error":"#REF!"}},{"$f":"'Offshore Wind'!#REF!","v":{"$error":"#REF!"}},{"$f":"'Offshore Wind'!#REF!","v":{"$error":"#REF!"}},{"$f":"'Offshore Wind'!#REF!","v":{"$error":"#REF!"}},{"$f":"'Offshore Wind'!#REF!","v":{"$error":"#REF!"}},{"$f":"'Offshore Wind'!#REF!","v":{"$error":"#REF!"}},{"$f":"'Offshore Wind'!#REF!","v":{"$error":"#REF!"}},null,null,null,{"$f":"'Offshore Wind'!L76","v":162.34361525126963},{"$f":"'Offshore Wind'!L360","v":162.34361525126963},{"$f":"'Offshore Wind'!M360","v":160.72017909875694},{"$f":"'Offshore Wind'!N360","v":159.09674294624426},{"$f":"'Offshore Wind'!O360","v":154.63229352683433},{"$f":"'Offshore Wind'!P360","v":150.16784410742443},{"$f":"'Offshore Wind'!Q360","v":145.7033946880145},{"$f":"'Offshore Wind'!R360","v":141.23894526860457},{"$f":"'Offshore Wind'!S360","v":137.9920729635792},{"$f":"'Offshore Wind'!T360","v":134.74520065855381},{"$f":"'Offshore Wind'!U360","v":131.49832835352842},{"$f":"'Offshore Wind'!V360","v":130.57065055209262},{"$f":"'Offshore Wind'!W360","v":129.64297275065678},{"$f":"'Offshore Wind'!X360","v":128.71529494922095},{"$f":"'Offshore Wind'!Y360","v":127.78761714778514},{"$f":"'Offshore Wind'!Z360","v":126.85993934634932},{"$f":"'Offshore Wind'!AA360","v":125.93226154491349},{"$f":"'Offshore Wind'!AB360","v":125.00458374347762},{"$f":"'Offshore Wind'!AC360","v":124.84224012822636},{"$f":"'Offshore Wind'!AD360","v":124.67989651297509},{"$f":"'Offshore Wind'!AE360","v":124.51755289772383},{"$f":"'Offshore Wind'!AF360","v":124.35520928247256},{"$f":"'Offshore Wind'!AG360","v":124.1928656672213},{"$f":"'Offshore Wind'!AH360","v":124.03052205197002},{"$f":"'Offshore Wind'!AI360","v":123.86817843671876},{"$f":"'Offshore Wind'!AJ360","v":123.70583482146749},{"$f":"'Offshore Wind'!AK360","v":123.54349120621623},{"$f":"'Offshore Wind'!AL360","v":123.38114759096491},{"$f":"'Offshore Wind'!AM360","v":123.20438786267934},{"$f":"'Offshore Wind'!AN360","v":123.02762813439377},{"$f":"'Offshore Wind'!AO360","v":122.85086840610819},{"$f":"'Offshore Wind'!AP360","v":122.67410867782262},{"$f":"'Offshore Wind'!AQ360","v":122.49734894953704},{"$f":"'Offshore Wind'!AR360","v":122.32058922125147},{"$f":"'Offshore Wind'!AS360","v":122.14382949296589},{"$f":"'Offshore Wind'!AT360","v":121.96706976468032},{"$f":"'Offshore Wind'!AU360","v":121.79031003639474},{"$f":"'Offshore Wind'!AV360","v":121.61355030810911}]
[null,null,null,null,{"$f":"'Offshore Wind'!K361","v":"TRG 10 - High"},null,null,null,null,null,null,null,null,null,null,null,null,null,null,null,null,null,{"$f":"'Offshore Wind'!L361","v":162.34361525126963},{"$f":"'Offshore Wind'!M361","v":162.34361525126963},{"$f":"'Offshore Wind'!N361","v":162.34361525126963},{"$f":"'Offshore Wind'!O361","v":159.09674294624426},{"$f":"'Offshore Wind'!P361","v":155.84987064121887},{"$f":"'Offshore Wind'!Q361","v":152.60299833619351},{"$f":"'Offshore Wind'!R361","v":149.35612603116809},{"$f":"'Offshore Wind'!S361","v":148.27383526282628},{"$f":"'Offshore Wind'!T361","v":147.1915444944845},{"$f":"'Offshore Wind'!U361","v":146.10925372614267},{"$f":"'Offshore Wind'!V361","v":146.10925372614267},{"$f":"'Offshore Wind'!W361","v":146.10925372614267},{"$f":"'Offshore Wind'!X361","v":146.10925372614267},{"$f":"'Offshore Wind'!Y361","v":146.10925372614267},{"$f":"'Offshore Wind'!Z361","v":146.10925372614267},{"$f":"'Offshore Wind'!AA361","v":146.10925372614267},{"$f":"'Offshore Wind'!AB361","v":146.10925372614267},{"$f":"'Offshore Wind'!AC361","v":146.10925372614267},{"$f":"'Offshore Wind'!AD361","v":146.10925372614267},{"$f":"'Offshore Wind'!AE361","v":146.10925372614267},{"$f":"'Offshore Wind'!AF361","v":146.10925372614267},{"$f":"'Offshore Wind'!AG361","v":146.10925372614267},{"$f":"'Offshore Wind'!AH361","v":146.10925372614267},{"$f":"'Offshore Wind'!AI361","v":146.10925372614267},{"$f":"'Offshore Wind'!AJ361","v":146.10925372614267},{"$f":"'Offshore Wind'!AK361","v":146.10925372614267},{"$f":"'Offshore Wind'!AL361","v":146.10925372614267},{"$f":"'Offshore Wind'!AM361","v":146.10925372614267},{"$f":"'Offshore Wind'!AN361","v":146.10925372614267},{"$f":"'Offshore Wind'!AO361","v":146.10925372614267},{"$f":"'Offshore Wind'!AP361","v":146.10925372614267},{"$f":"'Offshore Wind'!AQ361","v":146.10925372614267},{"$f":"'Offshore Wind'!AR361","v":146.10925372614267},{"$f":"'Offshore Wind'!AS361","v":146.10925372614267},{"$f":"'Offshore Wind'!AT361","v":146.10925372614267},{"$f":"'Offshore Wind'!AU361","v":146.10925372614267},{"$f":"'Offshore Wind'!AV361","v":146.10925372614267}]
[]
["Solar PV"]
[null,null,null,null,null,{"$f":"F4","v":2000},2001,2002,2003,2004,2005,2006,2007,2008,2009,2010,2011,2012,2010,2011,2012,{"$f":"V4","v":2013},2014,2015,2016,2017,2018,2019,2020,2021,2022,2023,2024,2025,2026,2027,2028,2029,2030,2031,2032,2033,2034,2035,2036,2037,2038,2039,2040,2041,2042,2043,2044,2045,2046,2047,2048,2049,2050]
[null,"Utility Solar PV",null,"Levelized Cost of Energy ($/MWh)",{"$f":"'Solar - PV'!K170","v":"Utility PV - 14% - Low"},null,null,null,null,null,null,null,null,null,null,null,null,null,null,null,null,null,{"$f":"'Solar - PV'!L170","v":184.37208263053489},{"$f":"'Solar - PV'!M170","v":170.18087925181621},{"$f":"'Solar - PV'!N170","v":155.98967587309753},{"$f":"'Solar - PV'!O170","v":140.98307784336774},{"$f":"'Solar - PV'!P170","v":125.97647981363798},{"$f":"'Solar - PV'!Q170","v":110.96988178390818},{"$f":"'Solar - PV'!R170","v":96.778678405189524},{"$f":"'Solar - PV'!S170","v":96.778678405189524},{"$f":"'Solar - PV'!T170","v":96.778678405189524},{"$f":"'Solar - PV'!U170","v":96.778678405189524},{"$f":"'Solar - PV'!V170","v":96.778678405189524},{"$f":"'Solar - PV'!W170","v":96.778678405189524},{"$f":"'Solar - PV'!X170","v":96.778678405189524},{"$f":"'Solar - PV'!Y170","v":96.778678405189524},{"$f":"'Solar - PV'!Z170","v":96.778678405189524},{"$f":"'Solar - PV'!AA170","v":96.778678405189524},{"$f":"'Solar - PV'!AB170","v":96.778678405189524},{"$f":"'Solar - PV'!AC170","v":96.778678405189524},{"$f":"'Solar - PV'!AD170","v":96.778678405189524},{"$f":"'Solar - PV'!AE170","v":96.778678405189524},{"$f":"'Solar - PV'!AF170","v":96.778678405189524},{"$f":"'Solar - PV'!AG170","v":96.778678405189524},{"$f":"'Solar - PV'!AH170","v":96.778678405189524},{"$f":"'Solar - PV'!AI170","v":96.778678405189524},{"$f":"'Solar - PV'!AJ170","v":96.778678405189524},{"$f":"'Solar - PV'!AK170","v":96.778678405189524},{"$f":"'Solar - PV'!AL170","v":96.778678405189524},{"$f":"'Solar - PV'!AM170","v":96.778678405189524},{"$f":"'Solar - PV'!AN170","v":96.778678405189524},{"$f":"'Solar - PV'!AO170","v":96.778678405189524},{"$f":"'Solar - PV'!AP170","v":96.778678405189524},{"$f":"'Solar - PV'!AQ170","v":96.778678405189524},{"$f":"'Solar - PV'!AR170","v":96.778678405189524},{"$f":"'Solar - PV'!AS170","v":96.778678405189524},{"$f":"'Solar - PV'!AT170","v":96.778678405189524},{"$f":"'Solar - PV'!AU170","v":96.778678405189524},{"$f":"'Solar - PV'!AV170","v":96.778678405189524}]
[null,null,null,null,{"$f":"'Solar - PV'!K171","v":"Utility PV - 14% - Mid"},null,null,null,null,null,null,null,null,null,null,null,null,null,null,null,null,{"$f":"'Solar - PV'!L59","v":232.96414630969153},{"$f":"'Solar - PV'!L171","v":184.37208263053489},{"$f":"'Solar - PV'!M171","v":177.70221468757111},{"$f":"'Solar - PV'!N171","v":171.03234674460734},{"$f":"'Solar - PV'!O171","v":163.54708415063246},{"$f":"'Solar - PV'!P171","v":156.06182155665758},{"$f":"'Solar - PV'!Q171","v":148.57655896268272},{"$f":"'Solar - PV'!R171","v":141.90669101971901},{"$f":"'Solar - PV'!S171","v":137.39388975826603},{"$f":"'Solar - PV'!T171","v":132.88108849681311},{"$f":"'Solar - PV'!U171","v":128.36828723536016},{"$f":"'Solar - PV'!V171","v":123.85548597390722},{"$f":"'Solar - PV'!W171","v":119.34268471245426},{"$f":"'Solar - PV'!X171","v":114.82988345100129},{"$f":"'Solar - PV'!Y171","v":110.31708218954836},{"$f":"'Solar - PV'!Z171","v":105.80428092809542},{"$f":"'Solar - PV'!AA171","v":101.29147966664247},{"$f":"'Solar - PV'!AB171","v":96.778678405189524},{"$f":"'Solar - PV'!AC171","v":96.778678405189524},{"$f":"'Solar - PV'!AD171","v":96.778678405189524},{"$f":"'Solar - PV'!AE171","v":96.778678405189524},{"$f":"'Solar - PV'!AF171","v":96.778678405189524},{"$f":"'Solar - PV'!AG171","v":96.778678405189524},{"$f":"'Solar - PV'!AH171","v":96.778678405189524},{"$f":"'Solar - PV'!AI171","v":96.778678405189524},{"$f":"'Solar - PV'!AJ171","v":96.778678405189524},{"$f":"'Solar - PV'!AK171","v":96.778678405189524},{"$f":"'Solar - PV'!AL171","v":96.778678405189524},{"$f":"'Solar - PV'!AM171","v":96.778678405189524},{"$f":"'Solar - PV'!AN171","v":96.778678405189524},{"$f":"'Solar - PV'!AO171","v":96.778678405189524},{"$f":"'Solar - PV'!AP171","v":96.778678405189524},{"$f":"'Solar - PV'!AQ171","v":96.778678405189524},{"$f":"'Solar - PV'!AR171","v":96.778678405189524},{"$f":"'Solar - PV'!AS171","v":96.778678405189524},{"$f":"'Solar - PV'!AT171","v":96.778678405189524},{"$f":"'Solar - PV'!AU171","v":96.778678405189524},{"$f":"'Solar - PV'!AV171","v":96.778678405189524}]
[null,null,null,null,{"$f":"'Solar - PV'!K172","v":"Utility PV - 14% - High"},null,null,null,null,null,null,null,null,null,null,null,null,null,null,null,null,null,{"$f":"'Solar - PV'!L172","v":184.37208263053489},{"$f":"'Solar - PV'!M172","v":183.55668797952379},{"$f":"'Solar - PV'!N172","v":182.74129332851271},{"$f":"'Solar - PV'!O172","v":181.11050402649053},{"$f":"'Solar - PV'!P172","v":179.47971472446835},{"$f":"'Solar - PV'!Q172","v":177.84892542244617},{"$f":"'Solar - PV'!R172","v":177.0335307714351},{"$f":"'Solar - PV'!S172","v":177.0335307714351},{"$f":"'Solar - PV'!T172","v":177.0335307714351},{"$f":"'Solar - PV'!U172","v":177.0335307714351},{"$f":"'Solar - PV'!V172","v":177.0335307714351},{"$f":"'Solar - PV'!W172","v":177.0335307714351},{"$f":"'Solar - PV'!X172","v":177.0335307714351},{"$f":"'Solar - PV'!Y172","v":177.0335307714351},{"$f":"'Solar - PV'!Z172","v":177.0335307714351},{"$f":"'Solar - PV'!AA172","v":177.0335307714351},{"$f":"'Solar - PV'!AB172","v":177.0335307714351},{"$f":"'Solar - PV'!AC172","v":177.0335307714351},{"$f":"'Solar - PV'!AD172","v":177.0335307714351},{"$f":"'Solar - PV'!AE172","v":177.0335307714351},{"$f":"'Solar - PV'!AF172","v":177.0335307714351},{"$f":"'Solar - PV'!AG172","v":177.0335307714351},{"$f":"'Solar - PV'!AH172","v":177.0335307714351},{"$f":"'Solar - PV'!AI172","v":177.0335307714351},{"$f":"'Solar - PV'!AJ172","v":177.0335307714351},{"$f":"'Solar - PV'!AK172","v":177.0335307714351},{"$f":"'Solar - PV'!AL172","v":177.0335307714351},{"$f":"'Solar - PV'!AM172","v":177.0335307714351},{"$f":"'Solar - PV'!AN172","v":177.0335307714351},{"$f":"'Solar - PV'!AO172","v":177.0335307714351},{"$f":"'Solar - PV'!AP172","v":177.0335307714351},{"$f":"'Solar - PV'!AQ172","v":177.0335307714351},{"$f":"'Solar - PV'!AR172","v":177.0335307714351},{"$f":"'Solar - PV'!AS172","v":177.0335307714351},{"$f":"'Solar - PV'!AT172","v":177.0335307714351},{"$f":"'Solar - PV'!AU172","v":177.0335307714351},{"$f":"'Solar - PV'!AV172","v":177.0335307714351}]
[null,null,null,null,{"$f":"'Solar - PV'!K173","v":"Utility PV - 20% - Low"},null,null,null,null,null,null,null,null,null,null,null,null,null,null,null,null,null,{"$f":"'Solar - PV'!L173","v":129.06045784137444},{"$f":"'Solar - PV'!M173","v":119.12661547627135},{"$f":"'Solar - PV'!N173","v":109.19277311116828},{"$f":"'Solar - PV'!O173","v":98.688154490357419},{"$f":"'Solar - PV'!P173","v":88.183535869546589},{"$f":"'Solar - PV'!Q173","v":77.678917248735729},{"$f":"'Solar - PV'!R173","v":67.745074883632668},{"$f":"'Solar - PV'!S173","v":67.745074883632668},{"$f":"'Solar - PV'!T173","v":67.745074883632668},{"$f":"'Solar - PV'!U173","v":67.745074883632668},{"$f":"'Solar - PV'!V173","v":67.745074883632668},{"$f":"'Solar - PV'!W173","v":67.745074883632668},{"$f":"'Solar - PV'!X173","v":67.745074883632668},{"$f":"'Solar - PV'!Y173","v":67.745074883632668},{"$f":"'Solar - PV'!Z173","v":67.745074883632668},{"$f":"'Solar - PV'!AA173","v":67.745074883632668},{"$f":"'Solar - PV'!AB173","v":67.745074883632668},{"$f":"'Solar - PV'!AC173","v":67.745074883632668},{"$f":"'Solar - PV'!AD173","v":67.745074883632668},{"$f":"'Solar - PV'!AE173","v":67.745074883632668},{"$f":"'Solar - PV'!AF173","v":67.745074883632668},{"$f":"'Solar - PV'!AG173","v":67.745074883632668},{"$f":"'Solar - PV'!AH173","v":67.745074883632668},{"$f":"'Solar - PV'!AI173","v":67.745074883632668},{"$f":"'Solar - PV'!AJ173","v":67.745074883632668},{"$f":"'Solar - PV'!AK173","v":67.745074883632668},{"$f":"'Solar - PV'!AL173","v":67.745074883632668},{"$f":"'Solar - PV'!AM173","v":67.745074883632668},{"$f":"'Solar - PV'!AN173","v":67.745074883632668},{"$f":"'Solar - PV'!AO173","v":67.745074883632668},{"$f":"'Solar - PV'!AP173","v":67.745074883632668},{"$f":"'Solar - PV'!AQ173","v":67.745074883632668},{"$f":"'Solar - PV'!AR173","v":67.745074883632668},{"$f":"'Solar - PV'!AS173","v":67.745074883632668},{"$f":"'Solar - PV'!AT173","v":67.745074883632668},{"$f":"'Solar - PV'!AU173","v":67.745074883632668},{"$f":"'Solar - PV'!AV173","v":67.745074883632668}]
[null,null,null,null,{"$f":"'Solar - PV'!K174","v":"Utility PV - 20% - Mid"},null,null,null,null,null,null,null,null,null,null,null,null,null,null,null,null,{"$f":"'Solar - PV'!L60","v":163.07490241678408},{"$f":"'Solar - PV'!L174","v":129.06045784137444},{"$f":"'Solar - PV'!M174","v":124.3915502812998},{"$f":"'Solar - PV'!N174","v":119.72264272122514},{"$f":"'Solar - PV'!O174","v":114.48295890544273},{"$f":"'Solar - PV'!P174","v":109.24327508966032},{"$f":"'Solar - PV'!Q174","v":104.0035912738779},{"$f":"'Solar - PV'!R174","v":99.334683713803301},{"$f":"'Solar - PV'!S174","v":96.175722830786228},{"$f":"'Solar - PV'!T174","v":93.016761947769183},{"$f":"'Solar - PV'!U174","v":89.857801064752124},{"$f":"'Solar - PV'!V174","v":86.698840181735065},{"$f":"'Solar - PV'!W174","v":83.539879298717992},{"$f":"'Solar - PV'!X174","v":80.380918415700918},{"$f":"'Solar - PV'!Y174","v":77.221957532683859},{"$f":"'Solar - PV'!Z174","v":74.0629966496668},{"$f":"'Solar - PV'!AA174","v":70.904035766649741},{"$f":"'Solar - PV'!AB174","v":67.745074883632668},{"$f":"'Solar - PV'!AC174","v":67.745074883632668},{"$f":"'Solar - PV'!AD174","v":67.745074883632668},{"$f":"'Solar - PV'!AE174","v":67.745074883632668},{"$f":"'Solar - PV'!AF174","v":67.745074883632668},{"$f":"'Solar - PV'!AG174","v":67.745074883632668},{"$f":"'Solar - PV'!AH174","v":67.745074883632668},{"$f":"'Solar - PV'!AI174","v":67.745074883632668},{"$f":"'Solar - PV'!AJ174","v":67.745074883632668},{"$f":"'Solar - PV'!AK174","v":67.745074883632668},{"$f":"'Solar - PV'!AL174","v":67.745074883632668},{"$f":"'Solar - PV'!AM174","v":67.745074883632668},{"$f":"'Solar - PV'!AN174","v":67.745074883632668},{"$f":"'Solar - PV'!AO174","v":67.745074883632668},{"$f":"'Solar - PV'!AP174","v":67.745074883632668},{"$f":"'Solar - PV'!AQ174","v":67.745074883632668},{"$f":"'Solar - PV'!AR174","v":67.745074883632668},{"$f":"'Solar - PV'!AS174","v":67.745074883632668},{"$f":"'Solar - PV'!AT174","v":67.745074883632668},{"$f":"'Solar - PV'!AU174","v":67.745074883632668},{"$f":"'Solar - PV'!AV174","v":67.745074883632668}]
[null,null,null,null,{"$f":"'Solar - PV'!K175","v":"Utility PV - 20% - High"},null,null,null,null,null,null,null,null,null,null,null,null,null,null,null,null,null,{"$f":"'Solar - PV'!L175","v":129.06045784137444},{"$f":"'Solar - PV'!M175","v":128.48968158566666},{"$f":"'Solar - PV'!N175","v":127.9189053299589},{"$f":"'Solar - PV'!O175","v":126.77735281854338},{"$f":"'Solar - PV'!P175","v":125.63580030712785},{"$f":"'Solar - PV'!Q175","v":124.49424779571233},{"$f":"'Solar - PV'!R175","v":123.92347154000457},{"$f":"'Solar - PV'!S175","v":123.92347154000457},{"$f":"'Solar - PV'!T175","v":123.92347154000457},{"$f":"'Solar - PV'!U175","v":123.92347154000457},{"$f":"'Solar - PV'!V175","v":123.92347154000457},{"$f":"'Solar - PV'!W175","v":123.92347154000457},{"$f":"'Solar - PV'!X175","v":123.92347154000457},{"$f":"'Solar - PV'!Y175","v":123.92347154000457},{"$f":"'Solar - PV'!Z175","v":123.92347154000457},{"$f":"'Solar - PV'!AA175","v":123.92347154000457},{"$f":"'Solar - PV'!AB175","v":123.92347154000457},{"$f":"'Solar - PV'!AC175","v":123.92347154000457},{"$f":"'Solar - PV'!AD175","v":123.92347154000457},{"$f":"'Solar - PV'!AE175","v":123.92347154000457},{"$f":"'Solar - PV'!AF175","v":123.92347154000457},{"$f":"'Solar - PV'!AG175","v":123.92347154000457},{"$f":"'Solar - PV'!AH175","v":123.92347154000457},{"$f":"'Solar - PV'!AI175","v":123.92347154000457},{"$f":"'Solar - PV'!AJ175","v":123.92347154000457},{"$f":"'Solar - PV'!AK175","v":123.92347154000457},{"$f":"'Solar - PV'!AL175","v":123.92347154000457},{"$f":"'Solar - PV'!AM175","v":123.92347154000457},{"$f":"'Solar - PV'!AN175","v":123.92347154000457},{"$f":"'Solar - PV'!AO175","v":123.92347154000457},{"$f":"'Solar - PV'!AP175","v":123.92347154000457},{"$f":"'Solar - PV'!AQ175","v":123.92347154000457},{"$f":"'Solar - PV'!AR175","v":123.92347154000457},{"$f":"'Solar - PV'!AS175","v":123.92347154000457},{"$f":"'Solar - PV'!AT175","v":123.92347154000457},{"$f":"'Solar - PV'!AU175","v":123.92347154000457},{"$f":"'Solar - PV'!AV175","v":123.92347154000457}]
[null,null,null,null,{"$f":"'Solar - PV'!K176","v":"Utility PV - 28% - Low"},null,null,null,null,null,null,null,null,null,null,null,null,null,null,null,null,null,{"$f":"'Solar - PV'!L176","v":92.186041315267445},{"$f":"'Solar - PV'!M176","v":85.090439625908104},{"$f":"'Solar - PV'!N176","v":77.994837936548763},{"$f":"'Solar - PV'!O176","v":70.491538921683869},{"$f":"'Solar - PV'!P176","v":62.98823990681899},{"$f":"'Solar - PV'!Q176","v":55.484940891954089},{"$f":"'Solar - PV'!R176","v":48.389339202594762},{"$f":"'Solar - PV'!S176","v":48.389339202594762},{"$f":"'Solar - PV'!T176","v":48.389339202594762},{"$f":"'Solar - PV'!U176","v":48.389339202594762},{"$f":"'Solar - PV'!V176","v":48.389339202594762},{"$f":"'Solar - PV'!W176","v":48.389339202594762},{"$f":"'Solar - PV'!X176","v":48.389339202594762},{"$f":"'Solar - PV'!Y176","v":48.389339202594762},{"$f":"'Solar - PV'!Z176","v":48.389339202594762},{"$f":"'Solar - PV'!AA176","v":48.389339202594762},{"$f":"'Solar - PV'!AB176","v":48.389339202594762},{"$f":"'Solar - PV'!AC176","v":48.389339202594762},{"$f":"'Solar - PV'!AD176","v":48.389339202594762},{"$f":"'Solar - PV'!AE176","v":48.389339202594762},{"$f":"'Solar - PV'!AF176","v":48.389339202594762},{"$f":"'Solar - PV'!AG176","v":48.389339202594762},{"$f":"'Solar - PV'!AH176","v":48.389339202594762},{"$f":"'Solar - PV'!AI176","v":48.389339202594762},{"$f":"'Solar - PV'!AJ176","v":48.389339202594762},{"$f":"'Solar - PV'!AK176","v":48.389339202594762},{"$f":"'Solar - PV'!AL176","v":48.389339202594762},{"$f":"'Solar - PV'!AM176","v":48.389339202594762},{"$f":"'Solar - PV'!AN176","v":48.389339202594762},{"$f":"'Solar - PV'!AO176","v":48.389339202594762},{"$f":"'Solar - PV'!AP176","v":48.389339202594762},{"$f":"'Solar - PV'!AQ176","v":48.389339202594762},{"$f":"'Solar - PV'!AR176","v":48.389339202594762},{"$f":"'Solar - PV'!AS176","v":48.389339202594762},{"$f":"'Solar - PV'!AT176","v":48.389339202594762},{"$f":"'Solar - PV'!AU176","v":48.389339202594762},{"$f":"'Solar - PV'!AV176","v":48.389339202594762}]
[null,null,null,null,{"$f":"'Solar - PV'!K177","v":"Utility PV - 28% - Mid"},null,null,null,null,null,null,null,null,null,null,null,null,null,null,null,null,{"$f":"'Solar - PV'!L61","v":116.48207315484576},{"$f":"'Solar - PV'!L177","v":92.186041315267445},{"$f":"'Solar - PV'!M177","v":88.851107343785557},{"$f":"'Solar - PV'!N177","v":85.516173372303669},{"$f":"'Solar - PV'!O177","v":81.773542075316229},{"$f":"'Solar - PV'!P177","v":78.030910778328789},{"$f":"'Solar - PV'!Q177","v":74.288279481341362},{"$f":"'Solar - PV'!R177","v":70.953345509859503},{"$f":"'Solar - PV'!S177","v":68.696944879133014},{"$f":"'Solar - PV'!T177","v":66.440544248406553},{"$f":"'Solar - PV'!U177","v":64.184143617680078},{"$f":"'Solar - PV'!V177","v":61.927742986953611},{"$f":"'Solar - PV'!W177","v":59.671342356227129},{"$f":"'Solar - PV'!X177","v":57.414941725500647},{"$f":"'Solar - PV'!Y177","v":55.158541094774179},{"$f":"'Solar - PV'!Z177","v":52.902140464047712},{"$f":"'Solar - PV'!AA177","v":50.645739833321237},{"$f":"'Solar - PV'!AB177","v":48.389339202594762},{"$f":"'Solar - PV'!AC177","v":48.389339202594762},{"$f":"'Solar - PV'!AD177","v":48.389339202594762},{"$f":"'Solar - PV'!AE177","v":48.389339202594762},{"$f":"'Solar - PV'!AF177","v":48.389339202594762},{"$f":"'Solar - PV'!AG177","v":48.389339202594762},{"$f":"'Solar - PV'!AH177","v":48.389339202594762},{"$f":"'Solar - PV'!AI177","v":48.389339202594762},{"$f":"'Solar - PV'!AJ177","v":48.389339202594762},{"$f":"'Solar - PV'!AK177","v":48.389339202594762},{"$f":"'Solar - PV'!AL177","v":48.389339202594762},{"$f":"'Solar - PV'!AM177","v":48.389339202594762},{"$f":"'Solar - PV'!AN177","v":48.389339202594762},{"$f":"'Solar - PV'!AO177","v":48.389339202594762},{"$f":"'Solar - PV'!AP177","v":48.389339202594762},{"$f":"'Solar - PV'!AQ177","v":48.389339202594762},{"$f":"'Solar - PV'!AR177","v":48.389339202594762},{"$f":"'Solar - PV'!AS177","v":48.389339202594762},{"$f":"'Solar - PV'!AT177","v":48.389339202594762},{"$f":"'Solar - PV'!AU177","v":48.389339202594762},{"$f":"'Solar - PV'!AV177","v":48.389339202594762}]
[null,null,null,null,{"$f":"'Solar - PV'!K178","v":"Utility PV - 28% - High"},null,null,null,null,null,null,null,null,null,null,null,null,null,null,null,null,null,{"$f":"'Solar - PV'!L178","v":92.186041315267445},{"$f":"'Solar - PV'!M178","v":91.778343989761893},{"$f":"'Solar - PV'!N178","v":91.370646664256356},{"$f":"'Solar - PV'!O178","v":90.555252013245266},{"$f":"'Solar - PV'!P178","v":89.739857362234176},{"$f":"'Solar - PV'!Q178","v":88.924462711223086},{"$f":"'Solar - PV'!R178","v":88.516765385717548},{"$f":"'Solar - PV'!S178","v":88.516765385717548},{"$f":"'Solar - PV'!T178","v":88.516765385717548},{"$f":"'Solar - PV'!U178","v":88.516765385717548},{"$f":"'Solar - PV'!V178","v":88.516765385717548},{"$f":"'Solar - PV'!W178","v":88.516765385717548},{"$f":"'Solar - PV'!X178","v":88.516765385717548},{"$f":"'Solar - PV'!Y178","v":88.516765385717548},{"$f":"'Solar - PV'!Z178","v":88.516765385717548},{"$f":"'Solar - PV'!AA178","v":88.516765385717548},{"$f":"'Solar - PV'!AB178","v":88.516765385717548},{"$f":"'Solar - PV'!AC178","v":88.516765385717548},{"$f":"'Solar - PV'!AD178","v":88.516765385717548},{"$f":"'Solar - PV'!AE178","v":88.516765385717548},{"$f":"'Solar - PV'!AF178","v":88.516765385717548},{"$f":"'Solar - PV'!AG178","v":88.516765385717548},{"$f":"'Solar - PV'!AH178","v":88.516765385717548},{"$f":"'Solar - PV'!AI178","v":88.516765385717548},{"$f":"'Solar - PV'!AJ178","v":88.516765385717548},{"$f":"'Solar - PV'!AK178","v":88.516765385717548},{"$f":"'Solar - PV'!AL178","v":88.516765385717548},{"$f":"'Solar - PV'!AM178","v":88.516765385717548},{"$f":"'Solar - PV'!AN178","v":88.516765385717548},{"$f":"'Solar - PV'!AO178","v":88.516765385717548},{"$f":"'Solar - PV'!AP178","v":88.516765385717548},{"$f":"'Solar - PV'!AQ178","v":88.516765385717548},{"$f":"'Solar - PV'!AR178","v":88.516765385717548},{"$f":"'Solar - PV'!AS178","v":88.516765385717548},{"$f":"'Solar - PV'!AT178","v":88.516765385717548},{"$f":"'Solar - PV'!AU178","v":88.516765385717548},{"$f":"'Solar - PV'!AV178","v":88.516765385717548}]
[]
[]
[null,null,null,null,null,{"$f":"F4","v":2000},2001,2002,2003,2004,2005,2006,2007,2008,2009,2010,2011,2012,2010,2011,2012,{"$f":"V4","v":2013},2014,2015,2016,2017,2018,2019,2020,2021,2022,2023,2024,2025,2026,2027,2028,2029,2030,2031,2032,2033,2034,2035,2036,2037,2038,2039,2040,2041,2042,2043,2044,2045,2046,2047,2048,2049,2050]
[null,"Solar PV",null,"CAPEX ($/kW)",{"$f":"'Solar - PV'!K94","v":"Utility PV - 14% - Low"},null,null,null,null,null,null,null,null,null,null,null,null,null,null,null,null,null,{"$f":"'Solar - PV'!L94","v":2067.5473472640874},{"$f":"'Solar - PV'!M94","v":1905.3571105380536},{"$f":"'Solar - PV'!N94","v":1743.1668738120193},{"$f":"'Solar - PV'!O94","v":1580.976637085985},{"$f":"'Solar - PV'!P94","v":1418.7864003599509},{"$f":"'Solar - PV'!Q94","v":1256.5961636339166},{"$f":"'Solar - PV'!R94","v":1094.4059269078825},{"$f":"'Solar - PV'!S94","v":1094.4059269078825},{"$f":"'Solar - PV'!T94","v":1094.4059269078825},{"$f":"'Solar - PV'!U94","v":1094.4059269078825},{"$f":"'Solar - PV'!V94","v":1094.4059269078825},{"$f":"'Solar - PV'!W94","v":1094.4059269078825},{"$f":"'Solar - PV'!X94","v":1094.4059269078825},{"$f":"'Solar - PV'!Y94","v":1094.4059269078825},{"$f":"'Solar - PV'!Z94","v":1094.4059269078825},{"$f":"'Solar - PV'!AA94","v":1094.4059269078825},{"$f":"'Solar - PV'!AB94","v":1094.4059269078825},{"$f":"'Solar - PV'!AC94","v":1094.4059269078825},{"$f":"'Solar - PV'!AD94","v":1094.4059269078825},{"$f":"'Solar - PV'!AE94","v":1094.4059269078825},{"$f":"'Solar - PV'!AF94","v":1094.4059269078825},{"$f":"'Solar - PV'!AG94","v":1094.4059269078825},{"$f":"'Solar - PV'!AH94","v":1094.4059269078825},{"$f":"'Solar - PV'!AI94","v":1094.4059269078825},{"$f":"'Solar - PV'!AJ94","v":1094.4059269078825},{"$f":"'Solar - PV'!AK94","v":1094.4059269078825},{"$f":"'Solar - PV'!AL94","v":1094.4059269078825},{"$f":"'Solar - PV'!AM94","v":1094.4059269078825},{"$f":"'Solar - PV'!AN94","v":1094.4059269078825},{"$f":"'Solar - PV'!AO94","v":1094.4059269078825},{"$f":"'Solar - PV'!AP94","v":1094.4059269078825},{"$f":"'Solar - PV'!AQ94","v":1094.4059269078825},{"$f":"'Solar - PV'!AR94","v":1094.4059269078825},{"$f":"'Solar - PV'!AS94","v":1094.4059269078825},{"$f":"'Solar - PV'!AT94","v":1094.4059269078825},{"$f":"'Solar - PV'!AU94","v":1094.4059269078825},{"$f":"'Solar - PV'!AV94","v":1094.4059269078825}]
[null,null,null,null,{"$f":"'Solar - PV'!K95","v":"Utility PV - 14% - Mid"},null,null,null,null,null,null,null,{"$f":"'Solar - PV'!#REF!","v":{"$error":"#REF!"}},{"$f":"'Solar - PV'!#REF!","v":{"$error":"#REF!"}},{"$f":"'Solar - PV'!#REF!","v":{"$error":"#REF!"}},{"$f":"'Solar - PV'!#REF!","v":{"$error":"#REF!"}},{"$f":"'Solar - PV'!#REF!","v":{"$error":"#REF!"}},{"$f":"'Solar - PV'!#REF!","v":{"$error":"#REF!"}},null,null,null,{"$f":"'Solar - PV'!L20","v":2646.8700198143219},{"$f":"'Solar - PV'!L95","v":2067.5473472640874},{"$f":"'Solar - PV'!M95","v":1996.5581137562019},{"$f":"'Solar - PV'!N95","v":1925.568880248316},{"$f":"'Solar - PV'!O95","v":1854.5796467404302},{"$f":"'Solar - PV'!P95","v":1783.5904132325445},{"$f":"'Solar - PV'!Q95","v":1712.6011797246586},{"$f":"'Solar - PV'!R95","v":1641.6119462167733},{"$f":"'Solar - PV'!S95","v":1586.8913442858843},{"$f":"'Solar - PV'!T95","v":1532.1707423549951},{"$f":"'Solar - PV'!U95","v":1477.4501404241062},{"$f":"'Solar - PV'!V95","v":1422.729538493217},{"$f":"'Solar - PV'!W95","v":1368.008936562328},{"$f":"'Solar - PV'!X95","v":1313.2883346314388},{"$f":"'Solar - PV'!Y95","v":1258.5677327005499},{"$f":"'Solar - PV'!Z95","v":1203.8471307696607},{"$f":"'Solar - PV'!AA95","v":1149.1265288387717},{"$f":"'Solar - PV'!AB95","v":1094.4059269078825},{"$f":"'Solar - PV'!AC95","v":1094.4059269078825},{"$f":"'Solar - PV'!AD95","v":1094.4059269078825},{"$f":"'Solar - PV'!AE95","v":1094.4059269078825},{"$f":"'Solar - PV'!AF95","v":1094.4059269078825},{"$f":"'Solar - PV'!AG95","v":1094.4059269078825},{"$f":"'Solar - PV'!AH95","v":1094.4059269078825},{"$f":"'Solar - PV'!AI95","v":1094.4059269078825},{"$f":"'Solar - PV'!AJ95","v":1094.4059269078825},{"$f":"'Solar - PV'!AK95","v":1094.4059269078825},{"$f":"'Solar - PV'!AL95","v":1094.4059269078825},{"$f":"'Solar - PV'!AM95","v":1094.4059269078825},{"$f":"'Solar - PV'!AN95","v":1094.4059269078825},{"$f":"'Solar - PV'!AO95","v":1094.4059269078825},{"$f":"'Solar - PV'!AP95","v":1094.4059269078825},{"$f":"'Solar - PV'!AQ95","v":1094.4059269078825},{"$f":"'Solar - PV'!AR95","v":1094.4059269078825},{"$f":"'Solar - PV'!AS95","v":1094.4059269078825},{"$f":"'Solar - PV'!AT95","v":1094.4059269078825},{"$f":"'Solar - PV'!AU95","v":1094.4059269078825},{"$f":"'Solar - PV'!AV95","v":1094.4059269078825}]
[null,null,null,null,{"$f":"'Solar - PV'!K96","v":"Utility PV - 14% - High"},null,null,null,null,null,null,null,null,null,null,null,null,null,null,null,null,null,{"$f":"'Solar - PV'!L96","v":2067.5473472640874},{"$f":"'Solar - PV'!M96","v":2067.5473472640874},{"$f":"'Solar - PV'!N96","v":2067.5473472640874},{"$f":"'Solar - PV'!O96","v":2067.5473472640874},{"$f":"'Solar - PV'!P96","v":2067.5473472640874},{"$f":"'Solar - PV'!Q96","v":2067.5473472640874},{"$f":"'Solar - PV'!R96","v":2067.5473472640874},{"$f":"'Solar - PV'!S96","v":2067.5473472640874},{"$f":"'Solar - PV'!T96","v":2067.5473472640874},{"$f":"'Solar - PV'!U96","v":2067.5473472640874},{"$f":"'Solar - PV'!V96","v":2067.5473472640874},{"$f":"'Solar - PV'!W96","v":2067.5473472640874},{"$f":"'Solar - PV'!X96","v":2067.5473472640874},{"$f":"'Solar - PV'!Y96","v":2067.5473472640874},{"$f":"'Solar - PV'!Z96","v":2067.5473472640874},{"$f":"'Solar - PV'!AA96","v":2067.5473472640874},{"$f":"'Solar - PV'!AB96","v":2067.5473472640874},{"$f":"'Solar - PV'!AC96","v":2067.5473472640874},{"$f":"'Solar - PV'!AD96","v":2067.5473472640874},{"$f":"'Solar - PV'!AE96","v":2067.5473472640874},{"$f":"'Solar - PV'!AF96","v":2067.5473472640874},{"$f":"'Solar - PV'!AG96","v":2067.5473472640874},{"$f":"'Solar - PV'!AH96","v":2067.5473472640874},{"$f":"'Solar - PV'!AI96","v":2067.5473472640874},{"$f":"'Solar - PV'!AJ96","v":2067.5473472640874},{"$f":"'Solar - PV'!AK96","v":2067.5473472640874},{"$f":"'Solar - PV'!AL96","v":2067.5473472640874},{"$f":"'Solar - PV'!AM96","v":2067.5473472640874},{"$f":"'Solar - PV'!AN96","v":2067.5473472640874},{"$f":"'Solar - PV'!AO96","v":2067.5473472640874},{"$f":"'Solar - PV'!AP96","v":2067.5473472640874},{"$f":"'Solar - PV'!AQ96","v":2067.5473472640874},{"$f":"'Solar - PV'!AR96","v":2067.5473472640874},{"$f":"'Solar - PV'!AS96","v":2067.5473472640874},{"$f":"'Solar - PV'!AT96","v":2067.5473472640874},{"$f":"'Solar - PV'!AU96","v":2067.5473472640874},{"$f":"'Solar - PV'!AV96","v":2067.5473472640874}]
[null,null,null,null,{"$f":"'Solar - PV'!K97","v":"Utility PV - 20% - Low"},null,null,null,null,null,null,null,null,null,null,null,null,null,null,null,null,null,{"$f":"'Solar - PV'!L97","v":2067.5473472640874},{"$f":"'Solar - PV'!M97","v":1905.3571105380536},{"$f":"'Solar - PV'!N97","v":1743.1668738120193},{"$f":"'Solar - PV'!O97","v":1580.976637085985},{"$f":"'Solar - PV'!P97","v":1418.7864003599509},{"$f":"'Solar - PV'!Q97","v":1256.5961636339166},{"$f":"'Solar - PV'!R97","v":1094.4059269078825},{"$f":"'Solar - PV'!S97","v":1094.4059269078825},{"$f":"'Solar - PV'!T97","v":1094.4059269078825},{"$f":"'Solar - PV'!U97","v":1094.4059269078825},{"$f":"'Solar - PV'!V97","v":1094.4059269078825},{"$f":"'Solar - PV'!W97","v":1094.4059269078825},{"$f":"'Solar - PV'!X97","v":1094.4059269078825},{"$f":"'Solar - PV'!Y97","v":1094.4059269078825},{"$f":"'Solar - PV'!Z97","v":1094.4059269078825},{"$f":"'Solar - PV'!AA97","v":1094.4059269078825},{"$f":"'Solar - PV'!AB97","v":1094.4059269078825},{"$f":"'Solar - PV'!AC97","v":1094.4059269078825},{"$f":"'Solar - PV'!AD97","v":1094.4059269078825},{"$f":"'Solar - PV'!AE97","v":1094.4059269078825},{"$f":"'Solar - PV'!AF97","v":1094.4059269078825},{"$f":"'Solar - PV'!AG97","v":1094.4059269078825},{"$f":"'Solar - PV'!AH97","v":1094.4059269078825},{"$f":"'Solar - PV'!AI97","v":1094.4059269078825},{"$f":"'Solar - PV'!AJ97","v":1094.4059269078825},{"$f":"'Solar - PV'!AK97","v":1094.4059269078825},{"$f":"'Solar - PV'!AL97","v":1094.4059269078825},{"$f":"'Solar - PV'!AM97","v":1094.4059269078825},{"$f":"'Solar - PV'!AN97","v":1094.4059269078825},{"$f":"'Solar - PV'!AO97","v":1094.4059269078825},{"$f":"'Solar - PV'!AP97","v":1094.4059269078825},{"$f":"'Solar - PV'!AQ97","v":1094.4059269078825},{"$f":"'Solar - PV'!AR97","v":1094.4059269078825},{"$f":"'Solar - PV'!AS97","v":1094.4059269078825},{"$f":"'Solar - PV'!AT97","v":1094.4059269078825},{"$f":"'Solar - PV'!AU97","v":1094.4059269078825},{"$f":"'Solar - PV'!AV97","v":1094.4059269078825}]
[null,null,null,null,{"$f":"'Solar - PV'!K98","v":"Utility PV - 20% - Mid"},null,null,null,null,null,null,null,{"$f":"'Solar - PV'!#REF!","v":{"$error":"#REF!"}},{"$f":"'Solar - PV'!#REF!","v":{"$error":"#REF!"}},{"$f":"'Solar - PV'!#REF!","v":{"$error":"#REF!"}},{"$f":"'Solar - PV'!#REF!","v":{"$error":"#REF!"}},{"$f":"'Solar - PV'!#REF!","v":{"$error":"#REF!"}},{"$f":"'Solar - PV'!#REF!","v":{"$error":"#REF!"}},null,null,null,{"$f":"'Solar - PV'!L21","v":2646.8700198143219},{"$f":"'Solar - PV'!L98","v":2067.5473472640874},{"$f":"'Solar - PV'!M98","v":1996.5581137562019},{"$f":"'Solar - PV'!N98","v":1925.568880248316},{"$f":"'Solar - PV'!O98","v":1854.5796467404302},{"$f":"'Solar - PV'!P98","v":1783.5904132325445},{"$f":"'Solar - PV'!Q98","v":1712.6011797246586},{"$f":"'Solar - PV'!R98","v":1641.6119462167733},{"$f":"'Solar - PV'!S98","v":1586.8913442858843},{"$f":"'Solar - PV'!T98","v":1532.1707423549951},{"$f":"'Solar - PV'!U98","v":1477.4501404241062},{"$f":"'Solar - PV'!V98","v":1422.729538493217},{"$f":"'Solar - PV'!W98","v":1368.008936562328},{"$f":"'Solar - PV'!X98","v":1313.2883346314388},{"$f":"'Solar - PV'!Y98","v":1258.5677327005499},{"$f":"'Solar - PV'!Z98","v":1203.8471307696607},{"$f":"'Solar - PV'!AA98","v":1149.1265288387717},{"$f":"'Solar - PV'!AB98","v":1094.4059269078825},{"$f":"'Solar - PV'!AC98","v":1094.4059269078825},{"$f":"'Solar - PV'!AD98","v":1094.4059269078825},{"$f":"'Solar - PV'!AE98","v":1094.4059269078825},{"$f":"'Solar - PV'!AF98","v":1094.4059269078825},{"$f":"'Solar - PV'!AG98","v":1094.4059269078825},{"$f":"'Solar - PV'!AH98","v":1094.4059269078825},{"$f":"'Solar - PV'!AI98","v":1094.4059269078825},{"$f":"'Solar - PV'!AJ98","v":1094.4059269078825},{"$f":"'Solar - PV'!AK98","v":1094.4059269078825},{"$f":"'Solar - PV'!AL98","v":1094.4059269078825},{"$f":"'Solar - PV'!AM98","v":1094.4059269078825},{"$f":"'Solar - PV'!AN98","v":1094.4059269078825},{"$f":"'Solar - PV'!AO98","v":1094.4059269078825},{"$f":"'Solar - PV'!AP98","v":1094.4059269078825},{"$f":"'Solar - PV'!AQ98","v":1094.4059269078825},{"$f":"'Solar - PV'!AR98","v":1094.4059269078825},{"$f":"'Solar - PV'!AS98","v":1094.4059269078825},{"$f":"'Solar - PV'!AT98","v":1094.4059269078825},{"$f":"'Solar - PV'!AU98","v":1094.4059269078825},{"$f":"'Solar - PV'!AV98","v":1094.4059269078825}]
[null,null,null,null,{"$f":"'Solar - PV'!K99","v":"Utility PV - 20% - High"},null,null,null,null,null,null,null,null,null,null,null,null,null,null,null,null,null,{"$f":"'Solar - PV'!L99","v":2067.5473472640874},{"$f":"'Solar - PV'!M99","v":2067.5473472640874},{"$f":"'Solar - PV'!N99","v":2067.5473472640874},{"$f":"'Solar - PV'!O99","v":2067.5473472640874},{"$f":"'Solar - PV'!P99","v":2067.5473472640874},{"$f":"'Solar - PV'!Q99","v":2067.5473472640874},{"$f":"'Solar - PV'!R99","v":2067.5473472640874},{"$f":"'Solar - PV'!S99","v":2067.5473472640874},{"$f":"'Solar - PV'!T99","v":2067.5473472640874},{"$f":"'Solar - PV'!U99","v":2067.5473472640874},{"$f":"'Solar - PV'!V99","v":2067.5473472640874},{"$f":"'Solar - PV'!W99","v":2067.5473472640874},{"$f":"'Solar - PV'!X99","v":2067.5473472640874},{"$f":"'Solar - PV'!Y99","v":2067.5473472640874},{"$f":"'Solar - PV'!Z99","v":2067.5473472640874},{"$f":"'Solar - PV'!AA99","v":2067.5473472640874},{"$f":"'Solar - PV'!AB99","v":2067.5473472640874},{"$f":"'Solar - PV'!AC99","v":2067.5473472640874},{"$f":"'Solar - PV'!AD99","v":2067.5473472640874},{"$f":"'Solar - PV'!AE99","v":2067.5473472640874},{"$f":"'Solar - PV'!AF99","v":2067.5473472640874},{"$f":"'Solar - PV'!AG99","v":2067.5473472640874},{"$f":"'Solar - PV'!AH99","v":2067.5473472640874},{"$f":"'Solar - PV'!AI99","v":2067.5473472640874},{"$f":"'Solar - PV'!AJ99","v":2067.5473472640874},{"$f":"'Solar - PV'!AK99","v":2067.5473472640874},{"$f":"'Solar - PV'!AL99","v":2067.5473472640874},{"$f":"'Solar - PV'!AM99","v":2067.5473472640874},{"$f":"'Solar - PV'!AN99","v":2067.5473472640874},{"$f":"'Solar - PV'!AO99","v":2067.5473472640874},{"$f":"'Solar - PV'!AP99","v":2067.5473472640874},{"$f":"'Solar - PV'!AQ99","v":2067.5473472640874},{"$f":"'Solar - PV'!AR99","v":2067.5473472640874},{"$f":"'Solar - PV'!AS99","v":2067.5473472640874},{"$f":"'Solar - PV'!AT99","v":2067.5473472640874},{"$f":"'Solar - PV'!AU99","v":2067.5473472640874},{"$f":"'Solar - PV'!AV99","v":2067.5473472640874}]
[null,null,null,null,{"$f":"'Solar - PV'!K100","v":"Utility PV - 28% - Low"},null,null,null,null,null,null,null,null,null,null,null,null,null,null,null,null,null,{"$f":"'Solar - PV'!L100","v":2067.5473472640874},{"$f":"'Solar - PV'!M100","v":1905.3571105380536},{"$f":"'Solar - PV'!N100","v":1743.1668738120193},{"$f":"'Solar - PV'!O100","v":1580.976637085985},{"$f":"'Solar - PV'!P100","v":1418.7864003599509},{"$f":"'Solar - PV'!Q100","v":1256.5961636339166},{"$f":"'Solar - PV'!R100","v":1094.4059269078825},{"$f":"'Solar - PV'!S100","v":1094.4059269078825},{"$f":"'Solar - PV'!T100","v":1094.4059269078825},{"$f":"'Solar - PV'!U100","v":1094.4059269078825},{"$f":"'Solar - PV'!V100","v":1094.4059269078825},{"$f":"'Solar - PV'!W100","v":1094.4059269078825},{"$f":"'Solar - PV'!X100","v":1094.4059269078825},{"$f":"'Solar - PV'!Y100","v":1094.4059269078825},{"$f":"'Solar - PV'!Z100","v":1094.4059269078825},{"$f":"'Solar - PV'!AA100","v":1094.4059269078825},{"$f":"'Solar - PV'!AB100","v":1094.4059269078825},{"$f":"'Solar - PV'!AC100","v":1094.4059269078825},{"$f":"'Solar - PV'!AD100","v":1094.4059269078825},{"$f":"'Solar - PV'!AE100","v":1094.4059269078825},{"$f":"'Solar - PV'!AF100","v":1094.4059269078825},{"$f":"'Solar - PV'!AG100","v":1094.4059269078825},{"$f":"'Solar - PV'!AH100","v":1094.4059269078825},{"$f":"'Solar - PV'!AI100","v":1094.4059269078825},{"$f":"'Solar - PV'!AJ100","v":1094.4059269078825},{"$f":"'Solar - PV'!AK100","v":1094.4059269078825},{"$f":"'Solar - PV'!AL100","v":1094.4059269078825},{"$f":"'Solar - PV'!AM100","v":1094.4059269078825},{"$f":"'Solar - PV'!AN100","v":1094.4059269078825},{"$f":"'Solar - PV'!AO100","v":1094.4059269078825},{"$f":"'Solar - PV'!AP100","v":1094.4059269078825},{"$f":"'Solar - PV'!AQ100","v":1094.4059269078825},{"$f":"'Solar - PV'!AR100","v":1094.4059269078825},{"$f":"'Solar - PV'!AS100","v":1094.4059269078825},{"$f":"'Solar - PV'!AT100","v":1094.4059269078825},{"$f":"'Solar - PV'!AU100","v":1094.4059269078825},{"$f":"'Solar - PV'!AV100","v":1094.4059269078825}]
[null,null,null,null,{"$f":"'Solar - PV'!K101","v":"Utility PV - 28% - Mid"},null,null,null,null,null,null,null,{"$f":"'Solar - PV'!#REF!","v":{"$error":"#REF!"}},{"$f":"'Solar - PV'!#REF!","v":{"$error":"#REF!"}},{"$f":"'Solar - PV'!#REF!","v":{"$error":"#REF!"}},{"$f":"'Solar - PV'!#REF!","v":{"$error":"#REF!"}},{"$f":"'Solar - PV'!#REF!","v":{"$error":"#REF!"}},{"$f":"'Solar - PV'!#REF!","v":{"$error":"#REF!"}},null,null,null,{"$f":"'Solar - PV'!L22","v":2646.8700198143219},{"$f":"'Solar - PV'!L101","v":2067.5473472640874},{"$f":"'Solar - PV'!M101","v":1996.5581137562019},{"$f":"'Solar - PV'!N101","v":1925.568880248316},{"$f":"'Solar - PV'!O101","v":1854.5796467404302},{"$f":"'Solar - PV'!P101","v":1783.5904132325445},{"$f":"'Solar - PV'!Q101","v":1712.6011797246586},{"$f":"'Solar - PV'!R101","v":1641.6119462167733},{"$f":"'Solar - PV'!S101","v":1586.8913442858843},{"$f":"'Solar - PV'!T101","v":1532.1707423549951},{"$f":"'Solar - PV'!U101","v":1477.4501404241062},{"$f":"'Solar - PV'!V101","v":1422.729538493217},{"$f":"'Solar - PV'!W101","v":1368.008936562328},{"$f":"'Solar - PV'!X101","v":1313.2883346314388},{"$f":"'Solar - PV'!Y101","v":1258.5677327005499},{"$f":"'Solar - PV'!Z101","v":1203.8471307696607},{"$f":"'Solar - PV'!AA101","v":1149.1265288387717},{"$f":"'Solar - PV'!AB101","v":1094.4059269078825},{"$f":"'Solar - PV'!AC101","v":1094.4059269078825},{"$f":"'Solar - PV'!AD101","v":1094.4059269078825},{"$f":"'Solar - PV'!AE101","v":1094.4059269078825},{"$f":"'Solar - PV'!AF101","v":1094.4059269078825},{"$f":"'Solar - PV'!AG101","v":1094.4059269078825},{"$f":"'Solar - PV'!AH101","v":1094.4059269078825},{"$f":"'Solar - PV'!AI101","v":1094.4059269078825},{"$f":"'Solar - PV'!AJ101","v":1094.4059269078825},{"$f":"'Solar - PV'!AK101","v":1094.4059269078825},{"$f":"'Solar - PV'!AL101","v":1094.4059269078825},{"$f":"'Solar - PV'!AM101","v":1094.4059269078825},{"$f":"'Solar - PV'!AN101","v":1094.4059269078825},{"$f":"'Solar - PV'!AO101","v":1094.4059269078825},{"$f":"'Solar - PV'!AP101","v":1094.4059269078825},{"$f":"'Solar - PV'!AQ101","v":1094.4059269078825},{"$f":"'Solar - PV'!AR101","v":1094.4059269078825},{"$f":"'Solar - PV'!AS101","v":1094.4059269078825},{"$f":"'Solar - PV'!AT101","v":1094.4059269078825},{"$f":"'Solar - PV'!AU101","v":1094.4059269078825},{"$f":"'Solar - PV'!AV101","v":1094.4059269078825}]
[null,null,null,null,{"$f":"'Solar - PV'!K102","v":"Utility PV - 28% - High"},null,null,null,null,null,null,null,null,null,null,null,null,null,null,null,null,null,{"$f":"'Solar - PV'!L102","v":2067.5473472640874},{"$f":"'Solar - PV'!M102","v":2067.5473472640874},{"$f":"'Solar - PV'!N102","v":2067.5473472640874},{"$f":"'Solar - PV'!O102","v":2067.5473472640874},{"$f":"'Solar - PV'!P102","v":2067.5473472640874},{"$f":"'Solar - PV'!Q102","v":2067.5473472640874},{"$f":"'Solar - PV'!R102","v":2067.5473472640874},{"$f":"'Solar - PV'!S102","v":2067.5473472640874},{"$f":"'Solar - PV'!T102","v":2067.5473472640874},{"$f":"'Solar - PV'!U102","v":2067.5473472640874},{"$f":"'Solar - PV'!V102","v":2067.5473472640874},{"$f":"'Solar - PV'!W102","v":2067.5473472640874},{"$f":"'Solar - PV'!X102","v":2067.5473472640874},{"$f":"'Solar - PV'!Y102","v":2067.5473472640874},{"$f":"'Solar - PV'!Z102","v":2067.5473472640874},{"$f":"'Solar - PV'!AA102","v":2067.5473472640874},{"$f":"'Solar - PV'!AB102","v":2067.5473472640874},{"$f":"'Solar - PV'!AC102","v":2067.5473472640874},{"$f":"'Solar - PV'!AD102","v":2067.5473472640874},{"$f":"'Solar - PV'!AE102","v":2067.5473472640874},{"$f":"'Solar - PV'!AF102","v":2067.5473472640874},{"$f":"'Solar - PV'!AG102","v":2067.5473472640874},{"$f":"'Solar - PV'!AH102","v":2067.5473472640874},{"$f":"'Solar - PV'!AI102","v":2067.5473472640874},{"$f":"'Solar - PV'!AJ102","v":2067.5473472640874},{"$f":"'Solar - PV'!AK102","v":2067.5473472640874},{"$f":"'Solar - PV'!AL102","v":2067.5473472640874},{"$f":"'Solar - PV'!AM102","v":2067.5473472640874},{"$f":"'Solar - PV'!AN102","v":2067.5473472640874},{"$f":"'Solar - PV'!AO102","v":2067.5473472640874},{"$f":"'Solar - PV'!AP102","v":2067.5473472640874},{"$f":"'Solar - PV'!AQ102","v":2067.5473472640874},{"$f":"'Solar - PV'!AR102","v":2067.5473472640874},{"$f":"'Solar - PV'!AS102","v":2067.5473472640874},{"$f":"'Solar - PV'!AT102","v":2067.5473472640874},{"$f":"'Solar - PV'!AU102","v":2067.5473472640874},{"$f":"'Solar - PV'!AV102","v":2067.5473472640874}]
[]
[null,null,null,null,null,{"$f":"F4","v":2000},2001,2002,2003,2004,2005,2006,2007,2008,2009,2010,2011,2012,2010,2011,2012,{"$f":"V4","v":2013},2014,2015,2016,2017,2018,2019,2020,2021,2022,2023,2024,2025,2026,2027,2028,2029,2030,2031,2032,2033,2034,2035,2036,2037,2038,2039,2040,2041,2042,2043,2044,2045,2046,2047,2048,2049,2050]
[null,"Solar PV",null,"Net Capacity Factor (%)",{"$f":"'Solar - PV'!K74","v":"Utility PV - 14% - Low"},null,null,null,null,null,null,null,null,null,null,null,null,null,null,null,null,null,{"$f":"'Solar - PV'!L74","v":0.14000000000000001},{"$f":"'Solar - PV'!M74","v":0.14000000000000001},{"$f":"'Solar - PV'!N74","v":0.14000000000000001},{"$f":"'Solar - PV'!O74","v":0.14000000000000001},{"$f":"'Solar - PV'!P74","v":0.14000000000000001},{"$f":"'Solar - PV'!Q74","v":0.14000000000000001},{"$f":"'Solar - PV'!R74","v":0.14000000000000001},{"$f":"'Solar - PV'!S74","v":0.14000000000000001},{"$f":"'Solar - PV'!T74","v":0.14000000000000001},{"$f":"'Solar - PV'!U74","v":0.14000000000000001},{"$f":"'Solar - PV'!V74","v":0.14000000000000001},{"$f":"'Solar - PV'!W74","v":0.14000000000000001},{"$f":"'Solar - PV'!X74","v":0.14000000000000001},{"$f":"'Solar - PV'!Y74","v":0.14000000000000001},{"$f":"'Solar - PV'!Z74","v":0.14000000000000001},{"$f":"'Solar - PV'!AA74","v":0.14000000000000001},{"$f":"'Solar - PV'!AB74","v":0.14000000000000001},{"$f":"'Solar - PV'!AC74","v":0.14000000000000001},{"$f":"'Solar - PV'!AD74","v":0.14000000000000001},{"$f":"'Solar - PV'!AE74","v":0.14000000000000001},{"$f":"'Solar - PV'!AF74","v":0.14000000000000001},{"$f":"'Solar - PV'!AG74","v":0.14000000000000001},{"$f":"'Solar - PV'!AH74","v":0.14000000000000001},{"$f":"'Solar - PV'!AI74","v":0.14000000000000001},{"$f":"'Solar - PV'!AJ74","v":0.14000000000000001},{"$f":"'Solar - PV'!AK74","v":0.14000000000000001},{"$f":"'Solar - PV'!AL74","v":0.14000000000000001},{"$f":"'Solar - PV'!AM74","v":0.14000000000000001},{"$f":"'Solar - PV'!AN74","v":0.14000000000000001},{"$f":"'Solar - PV'!AO74","v":0.14000000000000001},{"$f":"'Solar - PV'!AP74","v":0.14000000000000001},{"$f":"'Solar - PV'!AQ74","v":0.14000000000000001},{"$f":"'Solar - PV'!AR74","v":0.14000000000000001},{"$f":"'Solar - PV'!AS74","v":0.14000000000000001},{"$f":"'Solar - PV'!AT74","v":0.14000000000000001},{"$f":"'Solar - PV'!AU74","v":0.14000000000000001},{"$f":"'Solar - PV'!AV74","v":0.14000000000000001}]
[null,null,null,null,{"$f":"'Solar - PV'!K75","v":"Utility PV - 14% - Mid"},null,null,null,null,null,null,null,null,null,null,null,null,null,null,null,null,{"$f":"'Solar - PV'!L12","v":0.14000000000000001},{"$f":"'Solar - PV'!L75","v":0.14000000000000001},{"$f":"'Solar - PV'!M75","v":0.14000000000000001},{"$f":"'Solar - PV'!N75","v":0.14000000000000001},{"$f":"'Solar - PV'!O75","v":0.14000000000000001},{"$f":"'Solar - PV'!P75","v":0.14000000000000001},{"$f":"'Solar - PV'!Q75","v":0.14000000000000001},{"$f":"'Solar - PV'!R75","v":0.14000000000000001},{"$f":"'Solar - PV'!S75","v":0.14000000000000001},{"$f":"'Solar - PV'!T75","v":0.14000000000000001},{"$f":"'Solar - PV'!U75","v":0.14000000000000001},{"$f":"'Solar - PV'!V75","v":0.14000000000000001},{"$f":"'Solar - PV'!W75","v":0.14000000000000001},{"$f":"'Solar - PV'!X75","v":0.14000000000000001},{"$f":"'Solar - PV'!Y75","v":0.14000000000000001},{"$f":"'Solar - PV'!Z75","v":0.14000000000000001},{"$f":"'Solar - PV'!AA75","v":0.14000000000000001},{"$f":"'Solar - PV'!AB75","v":0.14000000000000001},{"$f":"'Solar - PV'!AC75","v":0.14000000000000001},{"$f":"'Solar - PV'!AD75","v":0.14000000000000001},{"$f":"'Solar - PV'!AE75","v":0.14000000000000001},{"$f":"'Solar - PV'!AF75","v":0.14000000000000001},{"$f":"'Solar - PV'!AG75","v":0.14000000000000001},{"$f":"'Solar - PV'!AH75","v":0.14000000000000001},{"$f":"'Solar - PV'!AI75","v":0.14000000000000001},{"$f":"'Solar - PV'!AJ75","v":0.14000000000000001},{"$f":"'Solar - PV'!AK75","v":0.14000000000000001},{"$f":"'Solar - PV'!AL75","v":0.14000000000000001},{"$f":"'Solar - PV'!AM75","v":0.14000000000000001},{"$f":"'Solar - PV'!AN75","v":0.14000000000000001},{"$f":"'Solar - PV'!AO75","v":0.14000000000000001},{"$f":"'Solar - PV'!AP75","v":0.14000000000000001},{"$f":"'Solar - PV'!AQ75","v":0.14000000000000001},{"$f":"'Solar - PV'!AR75","v":0.14000000000000001},{"$f":"'Solar - PV'!AS75","v":0.14000000000000001},{"$f":"'Solar - PV'!AT75","v":0.14000000000000001},{"$f":"'Solar - PV'!AU75","v":0.14000000000000001},{"$f":"'Solar - PV'!AV75","v":0.14000000000000001}]
[null,null,null,null,{"$f":"'Solar - PV'!K76","v":"Utility PV - 14% - High"},null,null,null,null,null,null,null,null,null,null,null,null,null,null,null,null,null,{"$f":"'Solar - PV'!L76","v":0.14000000000000001},{"$f":"'Solar - PV'!M76","v":0.14000000000000001},{"$f":"'Solar - PV'!N76","v":0.14000000000000001},{"$f":"'Solar - PV'!O76","v":0.14000000000000001},{"$f":"'Solar - PV'!P76","v":0.14000000000000001},{"$f":"'Solar - PV'!Q76","v":0.14000000000000001},{"$f":"'Solar - PV'!R76","v":0.14000000000000001},{"$f":"'Solar - PV'!S76","v":0.14000000000000001},{"$f":"'Solar - PV'!T76","v":0.14000000000000001},{"$f":"'Solar - PV'!U76","v":0.14000000000000001},{"$f":"'Solar - PV'!V76","v":0.14000000000000001},{"$f":"'Solar - PV'!W76","v":0.14000000000000001},{"$f":"'Solar - PV'!X76","v":0.14000000000000001},{"$f":"'Solar - PV'!Y76","v":0.14000000000000001},{"$f":"'Solar - PV'!Z76","v":0.14000000000000001},{"$f":"'Solar - PV'!AA76","v":0.14000000000000001},{"$f":"'Solar - PV'!AB76","v":0.14000000000000001},{"$f":"'Solar - PV'!AC76","v":0.14000000000000001},{"$f":"'Solar - PV'!AD76","v":0.14000000000000001},{"$f":"'Solar - PV'!AE76","v":0.14000000000000001},{"$f":"'Solar - PV'!AF76","v":0.14000000000000001},{"$f":"'Solar - PV'!AG76","v":0.14000000000000001},{"$f":"'Solar - PV'!AH76","v":0.14000000000000001},{"$f":"'Solar - PV'!AI76","v":0.14000000000000001},{"$f":"'Solar - PV'!AJ76","v":0.14000000000000001},{"$f":"'Solar - PV'!AK76","v":0.14000000000000001},{"$f":"'Solar - PV'!AL76","v":0.14000000000000001},{"$f":"'Solar - PV'!AM76","v":0.14000000000000001},{"$f":"'Solar - PV'!AN76","v":0.14000000000000001},{"$f":"'Solar - PV'!AO76","v":0.14000000000000001},{"$f":"'Solar - PV'!AP76","v":0.14000000000000001},{"$f":"'Solar - PV'!AQ76","v":0.14000000000000001},{"$f":"'Solar - PV'!AR76","v":0.14000000000000001},{"$f":"'Solar - PV'!AS76","v":0.14000000000000001},{"$f":"'Solar - PV'!AT76","v":0.14000000000000001},{"$f":"'Solar - PV'!AU76","v":0.14000000000000001},{"$f":"'Solar - PV'!AV76","v":0.14000000000000001}]
[null,null,null,null,{"$f":"'Solar - PV'!K77","v":"Utility PV - 20% - Low"},null,null,null,null,null,null,null,null,null,null,null,null,null,null,null,null,null,{"$f":"'Solar - PV'!L77","v":0.2},{"$f":"'Solar - PV'!M77","v":0.2},{"$f":"'Solar - PV'!N77","v":0.2},{"$f":"'Solar - PV'!O77","v":0.2},{"$f":"'Solar - PV'!P77","v":0.2},{"$f":"'Solar - PV'!Q77","v":0.2},{"$f":"'Solar - PV'!R77","v":0.2},{"$f":"'Solar - PV'!S77","v":0.2},{"$f":"'Solar - PV'!T77","v":0.2},{"$f":"'Solar - PV'!U77","v":0.2},{"$f":"'Solar - PV'!V77","v":0.2},{"$f":"'Solar - PV'!W77","v":0.2},{"$f":"'Solar - PV'!X77","v":0.2},{"$f":"'Solar - PV'!Y77","v":0.2},{"$f":"'Solar - PV'!Z77","v":0.2},{"$f":"'Solar - PV'!AA77","v":0.2},{"$f":"'Solar - PV'!AB77","v":0.2},{"$f":"'Solar - PV'!AC77","v":0.2},{"$f":"'Solar - PV'!AD77","v":0.2},{"$f":"'Solar - PV'!AE77","v":0.2},{"$f":"'Solar - PV'!AF77","v":0.2},{"$f":"'Solar - PV'!AG77","v":0.2},{"$f":"'Solar - PV'!AH77","v":0.2},{"$f":"'Solar - PV'!AI77","v":0.2},{"$f":"'Solar - PV'!AJ77","v":0.2},{"$f":"'Solar - PV'!AK77","v":0.2},{"$f":"'Solar - PV'!AL77","v":0.2},{"$f":"'Solar - PV'!AM77","v":0.2},{"$f":"'Solar - PV'!AN77","v":0.2},{"$f":"'Solar - PV'!AO77","v":0.2},{"$f":"'Solar - PV'!AP77","v":0.2},{"$f":"'Solar - PV'!AQ77","v":0.2},{"$f":"'Solar - PV'!AR77","v":0.2},{"$f":"'Solar - PV'!AS77","v":0.2},{"$f":"'Solar - PV'!AT77","v":0.2},{"$f":"'Solar - PV'!AU77","v":0.2},{"$f":"'Solar - PV'!AV77","v":0.2}]
[null,null,null,null,{"$f":"'Solar - PV'!K78","v":"Utility PV - 20% - Mid"},null,null,null,null,null,null,null,null,null,null,null,null,null,null,null,null,{"$f":"'Solar - PV'!L13","v":0.2},{"$f":"'Solar - PV'!L78","v":0.2},{"$f":"'Solar - PV'!M78","v":0.2},{"$f":"'Solar - PV'!N78","v":0.2},{"$f":"'Solar - PV'!O78","v":0.2},{"$f":"'Solar - PV'!P78","v":0.2},{"$f":"'Solar - PV'!Q78","v":0.2},{"$f":"'Solar - PV'!R78","v":0.2},{"$f":"'Solar - PV'!S78","v":0.2},{"$f":"'Solar - PV'!T78","v":0.2},{"$f":"'Solar - PV'!U78","v":0.2},{"$f":"'Solar - PV'!V78","v":0.2},{"$f":"'Solar - PV'!W78","v":0.2},{"$f":"'Solar - PV'!X78","v":0.2},{"$f":"'Solar - PV'!Y78","v":0.2},{"$f":"'Solar - PV'!Z78","v":0.2},{"$f":"'Solar - PV'!AA78","v":0.2},{"$f":"'Solar - PV'!AB78","v":0.2},{"$f":"'Solar - PV'!AC78","v":0.2},{"$f":"'Solar - PV'!AD78","v":0.2},{"$f":"'Solar - PV'!AE78","v":0.2},{"$f":"'Solar - PV'!AF78","v":0.2},{"$f":"'Solar - PV'!AG78","v":0.2},{"$f":"'Solar - PV'!AH78","v":0.2},{"$f":"'Solar - PV'!AI78","v":0.2},{"$f":"'Solar - PV'!AJ78","v":0.2},{"$f":"'Solar - PV'!AK78","v":0.2},{"$f":"'Solar - PV'!AL78","v":0.2},{"$f":"'Solar - PV'!AM78","v":0.2},{"$f":"'Solar - PV'!AN78","v":0.2},{"$f":"'Solar - PV'!AO78","v":0.2},{"$f":"'Solar - PV'!AP78","v":0.2},{"$f":"'Solar - PV'!AQ78","v":0.2},{"$f":"'Solar - PV'!AR78","v":0.2},{"$f":"'Solar - PV'!AS78","v":0.2},{"$f":"'Solar - PV'!AT78","v":0.2},{"$f":"'Solar - PV'!AU78","v":0.2},{"$f":"'Solar - PV'!AV78","v":0.2}]
[null,null,null,null,{"$f":"'Solar - PV'!K79","v":"Utility PV - 20% - High"},null,null,null,null,null,null,null,null,null,null,null,null,null,null,null,null,null,{"$f":"'Solar - PV'!L79","v":0.2},{"$f":"'Solar - PV'!M79","v":0.2},{"$f":"'Solar - PV'!N79","v":0.2},{"$f":"'Solar - PV'!O79","v":0.2},{"$f":"'Solar - PV'!P79","v":0.2},{"$f":"'Solar - PV'!Q79","v":0.2},{"$f":"'Solar - PV'!R79","v":0.2},{"$f":"'Solar - PV'!S79","v":0.2},{"$f":"'Solar - PV'!T79","v":0.2},{"$f":"'Solar - PV'!U79","v":0.2},{"$f":"'Solar - PV'!V79","v":0.2},{"$f":"'Solar - PV'!W79","v":0.2},{"$f":"'Solar - PV'!X79","v":0.2},{"$f":"'Solar - PV'!Y79","v":0.2},{"$f":"'Solar - PV'!Z79","v":0.2},{"$f":"'Solar - PV'!AA79","v":0.2},{"$f":"'Solar - PV'!AB79","v":0.2},{"$f":"'Solar - PV'!AC79","v":0.2},{"$f":"'Solar - PV'!AD79","v":0.2},{"$f":"'Solar - PV'!AE79","v":0.2},{"$f":"'Solar - PV'!AF79","v":0.2},{"$f":"'Solar - PV'!AG79","v":0.2},{"$f":"'Solar - PV'!AH79","v":0.2},{"$f":"'Solar - PV'!AI79","v":0.2},{"$f":"'Solar - PV'!AJ79","v":0.2},{"$f":"'Solar - PV'!AK79","v":0.2},{"$f":"'Solar - PV'!AL79","v":0.2},{"$f":"'Solar - PV'!AM79","v":0.2},{"$f":"'Solar - PV'!AN79","v":0.2},{"$f":"'Solar - PV'!AO79","v":0.2},{"$f":"'Solar - PV'!AP79","v":0.2},{"$f":"'Solar - PV'!AQ79","v":0.2},{"$f":"'Solar - PV'!AR79","v":0.2},{"$f":"'Solar - PV'!AS79","v":0.2},{"$f":"'Solar - PV'!AT79","v":0.2},{"$f":"'Solar - PV'!AU79","v":0.2},{"$f":"'Solar - PV'!AV79","v":0.2}]
[null,null,null,null,{"$f":"'Solar - PV'!K80","v":"Utility PV - 28% - Low"},null,null,null,null,null,null,null,null,null,null,null,null,null,null,null,null,null,{"$f":"'Solar - PV'!L80","v":0.28000000000000003},{"$f":"'Solar - PV'!M80","v":0.28000000000000003},{"$f":"'Solar - PV'!N80","v":0.28000000000000003},{"$f":"'Solar - PV'!O80","v":0.28000000000000003},{"$f":"'Solar - PV'!P80","v":0.28000000000000003},{"$f":"'Solar - PV'!Q80","v":0.28000000000000003},{"$f":"'Solar - PV'!R80","v":0.28000000000000003},{"$f":"'Solar - PV'!S80","v":0.28000000000000003},{"$f":"'Solar - PV'!T80","v":0.28000000000000003},{"$f":"'Solar - PV'!U80","v":0.28000000000000003},{"$f":"'Solar - PV'!V80","v":0.28000000000000003},{"$f":"'Solar - PV'!W80","v":0.28000000000000003},{"$f":"'Solar - PV'!X80","v":0.28000000000000003},{"$f":"'Solar - PV'!Y80","v":0.28000000000000003},{"$f":"'Solar - PV'!Z80","v":0.28000000000000003},{"$f":"'Solar - PV'!AA80","v":0.28000000000000003},{"$f":"'Solar - PV'!AB80","v":0.28000000000000003},{"$f":"'Solar - PV'!AC80","v":0.28000000000000003},{"$f":"'Solar - PV'!AD80","v":0.28000000000000003},{"$f":"'Solar - PV'!AE80","v":0.28000000000000003},{"$f":"'Solar - PV'!AF80","v":0.28000000000000003},{"$f":"'Solar - PV'!AG80","v":0.28000000000000003},{"$f":"'Solar - PV'!AH80","v":0.28000000000000003},{"$f":"'Solar - PV'!AI80","v":0.28000000000000003},{"$f":"'Solar - PV'!AJ80","v":0.28000000000000003},{"$f":"'Solar - PV'!AK80","v":0.28000000000000003},{"$f":"'Solar - PV'!AL80","v":0.28000000000000003},{"$f":"'Solar - PV'!AM80","v":0.28000000000000003},{"$f":"'Solar - PV'!AN80","v":0.28000000000000003},{"$f":"'Solar - PV'!AO80","v":0.28000000000000003},{"$f":"'Solar - PV'!AP80","v":0.28000000000000003},{"$f":"'Solar - PV'!AQ80","v":0.28000000000000003},{"$f":"'Solar - PV'!AR80","v":0.28000000000000003},{"$f":"'Solar - PV'!AS80","v":0.28000000000000003},{"$f":"'Solar - PV'!AT80","v":0.28000000000000003},{"$f":"'Solar - PV'!AU80","v":0.28000000000000003},{"$f":"'Solar - PV'!AV80","v":0.28000000000000003}]
[null,null,null,null,{"$f":"'Solar - PV'!K81","v":"Utility PV - 28% - Mid"},null,null,null,null,null,null,null,null,null,null,null,null,null,null,null,null,{"$f":"'Solar - PV'!L14","v":0.28000000000000003},{"$f":"'Solar - PV'!L81","v":0.28000000000000003},{"$f":"'Solar - PV'!M81","v":0.28000000000000003},{"$f":"'Solar - PV'!N81","v":0.28000000000000003},{"$f":"'Solar - PV'!O81","v":0.28000000000000003},{"$f":"'Solar - PV'!P81","v":0.28000000000000003},{"$f":"'Solar - PV'!Q81","v":0.28000000000000003},{"$f":"'Solar - PV'!R81","v":0.28000000000000003},{"$f":"'Solar - PV'!S81","v":0.28000000000000003},{"$f":"'Solar - PV'!T81","v":0.28000000000000003},{"$f":"'Solar - PV'!U81","v":0.28000000000000003},{"$f":"'Solar - PV'!V81","v":0.28000000000000003},{"$f":"'Solar - PV'!W81","v":0.28000000000000003},{"$f":"'Solar - PV'!X81","v":0.28000000000000003},{"$f":"'Solar - PV'!Y81","v":0.28000000000000003},{"$f":"'Solar - PV'!Z81","v":0.28000000000000003},{"$f":"'Solar - PV'!AA81","v":0.28000000000000003},{"$f":"'Solar - PV'!AB81","v":0.28000000000000003},{"$f":"'Solar - PV'!AC81","v":0.28000000000000003},{"$f":"'Solar - PV'!AD81","v":0.28000000000000003},{"$f":"'Solar - PV'!AE81","v":0.28000000000000003},{"$f":"'Solar - PV'!AF81","v":0.28000000000000003},{"$f":"'Solar - PV'!AG81","v":0.28000000000000003},{"$f":"'Solar - PV'!AH81","v":0.28000000000000003},{"$f":"'Solar - PV'!AI81","v":0.28000000000000003},{"$f":"'Solar - PV'!AJ81","v":0.28000000000000003},{"$f":"'Solar - PV'!AK81","v":0.28000000000000003},{"$f":"'Solar - PV'!AL81","v":0.28000000000000003},{"$f":"'Solar - PV'!AM81","v":0.28000000000000003},{"$f":"'Solar - PV'!AN81","v":0.28000000000000003},{"$f":"'Solar - PV'!AO81","v":0.28000000000000003},{"$f":"'Solar - PV'!AP81","v":0.28000000000000003},{"$f":"'Solar - PV'!AQ81","v":0.28000000000000003},{"$f":"'Solar - PV'!AR81","v":0.28000000000000003},{"$f":"'Solar - PV'!AS81","v":0.28000000000000003},{"$f":"'Solar - PV'!AT81","v":0.28000000000000003},{"$f":"'Solar - PV'!AU81","v":0.28000000000000003},{"$f":"'Solar - PV'!AV81","v":0.28000000000000003}]
[null,null,null,null,{"$f":"'Solar - PV'!K82","v":"Utility PV - 28% - High"},null,null,null,null,null,null,null,null,null,null,null,null,null,null,null,null,null,{"$f":"'Solar - PV'!L82","v":0.28000000000000003},{"$f":"'Solar - PV'!M82","v":0.28000000000000003},{"$f":"'Solar - PV'!N82","v":0.28000000000000003},{"$f":"'Solar - PV'!O82","v":0.28000000000000003},{"$f":"'Solar - PV'!P82","v":0.28000000000000003},{"$f":"'Solar - PV'!Q82","v":0.28000000000000003},{"$f":"'Solar - PV'!R82","v":0.28000000000000003},{"$f":"'Solar - PV'!S82","v":0.28000000000000003},{"$f":"'Solar - PV'!T82","v":0.28000000000000003},{"$f":"'Solar - PV'!U82","v":0.28000000000000003},{"$f":"'Solar - PV'!V82","v":0.28000000000000003},{"$f":"'Solar - PV'!W82","v":0.28000000000000003},{"$f":"'Solar - PV'!X82","v":0.28000000000000003},{"$f":"'Solar - PV'!Y82","v":0.28000000000000003},{"$f":"'Solar - PV'!Z82","v":0.28000000000000003},{"$f":"'Solar - PV'!AA82","v":0.28000000000000003},{"$f":"'Solar - PV'!AB82","v":0.28000000000000003},{"$f":"'Solar - PV'!AC82","v":0.28000000000000003},{"$f":"'Solar - PV'!AD82","v":0.28000000000000003},{"$f":"'Solar - PV'!AE82","v":0.28000000000000003},{"$f":"'Solar - PV'!AF82","v":0.28000000000000003},{"$f":"'Solar - PV'!AG82","v":0.28000000000000003},{"$f":"'Solar - PV'!AH82","v":0.28000000000000003},{"$f":"'Solar - PV'!AI82","v":0.28000000000000003},{"$f":"'Solar - PV'!AJ82","v":0.28000000000000003},{"$f":"'Solar - PV'!AK82","v":0.28000000000000003},{"$f":"'Solar - PV'!AL82","v":0.28000000000000003},{"$f":"'Solar - PV'!AM82","v":0.28000000000000003},{"$f":"'Solar - PV'!AN82","v":0.28000000000000003},{"$f":"'Solar - PV'!AO82","v":0.28000000000000003},{"$f":"'Solar - PV'!AP82","v":0.28000000000000003},{"$f":"'Solar - PV'!AQ82","v":0.28000000000000003},{"$f":"'Solar - PV'!AR82","v":0.28000000000000003},{"$f":"'Solar - PV'!AS82","v":0.28000000000000003},{"$f":"'Solar - PV'!AT82","v":0.28000000000000003},{"$f":"'Solar - PV'!AU82","v":0.28000000000000003},{"$f":"'Solar - PV'!AV82","v":0.28000000000000003}]
[]
[null,null,null,null,null,{"$f":"F4","v":2000},2001,2002,2003,2004,2005,2006,2007,2008,2009,2010,2011,2012,2010,2011,2012,{"$f":"V4","v":2013},2014,2015,2016,2017,2018,2019,2020,2021,2022,2023,2024,2025,2026,2027,2028,2029,2030,2031,2032,2033,2034,2035,2036,2037,2038,2039,2040,2041,2042,2043,2044,2045,2046,2047,2048,2049,2050]
[null,"Solar PV",null,"Fixed Operation and Maintenance Expenses ($/kW",{"$f":"'Solar - PV'!K124","v":"Utility PV - 14% - Low"},null,null,null,null,null,null,null,null,null,null,null,null,null,null,null,null,null,{"$f":"'Solar - PV'!L124","v":17},{"$f":"'Solar - PV'!M124","v":16},{"$f":"'Solar - PV'!N124","v":15},{"$f":"'Solar - PV'!O124","v":13},{"$f":"'Solar - PV'!P124","v":11},{"$f":"'Solar - PV'!Q124","v":9},{"$f":"'Solar - PV'!R124","v":8},{"$f":"'Solar - PV'!S124","v":8},{"$f":"'Solar - PV'!T124","v":8},{"$f":"'Solar - PV'!U124","v":8},{"$f":"'Solar - PV'!V124","v":8},{"$f":"'Solar - PV'!W124","v":8},{"$f":"'Solar - PV'!X124","v":8},{"$f":"'Solar - PV'!Y124","v":8},{"$f":"'Solar - PV'!Z124","v":8},{"$f":"'Solar - PV'!AA124","v":8},{"$f":"'Solar - PV'!AB124","v":8},{"$f":"'Solar - PV'!AC124","v":8},{"$f":"'Solar - PV'!AD124","v":8},{"$f":"'Solar - PV'!AE124","v":8},{"$f":"'Solar - PV'!AF124","v":8},{"$f":"'Solar - PV'!AG124","v":8},{"$f":"'Solar - PV'!AH124","v":8},{"$f":"'Solar - PV'!AI124","v":8},{"$f":"'Solar - PV'!AJ124","v":8},{"$f":"'Solar - PV'!AK124","v":8},{"$f":"'Solar - PV'!AL124","v":8},{"$f":"'Solar - PV'!AM124","v":8},{"$f":"'Solar - PV'!AN124","v":8},{"$f":"'Solar - PV'!AO124","v":8},{"$f":"'Solar - PV'!AP124","v":8},{"$f":"'Solar - PV'!AQ124","v":8},{"$f":"'Solar - PV'!AR124","v":8},{"$f":"'Solar - PV'!AS124","v":8},{"$f":"'Solar - PV'!AT124","v":8},{"$f":"'Solar - PV'!AU124","v":8},{"$f":"'Solar - PV'!AV124","v":8}]
[null,null,null,null,{"$f":"'Solar - PV'!K125","v":"Utility PV - 14% - Mid"},null,null,null,null,null,null,null,null,null,null,null,null,null,null,null,null,{"$f":"'Solar - PV'!L32","v":18},{"$f":"'Solar - PV'!L125","v":17},{"$f":"'Solar - PV'!M125","v":16},{"$f":"'Solar - PV'!N125","v":15},{"$f":"'Solar - PV'!O125","v":13},{"$f":"'Solar - PV'!P125","v":11},{"$f":"'Solar - PV'!Q125","v":9},{"$f":"'Solar - PV'!R125","v":8},{"$f":"'Solar - PV'!S125","v":8},{"$f":"'Solar - PV'!T125","v":8},{"$f":"'Solar - PV'!U125","v":8},{"$f":"'Solar - PV'!V125","v":8},{"$f":"'Solar - PV'!W125","v":8},{"$f":"'Solar - PV'!X125","v":8},{"$f":"'Solar - PV'!Y125","v":8},{"$f":"'Solar - PV'!Z125","v":8},{"$f":"'Solar - PV'!AA125","v":8},{"$f":"'Solar - PV'!AB125","v":8},{"$f":"'Solar - PV'!AC125","v":8},{"$f":"'Solar - PV'!AD125","v":8},{"$f":"'Solar - PV'!AE125","v":8},{"$f":"'Solar - PV'!AF125","v":8},{"$f":"'Solar - PV'!AG125","v":8},{"$f":"'Solar - PV'!AH125","v":8},{"$f":"'Solar - PV'!AI125","v":8},{"$f":"'Solar - PV'!AJ125","v":8},{"$f":"'Solar - PV'!AK125","v":8},{"$f":"'Solar - PV'!AL125","v":8},{"$f":"'Solar - PV'!AM125","v":8},{"$f":"'Solar - PV'!AN125","v":8},{"$f":"'Solar - PV'!AO125","v":8},{"$f":"'Solar - PV'!AP125","v":8},{"$f":"'Solar - PV'!AQ125","v":8},{"$f":"'Solar - PV'!AR125","v":8},{"$f":"'Solar - PV'!AS125","v":8},{"$f":"'Solar - PV'!AT125","v":8},{"$f":"'Solar - PV'!AU125","v":8},{"$f":"'Solar - PV'!AV125","v":8}]
[null,null,null,null,{"$f":"'Solar - PV'!K126","v":"Utility PV - 14% - High"},null,null,null,null,null,null,null,null,null,null,null,null,null,null,null,null,null,{"$f":"'Solar - PV'!L126","v":17},{"$f":"'Solar - PV'!M126","v":16},{"$f":"'Solar - PV'!N126","v":15},{"$f":"'Solar - PV'!O126","v":13},{"$f":"'Solar - PV'!P126","v":11},{"$f":"'Solar - PV'!Q126","v":9},{"$f":"'Solar - PV'!R126","v":8},{"$f":"'Solar - PV'!S126","v":8},{"$f":"'Solar - PV'!T126","v":8},{"$f":"'Solar - PV'!U126","v":8},{"$f":"'Solar - PV'!V126","v":8},{"$f":"'Solar - PV'!W126","v":8},{"$f":"'Solar - PV'!X126","v":8},{"$f":"'Solar - PV'!Y126","v":8},{"$f":"'Solar - PV'!Z126","v":8},{"$f":"'Solar - PV'!AA126","v":8},{"$f":"'Solar - PV'!AB126","v":8},{"$f":"'Solar - PV'!AC126","v":8},{"$f":"'Solar - PV'!AD126","v":8},{"$f":"'Solar - PV'!AE126","v":8},{"$f":"'Solar - PV'!AF126","v":8},{"$f":"'Solar - PV'!AG126","v":8},{"$f":"'Solar - PV'!AH126","v":8},{"$f":"'Solar - PV'!AI126","v":8},{"$f":"'Solar - PV'!AJ126","v":8},{"$f":"'Solar - PV'!AK126","v":8},{"$f":"'Solar - PV'!AL126","v":8},{"$f":"'Solar - PV'!AM126","v":8},{"$f":"'Solar - PV'!AN126","v":8},{"$f":"'Solar - PV'!AO126","v":8},{"$f":"'Solar - PV'!AP126","v":8},{"$f":"'Solar - PV'!AQ126","v":8},{"$f":"'Solar - PV'!AR126","v":8},{"$f":"'Solar - PV'!AS126","v":8},{"$f":"'Solar - PV'!AT126","v":8},{"$f":"'Solar - PV'!AU126","v":8},{"$f":"'Solar - PV'!AV126","v":8}]
[null,null,null,null,{"$f":"'Solar - PV'!K127","v":"Utility PV - 20% - Low"},null,null,null,null,null,null,null,null,null,null,null,null,null,null,null,null,null,{"$f":"'Solar - PV'!L127","v":17},{"$f":"'Solar - PV'!M127","v":16},{"$f":"'Solar - PV'!N127","v":15},{"$f":"'Solar - PV'!O127","v":13},{"$f":"'Solar - PV'!P127","v":11},{"$f":"'Solar - PV'!Q127","v":9},{"$f":"'Solar - PV'!R127","v":8},{"$f":"'Solar - PV'!S127","v":8},{"$f":"'Solar - PV'!T127","v":8},{"$f":"'Solar - PV'!U127","v":8},{"$f":"'Solar - PV'!V127","v":8},{"$f":"'Solar - PV'!W127","v":8},{"$f":"'Solar - PV'!X127","v":8},{"$f":"'Solar - PV'!Y127","v":8},{"$f":"'Solar - PV'!Z127","v":8},{"$f":"'Solar - PV'!AA127","v":8},{"$f":"'Solar - PV'!AB127","v":8},{"$f":"'Solar - PV'!AC127","v":8},{"$f":"'Solar - PV'!AD127","v":8},{"$f":"'Solar - PV'!AE127","v":8},{"$f":"'Solar - PV'!AF127","v":8},{"$f":"'Solar - PV'!AG127","v":8},{"$f":"'Solar - PV'!AH127","v":8},{"$f":"'Solar - PV'!AI127","v":8},{"$f":"'Solar - PV'!AJ127","v":8},{"$f":"'Solar - PV'!AK127","v":8},{"$f":"'Solar - PV'!AL127","v":8},{"$f":"'Solar - PV'!AM127","v":8},{"$f":"'Solar - PV'!AN127","v":8},{"$f":"'Solar - PV'!AO127","v":8},{"$f":"'Solar - PV'!AP127","v":8},{"$f":"'Solar - PV'!AQ127","v":8},{"$f":"'Solar - PV'!AR127","v":8},{"$f":"'Solar - PV'!AS127","v":8},{"$f":"'Solar - PV'!AT127","v":8},{"$f":"'Solar - PV'!AU127","v":8},{"$f":"'Solar - PV'!AV127","v":8}]
[null,null,null,null,{"$f":"'Solar - PV'!K128","v":"Utility PV - 20% - Mid"},null,null,null,null,null,null,null,null,null,null,null,null,null,null,null,null,{"$f":"'Solar - PV'!L33","v":18},{"$f":"'Solar - PV'!L128","v":17},{"$f":"'Solar - PV'!M128","v":16},{"$f":"'Solar - PV'!N128","v":15},{"$f":"'Solar - PV'!O128","v":13},{"$f":"'Solar - PV'!P128","v":11},{"$f":"'Solar - PV'!Q128","v":9},{"$f":"'Solar - PV'!R128","v":8},{"$f":"'Solar - PV'!S128","v":8},{"$f":"'Solar - PV'!T128","v":8},{"$f":"'Solar - PV'!U128","v":8},{"$f":"'Solar - PV'!V128","v":8},{"$f":"'Solar - PV'!W128","v":8},{"$f":"'Solar - PV'!X128","v":8},{"$f":"'Solar - PV'!Y128","v":8},{"$f":"'Solar - PV'!Z128","v":8},{"$f":"'Solar - PV'!AA128","v":8},{"$f":"'Solar - PV'!AB128","v":8},{"$f":"'Solar - PV'!AC128","v":8},{"$f":"'Solar - PV'!AD128","v":8},{"$f":"'Solar - PV'!AE128","v":8},{"$f":"'Solar - PV'!AF128","v":8},{"$f":"'Solar - PV'!AG128","v":8},{"$f":"'Solar - PV'!AH128","v":8},{"$f":"'Solar - PV'!AI128","v":8},{"$f":"'Solar - PV'!AJ128","v":8},{"$f":"'Solar - PV'!AK128","v":8},{"$f":"'Solar - PV'!AL128","v":8},{"$f":"'Solar - PV'!AM128","v":8},{"$f":"'Solar - PV'!AN128","v":8},{"$f":"'Solar - PV'!AO128","v":8},{"$f":"'Solar - PV'!AP128","v":8},{"$f":"'Solar - PV'!AQ128","v":8},{"$f":"'Solar - PV'!AR128","v":8},{"$f":"'Solar - PV'!AS128","v":8},{"$f":"'Solar - PV'!AT128","v":8},{"$f":"'Solar - PV'!AU128","v":8},{"$f":"'Solar - PV'!AV128","v":8}]
[null,null,null,null,{"$f":"'Solar - PV'!K129","v":"Utility PV - 20% - High"},null,null,null,null,null,null,null,null,null,null,null,null,null,null,null,null,null,{"$f":"'Solar - PV'!L129","v":17},{"$f":"'Solar - PV'!M129","v":16},{"$f":"'Solar - PV'!N129","v":15},{"$f":"'Solar - PV'!O129","v":13},{"$f":"'Solar - PV'!P129","v":11},{"$f":"'Solar - PV'!Q129","v":9},{"$f":"'Solar - PV'!R129","v":8},{"$f":"'Solar - PV'!S129","v":8},{"$f":"'Solar - PV'!T129","v":8},{"$f":"'Solar - PV'!U129","v":8},{"$f":"'Solar - PV'!V129","v":8},{"$f":"'Solar - PV'!W129","v":8},{"$f":"'Solar - PV'!X129","v":8},{"$f":"'Solar - PV'!Y129","v":8},{"$f":"'Solar - PV'!Z129","v":8},{"$f":"'Solar - PV'!AA129","v":8},{"$f":"'Solar - PV'!AB129","v":8},{"$f":"'Solar - PV'!AC129","v":8},{"$f":"'Solar - PV'!AD129","v":8},{"$f":"'Solar - PV'!AE129","v":8},{"$f":"'Solar - PV'!AF129","v":8},{"$f":"'Solar - PV'!AG129","v":8},{"$f":"'Solar - PV'!AH129","v":8},{"$f":"'Solar - PV'!AI129","v":8},{"$f":"'Solar - PV'!AJ129","v":8},{"$f":"'Solar - PV'!AK129","v":8},{"$f":"'Solar - PV'!AL129","v":8},{"$f":"'Solar - PV'!AM129","v":8},{"$f":"'Solar - PV'!AN129","v":8},{"$f":"'Solar - PV'!AO129","v":8},{"$f":"'Solar - PV'!AP129","v":8},{"$f":"'Solar - PV'!AQ129","v":8},{"$f":"'Solar - PV'!AR129","v":8},{"$f":"'Solar - PV'!AS129","v":8},{"$f":"'Solar - PV'!AT129","v":8},{"$f":"'Solar - PV'!AU129","v":8},{"$f":"'Solar - PV'!AV129","v":8}]
[null,null,null,null,{"$f":"'Solar - PV'!K130","v":"Utility PV - 28% - Low"},null,null,null,null,null,null,null,null,null,null,null,null,null,null,null,null,null,{"$f":"'Solar - PV'!L130","v":17},{"$f":"'Solar - PV'!M130","v":16},{"$f":"'Solar - PV'!N130","v":15},{"$f":"'Solar - PV'!O130","v":13},{"$f":"'Solar - PV'!P130","v":11},{"$f":"'Solar - PV'!Q130","v":9},{"$f":"'Solar - PV'!R130","v":8},{"$f":"'Solar - PV'!S130","v":8},{"$f":"'Solar - PV'!T130","v":8},{"$f":"'Solar - PV'!U130","v":8},{"$f":"'Solar - PV'!V130","v":8},{"$f":"'Solar - PV'!W130","v":8},{"$f":"'Solar - PV'!X130","v":8},{"$f":"'Solar - PV'!Y130","v":8},{"$f":"'Solar - PV'!Z130","v":8},{"$f":"'Solar - PV'!AA130","v":8},{"$f":"'Solar - PV'!AB130","v":8},{"$f":"'Solar - PV'!AC130","v":8},{"$f":"'Solar - PV'!AD130","v":8},{"$f":"'Solar - PV'!AE130","v":8},{"$f":"'Solar - PV'!AF130","v":8},{"$f":"'Solar - PV'!AG130","v":8},{"$f":"'Solar - PV'!AH130","v":8},{"$f":"'Solar - PV'!AI130","v":8},{"$f":"'Solar - PV'!AJ130","v":8},{"$f":"'Solar - PV'!AK130","v":8},{"$f":"'Solar - PV'!AL130","v":8},{"$f":"'Solar - PV'!AM130","v":8},{"$f":"'Solar - PV'!AN130","v":8},{"$f":"'Solar - PV'!AO130","v":8},{"$f":"'Solar - PV'!AP130","v":8},{"$f":"'Solar - PV'!AQ130","v":8},{"$f":"'Solar - PV'!AR130","v":8},{"$f":"'Solar - PV'!AS130","v":8},{"$f":"'Solar - PV'!AT130","v":8},{"$f":"'Solar - PV'!AU130","v":8},{"$f":"'Solar - PV'!AV130","v":8}]
[null,null,null,null,{"$f":"'Solar - PV'!K131","v":"Utility PV - 28% - Mid"},null,null,null,null,null,null,null,null,null,null,null,null,null,null,null,null,{"$f":"'Solar - PV'!L34","v":18},{"$f":"'Solar - PV'!L131","v":17},{"$f":"'Solar - PV'!M131","v":16},{"$f":"'Solar - PV'!N131","v":15},{"$f":"'Solar - PV'!O131","v":13},{"$f":"'Solar - PV'!P131","v":11},{"$f":"'Solar - PV'!Q131","v":9},{"$f":"'Solar - PV'!R131","v":8},{"$f":"'Solar - PV'!S131","v":8},{"$f":"'Solar - PV'!T131","v":8},{"$f":"'Solar - PV'!U131","v":8},{"$f":"'Solar - PV'!V131","v":8},{"$f":"'Solar - PV'!W131","v":8},{"$f":"'Solar - PV'!X131","v":8},{"$f":"'Solar - PV'!Y131","v":8},{"$f":"'Solar - PV'!Z131","v":8},{"$f":"'Solar - PV'!AA131","v":8},{"$f":"'Solar - PV'!AB131","v":8},{"$f":"'Solar - PV'!AC131","v":8},{"$f":"'Solar - PV'!AD131","v":8},{"$f":"'Solar - PV'!AE131","v":8},{"$f":"'Solar - PV'!AF131","v":8},{"$f":"'Solar - PV'!AG131","v":8},{"$f":"'Solar - PV'!AH131","v":8},{"$f":"'Solar - PV'!AI131","v":8},{"$f":"'Solar - PV'!AJ131","v":8},{"$f":"'Solar - PV'!AK131","v":8},{"$f":"'Solar - PV'!AL131","v":8},{"$f":"'Solar - PV'!AM131","v":8},{"$f":"'Solar - PV'!AN131","v":8},{"$f":"'Solar - PV'!AO131","v":8},{"$f":"'Solar - PV'!AP131","v":8},{"$f":"'Solar - PV'!AQ131","v":8},{"$f":"'Solar - PV'!AR131","v":8},{"$f":"'Solar - PV'!AS131","v":8},{"$f":"'Solar - PV'!AT131","v":8},{"$f":"'Solar - PV'!AU131","v":8},{"$f":"'Solar - PV'!AV131","v":8}]
[null,null,null,null,{"$f":"'Solar - PV'!K132","v":"Utility PV - 28% - High"},null,null,null,null,null,null,null,null,null,null,null,null,null,null,null,null,null,{"$f":"'Solar - PV'!L132","v":17},{"$f":"'Solar - PV'!M132","v":16},{"$f":"'Solar - PV'!N132","v":15},{"$f":"'Solar - PV'!O132","v":13},{"$f":"'Solar - PV'!P132","v":11},{"$f":"'Solar - PV'!Q132","v":9},{"$f":"'Solar - PV'!R132","v":8},{"$f":"'Solar - PV'!S132","v":8},{"$f":"'Solar - PV'!T132","v":8},{"$f":"'Solar - PV'!U132","v":8},{"$f":"'Solar - PV'!V132","v":8},{"$f":"'Solar - PV'!W132","v":8},{"$f":"'Solar - PV'!X132","v":8},{"$f":"'Solar - PV'!Y132","v":8},{"$f":"'Solar - PV'!Z132","v":8},{"$f":"'Solar - PV'!AA132","v":8},{"$f":"'Solar - PV'!AB132","v":8},{"$f":"'Solar - PV'!AC132","v":8},{"$f":"'Solar - PV'!AD132","v":8},{"$f":"'Solar - PV'!AE132","v":8},{"$f":"'Solar - PV'!AF132","v":8},{"$f":"'Solar - PV'!AG132","v":8},{"$f":"'Solar - PV'!AH132","v":8},{"$f":"'Solar - PV'!AI132","v":8},{"$f":"'Solar - PV'!AJ132","v":8},{"$f":"'Solar - PV'!AK132","v":8},{"$f":"'Solar - PV'!AL132","v":8},{"$f":"'Solar - PV'!AM132","v":8},{"$f":"'Solar - PV'!AN132","v":8},{"$f":"'Solar - PV'!AO132","v":8},{"$f":"'Solar - PV'!AP132","v":8},{"$f":"'Solar - PV'!AQ132","v":8},{"$f":"'Solar - PV'!AR132","v":8},{"$f":"'Solar - PV'!AS132","v":8},{"$f":"'Solar - PV'!AT132","v":8},{"$f":"'Solar - PV'!AU132","v":8},{"$f":"'Solar - PV'!AV132","v":8}]
[]
["Solar CSP"]
[null,null,null,null,null,{"$f":"F4","v":2000},2001,2002,2003,2004,2005,2006,2007,2008,2009,2010,2011,2012,2010,2011,2012,{"$f":"V4","v":2013},2014,2015,2016,2017,2018,2019,2020,2021,2022,2023,2024,2025,2026,2027,2028,2029,2030,2031,2032,2033,2034,2035,2036,2037,2038,2039,2040,2041,2042,2043,2044,2045,2046,2047,2048,2049,2050,null,2013,2014,2015,2016,2017,2018,2019,2020,2021,2022,2023,2024,2025,2026,2027,2028,2029,2030,2031,2032,2033,2034,2035,2036,2037,2038,2039,2040,2041,2042,2043,2044,2045,2046,2047,2048,2049,2050]
[null,"Solar CSP",null,"Levelized Cost of Energy ($/MWh)",{"$f":"'Solar - CSP'!K494","v":"No TES - Class 1 - low"},null,null,null,null,null,null,null,null,null,null,null,null,null,null,null,null,null,{"$f":"'Solar - CSP'!L494","v":0},{"$f":"'Solar - CSP'!M494","v":0},{"$f":"'Solar - CSP'!N494","v":0},{"$f":"'Solar - CSP'!O494","v":0},{"$f":"'Solar - CSP'!P494","v":0},{"$f":"'Solar - CSP'!Q494","v":0},{"$f":"'Solar - CSP'!R494","v":0},{"$f":"'Solar - CSP'!S494","v":0},{"$f":"'Solar - CSP'!T494","v":0},{"$f":"'Solar - CSP'!U494","v":0},{"$f":"'Solar - CSP'!V494","v":0},{"$f":"'Solar - CSP'!W494","v":0},{"$f":"'Solar - CSP'!X494","v":0},{"$f":"'Solar - CSP'!Y494","v":0},{"$f":"'Solar - CSP'!Z494","v":0},{"$f":"'Solar - CSP'!AA494","v":0},{"$f":"'Solar - CSP'!AB494","v":0},{"$f":"'Solar - CSP'!AC494","v":0},{"$f":"'Solar - CSP'!AD494","v":0},{"$f":"'Solar - CSP'!AE494","v":0},{"$f":"'Solar - CSP'!AF494","v":0},{"$f":"'Solar - CSP'!AG494","v":0},{"$f":"'Solar - CSP'!AH494","v":0},{"$f":"'Solar - CSP'!AI494","v":0},{"$f":"'Solar - CSP'!AJ494","v":0},{"$f":"'Solar - CSP'!AK494","v":0},{"$f":"'Solar - CSP'!AL494","v":0},{"$f":"'Solar - CSP'!AM494","v":0},{"$f":"'Solar - CSP'!AN494","v":0},{"$f":"'Solar - CSP'!AO494","v":0},{"$f":"'Solar - CSP'!AP494","v":0},{"$f":"'Solar - CSP'!AQ494","v":0},{"$f":"'Solar - CSP'!AR494","v":0},{"$f":"'Solar - CSP'!AS494","v":0},{"$f":"'Solar - CSP'!AT494","v":0},{"$f":"'Solar - CSP'!AU494","v":0},{"$f":"'Solar - CSP'!AV494","v":0}]
[null,null,null,null,{"$f":"'Solar - CSP'!K495","v":"No TES - Class 1 - mid"},null,null,null,null,null,null,null,null,null,null,null,null,null,null,null,null,{"$f":"'Solar - CSP'!L125","v":0},{"$f":"'Solar - CSP'!L495","v":0},{"$f":"'Solar - CSP'!M495","v":0},{"$f":"'Solar - CSP'!N495","v":0},{"$f":"'Solar - CSP'!O495","v":0},{"$f":"'Solar - CSP'!P495","v":0},{"$f":"'Solar - CSP'!Q495","v":0},{"$f":"'Solar - CSP'!R495","v":0},{"$f":"'Solar - CSP'!S495","v":0},{"$f":"'Solar - CSP'!T495","v":0},{"$f":"'Solar - CSP'!U495","v":0},{"$f":"'Solar - CSP'!V495","v":0},{"$f":"'Solar - CSP'!W495","v":0},{"$f":"'Solar - CSP'!X495","v":0},{"$f":"'Solar - CSP'!Y495","v":0},{"$f":"'Solar - CSP'!Z495","v":0},{"$f":"'Solar - CSP'!AA495","v":0},{"$f":"'Solar - CSP'!AB495","v":0},{"$f":"'Solar - CSP'!AC495","v":0},{"$f":"'Solar - CSP'!AD495","v":0},{"$f":"'Solar - CSP'!AE495","v":0},{"$f":"'Solar - CSP'!AF495","v":0},{"$f":"'Solar - CSP'!AG495","v":0},{"$f":"'Solar - CSP'!AH495","v":0},{"$f":"'Solar - CSP'!AI495","v":0},{"$f":"'Solar - CSP'!AJ495","v":0},{"$f":"'Solar - CSP'!AK495","v":0},{"$f":"'Solar - CSP'!AL495","v":0},{"$f":"'Solar - CSP'!AM495","v":0},{"$f":"'Solar - CSP'!AN495","v":0},{"$f":"'Solar - CSP'!AO495","v":0},{"$f":"'Solar - CSP'!AP495","v":0},{"$f":"'Solar - CSP'!AQ495","v":0},{"$f":"'Solar - CSP'!AR495","v":0},{"$f":"'Solar - CSP'!AS495","v":0},{"$f":"'Solar - CSP'!AT495","v":0},{"$f":"'Solar - CSP'!AU495","v":0},{"$f":"'Solar - CSP'!AV495","v":0}]
[null,null,null,null,{"$f":"'Solar - CSP'!K496","v":"No TES - Class 1 - high"},null,null,null,null,null,null,null,null,null,null,null,null,null,null,null,null,null,{"$f":"'Solar - CSP'!L496","v":0},{"$f":"'Solar - CSP'!M496","v":0},{"$f":"'Solar - CSP'!N496","v":0},{"$f":"'Solar - CSP'!O496","v":0},{"$f":"'Solar - CSP'!P496","v":0},{"$f":"'Solar - CSP'!Q496","v":0},{"$f":"'Solar - CSP'!R496","v":0},{"$f":"'Solar - CSP'!S496","v":0},{"$f":"'Solar - CSP'!T496","v":0},{"$f":"'Solar - CSP'!U496","v":0},{"$f":"'Solar - CSP'!V496","v":0},{"$f":"'Solar - CSP'!W496","v":0},{"$f":"'Solar - CSP'!X496","v":0},{"$f":"'Solar - CSP'!Y496","v":0},{"$f":"'Solar - CSP'!Z496","v":0},{"$f":"'Solar - CSP'!AA496","v":0},{"$f":"'Solar - CSP'!AB496","v":0},{"$f":"'Solar - CSP'!AC496","v":0},{"$f":"'Solar - CSP'!AD496","v":0},{"$f":"'Solar - CSP'!AE496","v":0},{"$f":"'Solar - CSP'!AF496","v":0},{"$f":"'Solar - CSP'!AG496","v":0},{"$f":"'Solar - CSP'!AH496","v":0},{"$f":"'Solar - CSP'!AI496","v":0},{"$f":"'Solar - CSP'!AJ496","v":0},{"$f":"'Solar - CSP'!AK496","v":0},{"$f":"'Solar - CSP'!AL496","v":0},{"$f":"'Solar - CSP'!AM496","v":0},{"$f":"'Solar - CSP'!AN496","v":0},{"$f":"'Solar - CSP'!AO496","v":0},{"$f":"'Solar - CSP'!AP496","v":0},{"$f":"'Solar - CSP'!AQ496","v":0},{"$f":"'Solar - CSP'!AR496","v":0},{"$f":"'Solar - CSP'!AS496","v":0},{"$f":"'Solar - CSP'!AT496","v":0},{"$f":"'Solar - CSP'!AU496","v":0},{"$f":"'Solar - CSP'!AV496","v":0}]
[null,null,null,null,{"$f":"'Solar - CSP'!K497","v":"No TES - Class 3 - low"},null,null,null,null,null,null,null,null,null,null,null,null,null,null,null,null,null,{"$f":"'Solar - CSP'!L497","v":0},{"$f":"'Solar - CSP'!M497","v":0},{"$f":"'Solar - CSP'!N497","v":0},{"$f":"'Solar - CSP'!O497","v":0},{"$f":"'Solar - CSP'!P497","v":0},{"$f":"'Solar - CSP'!Q497","v":0},{"$f":"'Solar - CSP'!R497","v":0},{"$f":"'Solar - CSP'!S497","v":0},{"$f":"'Solar - CSP'!T497","v":0},{"$f":"'Solar - CSP'!U497","v":0},{"$f":"'Solar - CSP'!V497","v":0},{"$f":"'Solar - CSP'!W497","v":0},{"$f":"'Solar - CSP'!X497","v":0},{"$f":"'Solar - CSP'!Y497","v":0},{"$f":"'Solar - CSP'!Z497","v":0},{"$f":"'Solar - CSP'!AA497","v":0},{"$f":"'Solar - CSP'!AB497","v":0},{"$f":"'Solar - CSP'!AC497","v":0},{"$f":"'Solar - CSP'!AD497","v":0},{"$f":"'Solar - CSP'!AE497","v":0},{"$f":"'Solar - CSP'!AF497","v":0},{"$f":"'Solar - CSP'!AG497","v":0},{"$f":"'Solar - CSP'!AH497","v":0},{"$f":"'Solar - CSP'!AI497","v":0},{"$f":"'Solar - CSP'!AJ497","v":0},{"$f":"'Solar - CSP'!AK497","v":0},{"$f":"'Solar - CSP'!AL497","v":0},{"$f":"'Solar - CSP'!AM497","v":0},{"$f":"'Solar - CSP'!AN497","v":0},{"$f":"'Solar - CSP'!AO497","v":0},{"$f":"'Solar - CSP'!AP497","v":0},{"$f":"'Solar - CSP'!AQ497","v":0},{"$f":"'Solar - CSP'!AR497","v":0},{"$f":"'Solar - CSP'!AS497","v":0},{"$f":"'Solar - CSP'!AT497","v":0},{"$f":"'Solar - CSP'!AU497","v":0},{"$f":"'Solar - CSP'!AV497","v":0}]
[null,null,null,null,{"$f":"'Solar - CSP'!K498","v":"No TES - Class 3 - mid"},null,null,null,null,null,null,null,null,null,null,null,null,null,null,null,null,{"$f":"'Solar - CSP'!L126","v":0},{"$f":"'Solar - CSP'!L498","v":0},{"$f":"'Solar - CSP'!M498","v":0},{"$f":"'Solar - CSP'!N498","v":0},{"$f":"'Solar - CSP'!O498","v":0},{"$f":"'Solar - CSP'!P498","v":0},{"$f":"'Solar - CSP'!Q498","v":0},{"$f":"'Solar - CSP'!R498","v":0},{"$f":"'Solar - CSP'!S498","v":0},{"$f":"'Solar - CSP'!T498","v":0},{"$f":"'Solar - CSP'!U498","v":0},{"$f":"'Solar - CSP'!V498","v":0},{"$f":"'Solar - CSP'!W498","v":0},{"$f":"'Solar - CSP'!X498","v":0},{"$f":"'Solar - CSP'!Y498","v":0},{"$f":"'Solar - CSP'!Z498","v":0},{"$f":"'Solar - CSP'!AA498","v":0},{"$f":"'Solar - CSP'!AB498","v":0},{"$f":"'Solar - CSP'!AC498","v":0},{"$f":"'Solar - CSP'!AD498","v":0},{"$f":"'Solar - CSP'!AE498","v":0},{"$f":"'Solar - CSP'!AF498","v":0},{"$f":"'Solar - CSP'!AG498","v":0},{"$f":"'Solar - CSP'!AH498","v":0},{"$f":"'Solar - CSP'!AI498","v":0},{"$f":"'Solar - CSP'!AJ498","v":0},{"$f":"'Solar - CSP'!AK498","v":0},{"$f":"'Solar - CSP'!AL498","v":0},{"$f":"'Solar - CSP'!AM498","v":0},{"$f":"'Solar - CSP'!AN498","v":0},{"$f":"'Solar - CSP'!AO498","v":0},{"$f":"'Solar - CSP'!AP498","v":0},{"$f":"'Solar - CSP'!AQ498","v":0},{"$f":"'Solar - CSP'!AR498","v":0},{"$f":"'Solar - CSP'!AS498","v":0},{"$f":"'Solar - CSP'!AT498","v":0},{"$f":"'Solar - CSP'!AU498","v":0},{"$f":"'Solar - CSP'!AV498","v":0}]
[null,null,null,null,{"$f":"'Solar - CSP'!K499","v":"No TES - Class 3 - high"},null,null,null,null,null,null,null,null,null,null,null,null,null,null,null,null,null,{"$f":"'Solar - CSP'!L499","v":0},{"$f":"'Solar - CSP'!M499","v":0},{"$f":"'Solar - CSP'!N499","v":0},{"$f":"'Solar - CSP'!O499","v":0},{"$f":"'Solar - CSP'!P499","v":0},{"$f":"'Solar - CSP'!Q499","v":0},{"$f":"'Solar - CSP'!R499","v":0},{"$f":"'Solar - CSP'!S499","v":0},{"$f":"'Solar - CSP'!T499","v":0},{"$f":"'Solar - CSP'!U499","v":0},{"$f":"'Solar - CSP'!V499","v":0},{"$f":"'Solar - CSP'!W499","v":0},{"$f":"'Solar - CSP'!X499","v":0},{"$f":"'Solar - CSP'!Y499","v":0},{"$f":"'Solar - CSP'!Z499","v":0},{"$f":"'Solar - CSP'!AA499","v":0},{"$f":"'Solar - CSP'!AB499","v":0},{"$f":"'Solar - CSP'!AC499","v":0},{"$f":"'Solar - CSP'!AD499","v":0},{"$f":"'Solar - CSP'!AE499","v":0},{"$f":"'Solar - CSP'!AF499","v":0},{"$f":"'Solar - CSP'!AG499","v":0},{"$f":"'Solar - CSP'!AH499","v":0},{"$f":"'Solar - CSP'!AI499","v":0},{"$f":"'Solar - CSP'!AJ499","v":0},{"$f":"'Solar - CSP'!AK499","v":0},{"$f":"'Solar - CSP'!AL499","v":0},{"$f":"'Solar - CSP'!AM499","v":0},{"$f":"'Solar - CSP'!AN499","v":0},{"$f":"'Solar - CSP'!AO499","v":0},{"$f":"'Solar - CSP'!AP499","v":0},{"$f":"'Solar - CSP'!AQ499","v":0},{"$f":"'Solar - CSP'!AR499","v":0},{"$f":"'Solar - CSP'!AS499","v":0},{"$f":"'Solar - CSP'!AT499","v":0},{"$f":"'Solar - CSP'!AU499","v":0},{"$f":"'Solar - CSP'!AV499","v":0}]
[null,null,null,null,{"$f":"'Solar - CSP'!K500","v":"No TES - Class 5 - low"},null,null,null,null,null,null,null,null,null,null,null,null,null,null,null,null,null,{"$f":"'Solar - CSP'!L500","v":0},{"$f":"'Solar - CSP'!M500","v":0},{"$f":"'Solar - CSP'!N500","v":0},{"$f":"'Solar - CSP'!O500","v":0},{"$f":"'Solar - CSP'!P500","v":0},{"$f":"'Solar - CSP'!Q500","v":0},{"$f":"'Solar - CSP'!R500","v":0},{"$f":"'Solar - CSP'!S500","v":0},{"$f":"'Solar - CSP'!T500","v":0},{"$f":"'Solar - CSP'!U500","v":0},{"$f":"'Solar - CSP'!V500","v":0},{"$f":"'Solar - CSP'!W500","v":0},{"$f":"'Solar - CSP'!X500","v":0},{"$f":"'Solar - CSP'!Y500","v":0},{"$f":"'Solar - CSP'!Z500","v":0},{"$f":"'Solar - CSP'!AA500","v":0},{"$f":"'Solar - CSP'!AB500","v":0},{"$f":"'Solar - CSP'!AC500","v":0},{"$f":"'Solar - CSP'!AD500","v":0},{"$f":"'Solar - CSP'!AE500","v":0},{"$f":"'Solar - CSP'!AF500","v":0},{"$f":"'Solar - CSP'!AG500","v":0},{"$f":"'Solar - CSP'!AH500","v":0},{"$f":"'Solar - CSP'!AI500","v":0},{"$f":"'Solar - CSP'!AJ500","v":0},{"$f":"'Solar - CSP'!AK500","v":0},{"$f":"'Solar - CSP'!AL500","v":0},{"$f":"'Solar - CSP'!AM500","v":0},{"$f":"'Solar - CSP'!AN500","v":0},{"$f":"'Solar - CSP'!AO500","v":0},{"$f":"'Solar - CSP'!AP500","v":0},{"$f":"'Solar - CSP'!AQ500","v":0},{"$f":"'Solar - CSP'!AR500","v":0},{"$f":"'Solar - CSP'!AS500","v":0},{"$f":"'Solar - CSP'!AT500","v":0},{"$f":"'Solar - CSP'!AU500","v":0},{"$f":"'Solar - CSP'!AV500","v":0}]
[null,null,null,null,{"$f":"'Solar - CSP'!K501","v":"No TES - Class 5 - mid"},null,null,null,null,null,null,null,null,null,null,null,null,null,null,null,null,{"$f":"'Solar - CSP'!L127","v":0},{"$f":"'Solar - CSP'!L501","v":0},{"$f":"'Solar - CSP'!M501","v":0},{"$f":"'Solar - CSP'!N501","v":0},{"$f":"'Solar - CSP'!O501","v":0},{"$f":"'Solar - CSP'!P501","v":0},{"$f":"'Solar - CSP'!Q501","v":0},{"$f":"'Solar - CSP'!R501","v":0},{"$f":"'Solar - CSP'!S501","v":0},{"$f":"'Solar - CSP'!T501","v":0},{"$f":"'Solar - CSP'!U501","v":0},{"$f":"'Solar - CSP'!V501","v":0},{"$f":"'Solar - CSP'!W501","v":0},{"$f":"'Solar - CSP'!X501","v":0},{"$f":"'Solar - CSP'!Y501","v":0},{"$f":"'Solar - CSP'!Z501","v":0},{"$f":"'Solar - CSP'!AA501","v":0},{"$f":"'Solar - CSP'!AB501","v":0},{"$f":"'Solar - CSP'!AC501","v":0},{"$f":"'Solar - CSP'!AD501","v":0},{"$f":"'Solar - CSP'!AE501","v":0},{"$f":"'Solar - CSP'!AF501","v":0},{"$f":"'Solar - CSP'!AG501","v":0},{"$f":"'Solar - CSP'!AH501","v":0},{"$f":"'Solar - CSP'!AI501","v":0},{"$f":"'Solar - CSP'!AJ501","v":0},{"$f":"'Solar - CSP'!AK501","v":0},{"$f":"'Solar - CSP'!AL501","v":0},{"$f":"'Solar - CSP'!AM501","v":0},{"$f":"'Solar - CSP'!AN501","v":0},{"$f":"'Solar - CSP'!AO501","v":0},{"$f":"'Solar - CSP'!AP501","v":0},{"$f":"'Solar - CSP'!AQ501","v":0},{"$f":"'Solar - CSP'!AR501","v":0},{"$f":"'Solar - CSP'!AS501","v":0},{"$f":"'Solar - CSP'!AT501","v":0},{"$f":"'Solar - CSP'!AU501","v":0},{"$f":"'Solar - CSP'!AV501","v":0}]
[null,null,null,null,{"$f":"'Solar - CSP'!K502","v":"No TES - Class 5 - high"},null,null,null,null,null,null,null,null,null,null,null,null,null,null,null,null,null,{"$f":"'Solar - CSP'!L502","v":0},{"$f":"'Solar - CSP'!M502","v":0},{"$f":"'Solar - CSP'!N502","v":0},{"$f":"'Solar - CSP'!O502","v":0},{"$f":"'Solar - CSP'!P502","v":0},{"$f":"'Solar - CSP'!Q502","v":0},{"$f":"'Solar - CSP'!R502","v":0},{"$f":"'Solar - CSP'!S502","v":0},{"$f":"'Solar - CSP'!T502","v":0},{"$f":"'Solar - CSP'!U502","v":0},{"$f":"'Solar - CSP'!V502","v":0},{"$f":"'Solar - CSP'!W502","v":0},{"$f":"'Solar - CSP'!X502","v":0},{"$f":"'Solar - CSP'!Y502","v":0},{"$f":"'Solar - CSP'!Z502","v":0},{"$f":"'Solar - CSP'!AA502","v":0},{"$f":"'Solar - CSP'!AB502","v":0},{"$f":"'Solar - CSP'!AC502","v":0},{"$f":"'Solar - CSP'!AD502","v":0},{"$f":"'Solar - CSP'!AE502","v":0},{"$f":"'Solar - CSP'!AF502","v":0},{"$f":"'Solar - CSP'!AG502","v":0},{"$f":"'Solar - CSP'!AH502","v":0},{"$f":"'Solar - CSP'!AI502","v":0},{"$f":"'Solar - CSP'!AJ502","v":0},{"$f":"'Solar - CSP'!AK502","v":0},{"$f":"'Solar - CSP'!AL502","v":0},{"$f":"'Solar - CSP'!AM502","v":0},{"$f":"'Solar - CSP'!AN502","v":0},{"$f":"'Solar - CSP'!AO502","v":0},{"$f":"'Solar - CSP'!AP502","v":0},{"$f":"'Solar - CSP'!AQ502","v":0},{"$f":"'Solar - CSP'!AR502","v":0},{"$f":"'Solar - CSP'!AS502","v":0},{"$f":"'Solar - CSP'!AT502","v":0},{"$f":"'Solar - CSP'!AU502","v":0},{"$f":"'Solar - CSP'!AV502","v":0}]
[null,null,null,null,{"$f":"'Solar - CSP'!K503","v":"6 hrs TES - Class 1 - low"},null,null,null,null,null,null,null,null,null,null,null,null,null,null,null,null,null,{"$f":"'Solar - CSP'!L503","v":322.2668937213956},{"$f":"'Solar - CSP'!M503","v":321.04380174487898},{"$f":"'Solar - CSP'!N503","v":231.70074089027429},{"$f":"'Solar - CSP'!O503","v":212.50593251191955},{"$f":"'Solar - CSP'!P503","v":193.76166052998826},{"$f":"'Solar - CSP'!Q503","v":174.5668521516335},{"$f":"'Solar - CSP'!R503","v":155.86541924062007},{"$f":"'Solar - CSP'!S503","v":155.86541924062007},{"$f":"'Solar - CSP'!T503","v":155.86541924062007},{"$f":"'Solar - CSP'!U503","v":155.86541924062007},{"$f":"'Solar - CSP'!V503","v":155.86541924062007},{"$f":"'Solar - CSP'!W503","v":155.86541924062007},{"$f":"'Solar - CSP'!X503","v":155.86541924062007},{"$f":"'Solar - CSP'!Y503","v":155.86541924062007},{"$f":"'Solar - CSP'!Z503","v":155.86541924062007},{"$f":"'Solar - CSP'!AA503","v":155.86541924062007},{"$f":"'Solar - CSP'!AB503","v":155.86541924062007},{"$f":"'Solar - CSP'!AC503","v":155.86541924062007},{"$f":"'Solar - CSP'!AD503","v":155.86541924062007},{"$f":"'Solar - CSP'!AE503","v":155.86541924062007},{"$f":"'Solar - CSP'!AF503","v":155.86541924062007},{"$f":"'Solar - CSP'!AG503","v":155.86541924062007},{"$f":"'Solar - CSP'!AH503","v":155.86541924062007},{"$f":"'Solar - CSP'!AI503","v":155.86541924062007},{"$f":"'Solar - CSP'!AJ503","v":155.86541924062007},{"$f":"'Solar - CSP'!AK503","v":155.86541924062007},{"$f":"'Solar - CSP'!AL503","v":155.86541924062007},{"$f":"'Solar - CSP'!AM503","v":155.86541924062007},{"$f":"'Solar - CSP'!AN503","v":155.86541924062007},{"$f":"'Solar - CSP'!AO503","v":155.86541924062007},{"$f":"'Solar - CSP'!AP503","v":155.86541924062007},{"$f":"'Solar - CSP'!AQ503","v":155.86541924062007},{"$f":"'Solar - CSP'!AR503","v":155.86541924062007},{"$f":"'Solar - CSP'!AS503","v":155.86541924062007},{"$f":"'Solar - CSP'!AT503","v":155.86541924062007},{"$f":"'Solar - CSP'!AU503","v":155.86541924062007},{"$f":"'Solar - CSP'!AV503","v":155.86541924062007}]
[null,null,null,null,{"$f":"'Solar - CSP'!K504","v":"6 hrs TES - Class 1 - mid"},null,null,null,null,null,null,null,null,null,null,null,null,null,null,null,null,{"$f":"'Solar - CSP'!L128","v":323.89768302341781},{"$f":"'Solar - CSP'!L504","v":322.2668937213956},{"$f":"'Solar - CSP'!M504","v":321.04380174487898},{"$f":"'Solar - CSP'!N504","v":296.90180682729425},{"$f":"'Solar - CSP'!O504","v":272.00940201686092},{"$f":"'Solar - CSP'!P504","v":247.61037267376881},{"$f":"'Solar - CSP'!Q504","v":222.71796786333542},{"$f":"'Solar - CSP'!R504","v":198.31893852024342},{"$f":"'Solar - CSP'!S504","v":194.07358659228109},{"$f":"'Solar - CSP'!T504","v":189.82823466431876},{"$f":"'Solar - CSP'!U504","v":185.5828827363564},{"$f":"'Solar - CSP'!V504","v":181.33753080839409},{"$f":"'Solar - CSP'!W504","v":177.09217888043173},{"$f":"'Solar - CSP'!X504","v":172.84682695246943},{"$f":"'Solar - CSP'!Y504","v":168.6014750245071},{"$f":"'Solar - CSP'!Z504","v":164.35612309654476},{"$f":"'Solar - CSP'!AA504","v":160.11077116858246},{"$f":"'Solar - CSP'!AB504","v":155.86541924062007},{"$f":"'Solar - CSP'!AC504","v":155.86541924062007},{"$f":"'Solar - CSP'!AD504","v":155.86541924062007},{"$f":"'Solar - CSP'!AE504","v":155.86541924062007},{"$f":"'Solar - CSP'!AF504","v":155.86541924062007},{"$f":"'Solar - CSP'!AG504","v":155.86541924062007},{"$f":"'Solar - CSP'!AH504","v":155.86541924062007},{"$f":"'Solar - CSP'!AI504","v":155.86541924062007},{"$f":"'Solar - CSP'!AJ504","v":155.86541924062007},{"$f":"'Solar - CSP'!AK504","v":155.86541924062007},{"$f":"'Solar - CSP'!AL504","v":155.86541924062007},{"$f":"'Solar - CSP'!AM504","v":155.86541924062007},{"$f":"'Solar - CSP'!AN504","v":155.86541924062007},{"$f":"'Solar - CSP'!AO504","v":155.86541924062007},{"$f":"'Solar - CSP'!AP504","v":155.86541924062007},{"$f":"'Solar - CSP'!AQ504","v":155.86541924062007},{"$f":"'Solar - CSP'!AR504","v":155.86541924062007},{"$f":"'Solar - CSP'!AS504","v":155.86541924062007},{"$f":"'Solar - CSP'!AT504","v":155.86541924062007},{"$f":"'Solar - CSP'!AU504","v":155.86541924062007},{"$f":"'Solar - CSP'!AV504","v":155.86541924062007}]
[null,null,null,null,{"$f":"'Solar - CSP'!K505","v":"6 hrs TES - Class 1 - high"},null,null,null,null,null,null,null,null,null,null,null,null,null,null,null,null,null,{"$f":"'Solar - CSP'!L505","v":322.2668937213956},{"$f":"'Solar - CSP'!M505","v":321.04380174487898},{"$f":"'Solar - CSP'!N505","v":366.77233149436347},{"$f":"'Solar - CSP'!O505","v":335.58258325900113},{"$f":"'Solar - CSP'!P505","v":305.14324491648745},{"$f":"'Solar - CSP'!Q505","v":274.2105311066324},{"$f":"'Solar - CSP'!R505","v":243.77119276411867},{"$f":"'Solar - CSP'!S505","v":243.77119276411867},{"$f":"'Solar - CSP'!T505","v":243.77119276411867},{"$f":"'Solar - CSP'!U505","v":243.77119276411867},{"$f":"'Solar - CSP'!V505","v":243.77119276411867},{"$f":"'Solar - CSP'!W505","v":243.77119276411867},{"$f":"'Solar - CSP'!X505","v":243.77119276411867},{"$f":"'Solar - CSP'!Y505","v":243.77119276411867},{"$f":"'Solar - CSP'!Z505","v":243.77119276411867},{"$f":"'Solar - CSP'!AA505","v":243.77119276411867},{"$f":"'Solar - CSP'!AB505","v":243.77119276411867},{"$f":"'Solar - CSP'!AC505","v":243.77119276411867},{"$f":"'Solar - CSP'!AD505","v":243.77119276411867},{"$f":"'Solar - CSP'!AE505","v":243.77119276411867},{"$f":"'Solar - CSP'!AF505","v":243.77119276411867},{"$f":"'Solar - CSP'!AG505","v":243.77119276411867},{"$f":"'Solar - CSP'!AH505","v":243.77119276411867},{"$f":"'Solar - CSP'!AI505","v":243.77119276411867},{"$f":"'Solar - CSP'!AJ505","v":243.77119276411867},{"$f":"'Solar - CSP'!AK505","v":243.77119276411867},{"$f":"'Solar - CSP'!AL505","v":243.77119276411867},{"$f":"'Solar - CSP'!AM505","v":243.77119276411867},{"$f":"'Solar - CSP'!AN505","v":243.77119276411867},{"$f":"'Solar - CSP'!AO505","v":243.77119276411867},{"$f":"'Solar - CSP'!AP505","v":243.77119276411867},{"$f":"'Solar - CSP'!AQ505","v":243.77119276411867},{"$f":"'Solar - CSP'!AR505","v":243.77119276411867},{"$f":"'Solar - CSP'!AS505","v":243.77119276411867},{"$f":"'Solar - CSP'!AT505","v":243.77119276411867},{"$f":"'Solar - CSP'!AU505","v":243.77119276411867},{"$f":"'Solar - CSP'!AV505","v":243.77119276411867}]
[null,null,null,null,{"$f":"'Solar - CSP'!K506","v":"6 hrs TES - Class 3 - low"},null,null,null,null,null,null,null,null,null,null,null,null,null,null,null,null,null,{"$f":"'Solar - CSP'!L506","v":244.60737903240752},{"$f":"'Solar - CSP'!M506","v":243.68179591504361},{"$f":"'Solar - CSP'!N506","v":176.07083094399138},{"$f":"'Solar - CSP'!O506","v":161.54503000902022},{"$f":"'Solar - CSP'!P506","v":147.36017553620735},{"$f":"'Solar - CSP'!Q506","v":132.83437460123616},{"$f":"'Solar - CSP'!R506","v":118.68193888479358},{"$f":"'Solar - CSP'!S506","v":118.68193888479358},{"$f":"'Solar - CSP'!T506","v":118.68193888479358},{"$f":"'Solar - CSP'!U506","v":118.68193888479358},{"$f":"'Solar - CSP'!V506","v":118.68193888479358},{"$f":"'Solar - CSP'!W506","v":118.68193888479358},{"$f":"'Solar - CSP'!X506","v":118.68193888479358},{"$f":"'Solar - CSP'!Y506","v":118.68193888479358},{"$f":"'Solar - CSP'!Z506","v":118.68193888479358},{"$f":"'Solar - CSP'!AA506","v":118.68193888479358},{"$f":"'Solar - CSP'!AB506","v":118.68193888479358},{"$f":"'Solar - CSP'!AC506","v":118.68193888479358},{"$f":"'Solar - CSP'!AD506","v":118.68193888479358},{"$f":"'Solar - CSP'!AE506","v":118.68193888479358},{"$f":"'Solar - CSP'!AF506","v":118.68193888479358},{"$f":"'Solar - CSP'!AG506","v":118.68193888479358},{"$f":"'Solar - CSP'!AH506","v":118.68193888479358},{"$f":"'Solar - CSP'!AI506","v":118.68193888479358},{"$f":"'Solar - CSP'!AJ506","v":118.68193888479358},{"$f":"'Solar - CSP'!AK506","v":118.68193888479358},{"$f":"'Solar - CSP'!AL506","v":118.68193888479358},{"$f":"'Solar - CSP'!AM506","v":118.68193888479358},{"$f":"'Solar - CSP'!AN506","v":118.68193888479358},{"$f":"'Solar - CSP'!AO506","v":118.68193888479358},{"$f":"'Solar - CSP'!AP506","v":118.68193888479358},{"$f":"'Solar - CSP'!AQ506","v":118.68193888479358},{"$f":"'Solar - CSP'!AR506","v":118.68193888479358},{"$f":"'Solar - CSP'!AS506","v":118.68193888479358},{"$f":"'Solar - CSP'!AT506","v":118.68193888479358},{"$f":"'Solar - CSP'!AU506","v":118.68193888479358},{"$f":"'Solar - CSP'!AV506","v":118.68193888479358},null,"6 hrs Class 1 to 5 low",null,null,null,null,null,null,null,null,null,null,null,null,null,null,null,null,null,null,null,null,null,null,null,null,null,null,null,null,null,null,null,null,null,null,null,null,null,null,"6 hrs Class 1 to 5 low 2050 min",null,null,null,"12 hrs Class 1 to 5 low 2050 min"]
[null,null,null,null,{"$f":"'Solar - CSP'!K507","v":"6 hrs TES - Class 3 - mid"},null,null,null,null,null,null,null,null,null,null,null,null,null,null,null,null,{"$f":"'Solar - CSP'!L129","v":245.84148985555944},{"$f":"'Solar - CSP'!L507","v":244.60737903240752},{"$f":"'Solar - CSP'!M507","v":243.68179591504361},{"$f":"'Solar - CSP'!N507","v":225.41217813957405},{"$f":"'Solar - CSP'!O507","v":206.57468260735422},{"$f":"'Solar - CSP'!P507","v":188.11055229366292},{"$f":"'Solar - CSP'!Q507","v":169.27305676144303},{"$f":"'Solar - CSP'!R507","v":150.80892644775179},{"$f":"'Solar - CSP'!S507","v":147.59622769145599},{"$f":"'Solar - CSP'!T507","v":144.38352893516017},{"$f":"'Solar - CSP'!U507","v":141.17083017886432},{"$f":"'Solar - CSP'!V507","v":137.9581314225685},{"$f":"'Solar - CSP'!W507","v":134.74543266627268},{"$f":"'Solar - CSP'!X507","v":131.53273390997688},{"$f":"'Solar - CSP'!Y507","v":128.32003515368106},{"$f":"'Solar - CSP'!Z507","v":125.10733639738525},{"$f":"'Solar - CSP'!AA507","v":121.89463764108945},{"$f":"'Solar - CSP'!AB507","v":118.68193888479358},{"$f":"'Solar - CSP'!AC507","v":118.68193888479358},{"$f":"'Solar - CSP'!AD507","v":118.68193888479358},{"$f":"'Solar - CSP'!AE507","v":118.68193888479358},{"$f":"'Solar - CSP'!AF507","v":118.68193888479358},{"$f":"'Solar - CSP'!AG507","v":118.68193888479358},{"$f":"'Solar - CSP'!AH507","v":118.68193888479358},{"$f":"'Solar - CSP'!AI507","v":118.68193888479358},{"$f":"'Solar - CSP'!AJ507","v":118.68193888479358},{"$f":"'Solar - CSP'!AK507","v":118.68193888479358},{"$f":"'Solar - CSP'!AL507","v":118.68193888479358},{"$f":"'Solar - CSP'!AM507","v":118.68193888479358},{"$f":"'Solar - CSP'!AN507","v":118.68193888479358},{"$f":"'Solar - CSP'!AO507","v":118.68193888479358},{"$f":"'Solar - CSP'!AP507","v":118.68193888479358},{"$f":"'Solar - CSP'!AQ507","v":118.68193888479358},{"$f":"'Solar - CSP'!AR507","v":118.68193888479358},{"$f":"'Solar - CSP'!AS507","v":118.68193888479358},{"$f":"'Solar - CSP'!AT507","v":118.68193888479358},{"$f":"'Solar - CSP'!AU507","v":118.68193888479358},{"$f":"'Solar - CSP'!AV507","v":118.68193888479358},null,null,{"$f":"W262-W268","v":84.017603610893559},{"$f":"X262-X268","v":83.695737301283913},60.184405497440594,55.13314013471566,50.200436981575848,45.149171618850914,{"$f":"AC262-AC268","v":40.227741905426328},40.227741905426328,40.227741905426328,40.227741905426328,40.227741905426328,40.227741905426328,40.227741905426328,40.227741905426328,40.227741905426328,40.227741905426328,40.227741905426328,40.227741905426328,40.227741905426328,40.227741905426328,40.227741905426328,40.227741905426328,40.227741905426328,40.227741905426328,40.227741905426328,40.227741905426328,40.227741905426328,40.227741905426328,40.227741905426328,40.227741905426328,40.227741905426328,40.227741905426328,40.227741905426328,40.227741905426328,40.227741905426328,40.227741905426328,40.227741905426328,null,{"$f":"MIN(BG262,BG265,BG268)","v":115.63767733519374},null,null,null,{"$f":"MIN(BG271,BG274,BG277)","v":84.156689044820794}]
[null,null,null,null,{"$f":"'Solar - CSP'!K508","v":"6 hrs TES - Class 3 - high"},null,null,null,null,null,null,null,null,null,null,null,null,null,null,null,null,null,{"$f":"'Solar - CSP'!L508","v":244.60737903240752},{"$f":"'Solar - CSP'!M508","v":243.68179591504361},{"$f":"'Solar - CSP'!N508","v":278.28716977951836},{"$f":"'Solar - CSP'!O508","v":254.68411706086576},{"$f":"'Solar - CSP'!P508","v":231.64894209896352},{"$f":"'Solar - CSP'!Q508","v":208.24040191853265},{"$f":"'Solar - CSP'!R508","v":185.20522695663036},{"$f":"'Solar - CSP'!S508","v":185.20522695663036},{"$f":"'Solar - CSP'!T508","v":185.20522695663036},{"$f":"'Solar - CSP'!U508","v":185.20522695663036},{"$f":"'Solar - CSP'!V508","v":185.20522695663036},{"$f":"'Solar - CSP'!W508","v":185.20522695663036},{"$f":"'Solar - CSP'!X508","v":185.20522695663036},{"$f":"'Solar - CSP'!Y508","v":185.20522695663036},{"$f":"'Solar - CSP'!Z508","v":185.20522695663036},{"$f":"'Solar - CSP'!AA508","v":185.20522695663036},{"$f":"'Solar - CSP'!AB508","v":185.20522695663036},{"$f":"'Solar - CSP'!AC508","v":185.20522695663036},{"$f":"'Solar - CSP'!AD508","v":185.20522695663036},{"$f":"'Solar - CSP'!AE508","v":185.20522695663036},{"$f":"'Solar - CSP'!AF508","v":185.20522695663036},{"$f":"'Solar - CSP'!AG508","v":185.20522695663036},{"$f":"'Solar - CSP'!AH508","v":185.20522695663036},{"$f":"'Solar - CSP'!AI508","v":185.20522695663036},{"$f":"'Solar - CSP'!AJ508","v":185.20522695663036},{"$f":"'Solar - CSP'!AK508","v":185.20522695663036},{"$f":"'Solar - CSP'!AL508","v":185.20522695663036},{"$f":"'Solar - CSP'!AM508","v":185.20522695663036},{"$f":"'Solar - CSP'!AN508","v":185.20522695663036},{"$f":"'Solar - CSP'!AO508","v":185.20522695663036},{"$f":"'Solar - CSP'!AP508","v":185.20522695663036},{"$f":"'Solar - CSP'!AQ508","v":185.20522695663036},{"$f":"'Solar - CSP'!AR508","v":185.20522695663036},{"$f":"'Solar - CSP'!AS508","v":185.20522695663036},{"$f":"'Solar - CSP'!AT508","v":185.20522695663036},{"$f":"'Solar - CSP'!AU508","v":185.20522695663036},{"$f":"'Solar - CSP'!AV508","v":185.20522695663036},null,"6 hrs Class 1 to 5 mid",null,null,null,null,null,null,null,null,null,null,null,null,null,null,null,null,null,null,null,null,null,null,null,null,null,null,null,null,null,null,null,null,null,null,null,null,null,null,"6 hrs Class 1 to 5 low 2050 max",null,null,null,"12 hrs Class 1 to 5 low 2050 max"]
[null,null,null,null,{"$f":"'Solar - CSP'!K509","v":"6 hrs TES - Class 5 - low"},null,null,null,null,null,null,null,null,null,null,null,null,null,null,null,null,null,{"$f":"'Solar - CSP'!L509","v":238.24929011050205},{"$f":"'Solar - CSP'!M509","v":237.34806444359506},{"$f":"'Solar - CSP'!N509","v":171.5163353928337},{"$f":"'Solar - CSP'!O509","v":157.37279237720389},{"$f":"'Solar - CSP'!P509","v":143.56122354841241},{"$f":"'Solar - CSP'!Q509","v":129.41768053278258},{"$f":"'Solar - CSP'!R509","v":115.63767733519374},{"$f":"'Solar - CSP'!S509","v":115.63767733519374},{"$f":"'Solar - CSP'!T509","v":115.63767733519374},{"$f":"'Solar - CSP'!U509","v":115.63767733519374},{"$f":"'Solar - CSP'!V509","v":115.63767733519374},{"$f":"'Solar - CSP'!W509","v":115.63767733519374},{"$f":"'Solar - CSP'!X509","v":115.63767733519374},{"$f":"'Solar - CSP'!Y509","v":115.63767733519374},{"$f":"'Solar - CSP'!Z509","v":115.63767733519374},{"$f":"'Solar - CSP'!AA509","v":115.63767733519374},{"$f":"'Solar - CSP'!AB509","v":115.63767733519374},{"$f":"'Solar - CSP'!AC509","v":115.63767733519374},{"$f":"'Solar - CSP'!AD509","v":115.63767733519374},{"$f":"'Solar - CSP'!AE509","v":115.63767733519374},{"$f":"'Solar - CSP'!AF509","v":115.63767733519374},{"$f":"'Solar - CSP'!AG509","v":115.63767733519374},{"$f":"'Solar - CSP'!AH509","v":115.63767733519374},{"$f":"'Solar - CSP'!AI509","v":115.63767733519374},{"$f":"'Solar - CSP'!AJ509","v":115.63767733519374},{"$f":"'Solar - CSP'!AK509","v":115.63767733519374},{"$f":"'Solar - CSP'!AL509","v":115.63767733519374},{"$f":"'Solar - CSP'!AM509","v":115.63767733519374},{"$f":"'Solar - CSP'!AN509","v":115.63767733519374},{"$f":"'Solar - CSP'!AO509","v":115.63767733519374},{"$f":"'Solar - CSP'!AP509","v":115.63767733519374},{"$f":"'Solar - CSP'!AQ509","v":115.63767733519374},{"$f":"'Solar - CSP'!AR509","v":115.63767733519374},{"$f":"'Solar - CSP'!AS509","v":115.63767733519374},{"$f":"'Solar - CSP'!AT509","v":115.63767733519374},{"$f":"'Solar - CSP'!AU509","v":115.63767733519374},{"$f":"'Solar - CSP'!AV509","v":115.63767733519374},null,{"$f":"V263-V269","v":84.446758690373116},{"$f":"W263-W269","v":84.017603610893559},83.695737301283913,77.342580744024815,70.791947899173948,64.371150703623357,57.820517858772462,{"$f":"AC263-AC269","v":51.399720663221956},50.282522787442389,49.165324911662822,48.048127035883255,46.930929160103716,45.81373128432412,44.696533408544582,43.579335532765029,42.462137656985448,41.344939781205909,40.227741905426328,40.227741905426328,40.227741905426328,40.227741905426328,40.227741905426328,40.227741905426328,40.227741905426328,40.227741905426328,40.227741905426328,40.227741905426328,40.227741905426328,40.227741905426328,40.227741905426328,40.227741905426328,40.227741905426328,40.227741905426328,40.227741905426328,40.227741905426328,40.227741905426328,40.227741905426328,40.227741905426328,null,{"$f":"MAX(BG262,BG265,BG268)","v":155.86541924062007},null,null,null,{"$f":"MAX(BG271,BG274,BG277)","v":114.81588268397532}]
[null,null,null,null,{"$f":"'Solar - CSP'!K510","v":"6 hrs TES - Class 5 - mid"},null,null,null,null,null,null,null,null,null,null,null,null,null,null,null,null,{"$f":"'Solar - CSP'!L130","v":239.4509243330447},{"$f":"'Solar - CSP'!L510","v":238.24929011050205},{"$f":"'Solar - CSP'!M510","v":237.34806444359506},{"$f":"'Solar - CSP'!N510","v":219.55922608326944},{"$f":"'Solar - CSP'!O510","v":201.21745411768697},{"$f":"'Solar - CSP'!P510","v":183.23922197014545},{"$f":"'Solar - CSP'!Q510","v":164.89745000456296},{"$f":"'Solar - CSP'!R510","v":146.91921785702147},{"$f":"'Solar - CSP'!S510","v":143.7910638048387},{"$f":"'Solar - CSP'!T510","v":140.66290975265593},{"$f":"'Solar - CSP'!U510","v":137.53475570047314},{"$f":"'Solar - CSP'!V510","v":134.40660164829038},{"$f":"'Solar - CSP'!W510","v":131.27844759610761},{"$f":"'Solar - CSP'!X510","v":128.15029354392485},{"$f":"'Solar - CSP'!Y510","v":125.02213949174207},{"$f":"'Solar - CSP'!Z510","v":121.89398543955932},{"$f":"'Solar - CSP'!AA510","v":118.76583138737655},{"$f":"'Solar - CSP'!AB510","v":115.63767733519374},{"$f":"'Solar - CSP'!AC510","v":115.63767733519374},{"$f":"'Solar - CSP'!AD510","v":115.63767733519374},{"$f":"'Solar - CSP'!AE510","v":115.63767733519374},{"$f":"'Solar - CSP'!AF510","v":115.63767733519374},{"$f":"'Solar - CSP'!AG510","v":115.63767733519374},{"$f":"'Solar - CSP'!AH510","v":115.63767733519374},{"$f":"'Solar - CSP'!AI510","v":115.63767733519374},{"$f":"'Solar - CSP'!AJ510","v":115.63767733519374},{"$f":"'Solar - CSP'!AK510","v":115.63767733519374},{"$f":"'Solar - CSP'!AL510","v":115.63767733519374},{"$f":"'Solar - CSP'!AM510","v":115.63767733519374},{"$f":"'Solar - CSP'!AN510","v":115.63767733519374},{"$f":"'Solar - CSP'!AO510","v":115.63767733519374},{"$f":"'Solar - CSP'!AP510","v":115.63767733519374},{"$f":"'Solar - CSP'!AQ510","v":115.63767733519374},{"$f":"'Solar - CSP'!AR510","v":115.63767733519374},{"$f":"'Solar - CSP'!AS510","v":115.63767733519374},{"$f":"'Solar - CSP'!AT510","v":115.63767733519374},{"$f":"'Solar - CSP'!AU510","v":115.63767733519374},{"$f":"'Solar - CSP'!AV510","v":115.63767733519374},null,"6 hrs Class 1 to 5 high",null,null,null,null,null,null,null,null,null,null,null,null,null,null,null,null,null,null,null,null,null,null,null,null,null,null,null,null,null,null,null,null,null,null,null,null,null,null,"6 hrs Class 1 to 5 mid 2050 min",null,null,null,"12 hrs Class 1 to 5 mid 2050 min"]
[null,null,null,null,{"$f":"'Solar - CSP'!K511","v":"6 hrs TES - Class 5 - high"},null,null,null,null,null,null,null,null,null,null,null,null,null,null,null,null,null,{"$f":"'Solar - CSP'!L511","v":238.24929011050205},{"$f":"'Solar - CSP'!M511","v":237.34806444359506},{"$f":"'Solar - CSP'!N511","v":271.04277057479413},{"$f":"'Solar - CSP'!O511","v":248.06085082242191},{"$f":"'Solar - CSP'!P511","v":225.63186467530656},{"$f":"'Solar - CSP'!Q511","v":202.8393387101502},{"$f":"'Solar - CSP'!R511","v":180.41035256303479},{"$f":"'Solar - CSP'!S511","v":180.41035256303479},{"$f":"'Solar - CSP'!T511","v":180.41035256303479},{"$f":"'Solar - CSP'!U511","v":180.41035256303479},{"$f":"'Solar - CSP'!V511","v":180.41035256303479},{"$f":"'Solar - CSP'!W511","v":180.41035256303479},{"$f":"'Solar - CSP'!X511","v":180.41035256303479},{"$f":"'Solar - CSP'!Y511","v":180.41035256303479},{"$f":"'Solar - CSP'!Z511","v":180.41035256303479},{"$f":"'Solar - CSP'!AA511","v":180.41035256303479},{"$f":"'Solar - CSP'!AB511","v":180.41035256303479},{"$f":"'Solar - CSP'!AC511","v":180.41035256303479},{"$f":"'Solar - CSP'!AD511","v":180.41035256303479},{"$f":"'Solar - CSP'!AE511","v":180.41035256303479},{"$f":"'Solar - CSP'!AF511","v":180.41035256303479},{"$f":"'Solar - CSP'!AG511","v":180.41035256303479},{"$f":"'Solar - CSP'!AH511","v":180.41035256303479},{"$f":"'Solar - CSP'!AI511","v":180.41035256303479},{"$f":"'Solar - CSP'!AJ511","v":180.41035256303479},{"$f":"'Solar - CSP'!AK511","v":180.41035256303479},{"$f":"'Solar - CSP'!AL511","v":180.41035256303479},{"$f":"'Solar - CSP'!AM511","v":180.41035256303479},{"$f":"'Solar - CSP'!AN511","v":180.41035256303479},{"$f":"'Solar - CSP'!AO511","v":180.41035256303479},{"$f":"'Solar - CSP'!AP511","v":180.41035256303479},{"$f":"'Solar - CSP'!AQ511","v":180.41035256303479},{"$f":"'Solar - CSP'!AR511","v":180.41035256303479},{"$f":"'Solar - CSP'!AS511","v":180.41035256303479},{"$f":"'Solar - CSP'!AT511","v":180.41035256303479},{"$f":"'Solar - CSP'!AU511","v":180.41035256303479},{"$f":"'Solar - CSP'!AV511","v":180.41035256303479},null,null,{"$f":"W264-W270","v":84.017603610893559},{"$f":"X264-X270","v":83.695737301283913},95.729560919569337,87.521732436579214,79.511380241180888,71.371192396482201,{"$f":"AC264-AC270","v":63.360840201083874},63.360840201083874,63.360840201083874,63.360840201083874,63.360840201083874,63.360840201083874,63.360840201083874,63.360840201083874,63.360840201083874,63.360840201083874,63.360840201083874,63.360840201083874,63.360840201083874,63.360840201083874,63.360840201083874,63.360840201083874,63.360840201083874,63.360840201083874,63.360840201083874,63.360840201083874,63.360840201083874,63.360840201083874,63.360840201083874,63.360840201083874,63.360840201083874,63.360840201083874,63.360840201083874,63.360840201083874,63.360840201083874,63.360840201083874,63.360840201083874,null,{"$f":"MIN(BG263,BG266,BG269)","v":115.63767733519374},null,null,null,{"$f":"MIN(BG272,BG275,BG278)","v":84.156689044820794}]
[null,null,null,null,{"$f":"'Solar - CSP'!K512","v":"12 hrs TES - Class 1 - low"},null,null,null,null,null,null,null,null,null,null,null,null,null,null,null,null,null,{"$f":"'Solar - CSP'!L512","v":248.42189382469024},{"$f":"'Solar - CSP'!M512","v":247.66085881707988},{"$f":"'Solar - CSP'!N512","v":177.00930757597192},{"$f":"'Solar - CSP'!O512","v":161.30745676313325},{"$f":"'Solar - CSP'!P512","v":145.89926741902136},{"$f":"'Solar - CSP'!Q512","v":130.19741660618271},{"$f":"'Solar - CSP'!R512","v":114.81588268397532},{"$f":"'Solar - CSP'!S512","v":114.81588268397532},{"$f":"'Solar - CSP'!T512","v":114.81588268397532},{"$f":"'Solar - CSP'!U512","v":114.81588268397532},{"$f":"'Solar - CSP'!V512","v":114.81588268397532},{"$f":"'Solar - CSP'!W512","v":114.81588268397532},{"$f":"'Solar - CSP'!X512","v":114.81588268397532},{"$f":"'Solar - CSP'!Y512","v":114.81588268397532},{"$f":"'Solar - CSP'!Z512","v":114.81588268397532},{"$f":"'Solar - CSP'!AA512","v":114.81588268397532},{"$f":"'Solar - CSP'!AB512","v":114.81588268397532},{"$f":"'Solar - CSP'!AC512","v":114.81588268397532},{"$f":"'Solar - CSP'!AD512","v":114.81588268397532},{"$f":"'Solar - CSP'!AE512","v":114.81588268397532},{"$f":"'Solar - CSP'!AF512","v":114.81588268397532},{"$f":"'Solar - CSP'!AG512","v":114.81588268397532},{"$f":"'Solar - CSP'!AH512","v":114.81588268397532},{"$f":"'Solar - CSP'!AI512","v":114.81588268397532},{"$f":"'Solar - CSP'!AJ512","v":114.81588268397532},{"$f":"'Solar - CSP'!AK512","v":114.81588268397532},{"$f":"'Solar - CSP'!AL512","v":114.81588268397532},{"$f":"'Solar - CSP'!AM512","v":114.81588268397532},{"$f":"'Solar - CSP'!AN512","v":114.81588268397532},{"$f":"'Solar - CSP'!AO512","v":114.81588268397532},{"$f":"'Solar - CSP'!AP512","v":114.81588268397532},{"$f":"'Solar - CSP'!AQ512","v":114.81588268397532},{"$f":"'Solar - CSP'!AR512","v":114.81588268397532},{"$f":"'Solar - CSP'!AS512","v":114.81588268397532},{"$f":"'Solar - CSP'!AT512","v":114.81588268397532},{"$f":"'Solar - CSP'!AU512","v":114.81588268397532},{"$f":"'Solar - CSP'!AV512","v":114.81588268397532},null,"12 hrs Class 1 to 5 low",null,null,null,null,null,null,null,null,null,null,null,null,null,null,null,null,null,null,null,null,null,null,null,null,null,null,null,null,null,null,null,null,null,null,null,null,null,null,"6 hrs Class 1 to 5 mid 2050 max",null,null,null,"12 hrs Class 1 to 5 mid 2050 max"]
[null,null,null,null,{"$f":"'Solar - CSP'!K513","v":"12 hrs TES - Class 1 - mid"},null,null,null,null,null,null,null,null,null,null,null,null,null,null,null,null,{"$f":"'Solar - CSP'!L131","v":249.43660716817072},{"$f":"'Solar - CSP'!L513","v":248.42189382469024},{"$f":"'Solar - CSP'!M513","v":247.66085881707988},{"$f":"'Solar - CSP'!N513","v":227.82786943682746},{"$f":"'Solar - CSP'!O513","v":207.35469810309019},{"$f":"'Solar - CSP'!P513","v":187.20184365998423},{"$f":"'Solar - CSP'!Q513","v":166.72867232624696},{"$f":"'Solar - CSP'!R513","v":146.57581788314101},{"$f":"'Solar - CSP'!S513","v":143.39982436322444},{"$f":"'Solar - CSP'!T513","v":140.22383084330789},{"$f":"'Solar - CSP'!U513","v":137.04783732339132},{"$f":"'Solar - CSP'!V513","v":133.87184380347475},{"$f":"'Solar - CSP'!W513","v":130.6958502835582},{"$f":"'Solar - CSP'!X513","v":127.5198567636416},{"$f":"'Solar - CSP'!Y513","v":124.34386324372505},{"$f":"'Solar - CSP'!Z513","v":121.16786972380845},{"$f":"'Solar - CSP'!AA513","v":117.99187620389189},{"$f":"'Solar - CSP'!AB513","v":114.81588268397532},{"$f":"'Solar - CSP'!AC513","v":114.81588268397532},{"$f":"'Solar - CSP'!AD513","v":114.81588268397532},{"$f":"'Solar - CSP'!AE513","v":114.81588268397532},{"$f":"'Solar - CSP'!AF513","v":114.81588268397532},{"$f":"'Solar - CSP'!AG513","v":114.81588268397532},{"$f":"'Solar - CSP'!AH513","v":114.81588268397532},{"$f":"'Solar - CSP'!AI513","v":114.81588268397532},{"$f":"'Solar - CSP'!AJ513","v":114.81588268397532},{"$f":"'Solar - CSP'!AK513","v":114.81588268397532},{"$f":"'Solar - CSP'!AL513","v":114.81588268397532},{"$f":"'Solar - CSP'!AM513","v":114.81588268397532},{"$f":"'Solar - CSP'!AN513","v":114.81588268397532},{"$f":"'Solar - CSP'!AO513","v":114.81588268397532},{"$f":"'Solar - CSP'!AP513","v":114.81588268397532},{"$f":"'Solar - CSP'!AQ513","v":114.81588268397532},{"$f":"'Solar - CSP'!AR513","v":114.81588268397532},{"$f":"'Solar - CSP'!AS513","v":114.81588268397532},{"$f":"'Solar - CSP'!AT513","v":114.81588268397532},{"$f":"'Solar - CSP'!AU513","v":114.81588268397532},{"$f":"'Solar - CSP'!AV513","v":114.81588268397532},null,null,{"$f":"W271-W277","v":67.293099919673125},{"$f":"X271-X277","v":67.084429030489616},47.712229496637462,43.406883306020404,39.182057195538107,34.876711004921063,{"$f":"AC271-AC277","v":30.659193639154523},30.659193639154523,30.659193639154523,30.659193639154523,30.659193639154523,30.659193639154523,30.659193639154523,30.659193639154523,30.659193639154523,30.659193639154523,30.659193639154523,30.659193639154523,30.659193639154523,30.659193639154523,30.659193639154523,30.659193639154523,30.659193639154523,30.659193639154523,30.659193639154523,30.659193639154523,30.659193639154523,30.659193639154523,30.659193639154523,30.659193639154523,30.659193639154523,30.659193639154523,30.659193639154523,30.659193639154523,30.659193639154523,30.659193639154523,30.659193639154523,null,{"$f":"MAX(BG263,BG266,BG269)","v":155.86541924062007},null,null,null,{"$f":"MAX(BG272,BG275,BG278)","v":114.81588268397532}]
[null,null,null,null,{"$f":"'Solar - CSP'!K514","v":"12 hrs TES - Class 1 - high"},null,null,null,null,null,null,null,null,null,null,null,null,null,null,null,null,null,{"$f":"'Solar - CSP'!L514","v":248.42189382469024},{"$f":"'Solar - CSP'!M514","v":247.66085881707988},{"$f":"'Solar - CSP'!N514","v":282.31155180954647},{"$f":"'Solar - CSP'!O514","v":256.48064067301249},{"$f":"'Solar - CSP'!P514","v":231.28991148996329},{"$f":"'Solar - CSP'!Q514","v":205.77886541628285},{"$f":"'Solar - CSP'!R514","v":180.58813623323368},{"$f":"'Solar - CSP'!S514","v":180.58813623323368},{"$f":"'Solar - CSP'!T514","v":180.58813623323368},{"$f":"'Solar - CSP'!U514","v":180.58813623323368},{"$f":"'Solar - CSP'!V514","v":180.58813623323368},{"$f":"'Solar - CSP'!W514","v":180.58813623323368},{"$f":"'Solar - CSP'!X514","v":180.58813623323368},{"$f":"'Solar - CSP'!Y514","v":180.58813623323368},{"$f":"'Solar - CSP'!Z514","v":180.58813623323368},{"$f":"'Solar - CSP'!AA514","v":180.58813623323368},{"$f":"'Solar - CSP'!AB514","v":180.58813623323368},{"$f":"'Solar - CSP'!AC514","v":180.58813623323368},{"$f":"'Solar - CSP'!AD514","v":180.58813623323368},{"$f":"'Solar - CSP'!AE514","v":180.58813623323368},{"$f":"'Solar - CSP'!AF514","v":180.58813623323368},{"$f":"'Solar - CSP'!AG514","v":180.58813623323368},{"$f":"'Solar - CSP'!AH514","v":180.58813623323368},{"$f":"'Solar - CSP'!AI514","v":180.58813623323368},{"$f":"'Solar - CSP'!AJ514","v":180.58813623323368},{"$f":"'Solar - CSP'!AK514","v":180.58813623323368},{"$f":"'Solar - CSP'!AL514","v":180.58813623323368},{"$f":"'Solar - CSP'!AM514","v":180.58813623323368},{"$f":"'Solar - CSP'!AN514","v":180.58813623323368},{"$f":"'Solar - CSP'!AO514","v":180.58813623323368},{"$f":"'Solar - CSP'!AP514","v":180.58813623323368},{"$f":"'Solar - CSP'!AQ514","v":180.58813623323368},{"$f":"'Solar - CSP'!AR514","v":180.58813623323368},{"$f":"'Solar - CSP'!AS514","v":180.58813623323368},{"$f":"'Solar - CSP'!AT514","v":180.58813623323368},{"$f":"'Solar - CSP'!AU514","v":180.58813623323368},{"$f":"'Solar - CSP'!AV514","v":180.58813623323368},null,"12 hrs Class 1 to 5 mid",null,null,null,null,null,null,null,null,null,null,null,null,null,null,null,null,null,null,null,null,null,null,null,null,null,null,null,null,null,null,null,null,null,null,null,null,null,null,"6 hrs Class 1 to 5 high 2050 min",null,null,null,"12 hrs Class 1 to 5 high 2050 min"]
[null,null,null,null,{"$f":"'Solar - CSP'!K515","v":"12 hrs TES - Class 3 - low"},null,null,null,null,null,null,null,null,null,null,null,null,null,null,null,null,null,{"$f":"'Solar - CSP'!L515","v":190.18619020527223},{"$f":"'Solar - CSP'!M515","v":189.60573977573893},{"$f":"'Solar - CSP'!N515","v":135.71896340540232},{"$f":"'Solar - CSP'!O515","v":123.74297549730503},{"$f":"'Solar - CSP'!P515","v":111.99096667552477},{"$f":"'Solar - CSP'!Q515","v":100.01497876742751},{"$f":"'Solar - CSP'!R515","v":88.283300352184568},{"$f":"'Solar - CSP'!S515","v":88.283300352184568},{"$f":"'Solar - CSP'!T515","v":88.283300352184568},{"$f":"'Solar - CSP'!U515","v":88.283300352184568},{"$f":"'Solar - CSP'!V515","v":88.283300352184568},{"$f":"'Solar - CSP'!W515","v":88.283300352184568},{"$f":"'Solar - CSP'!X515","v":88.283300352184568},{"$f":"'Solar - CSP'!Y515","v":88.283300352184568},{"$f":"'Solar - CSP'!Z515","v":88.283300352184568},{"$f":"'Solar - CSP'!AA515","v":88.283300352184568},{"$f":"'Solar - CSP'!AB515","v":88.283300352184568},{"$f":"'Solar - CSP'!AC515","v":88.283300352184568},{"$f":"'Solar - CSP'!AD515","v":88.283300352184568},{"$f":"'Solar - CSP'!AE515","v":88.283300352184568},{"$f":"'Solar - CSP'!AF515","v":88.283300352184568},{"$f":"'Solar - CSP'!AG515","v":88.283300352184568},{"$f":"'Solar - CSP'!AH515","v":88.283300352184568},{"$f":"'Solar - CSP'!AI515","v":88.283300352184568},{"$f":"'Solar - CSP'!AJ515","v":88.283300352184568},{"$f":"'Solar - CSP'!AK515","v":88.283300352184568},{"$f":"'Solar - CSP'!AL515","v":88.283300352184568},{"$f":"'Solar - CSP'!AM515","v":88.283300352184568},{"$f":"'Solar - CSP'!AN515","v":88.283300352184568},{"$f":"'Solar - CSP'!AO515","v":88.283300352184568},{"$f":"'Solar - CSP'!AP515","v":88.283300352184568},{"$f":"'Solar - CSP'!AQ515","v":88.283300352184568},{"$f":"'Solar - CSP'!AR515","v":88.283300352184568},{"$f":"'Solar - CSP'!AS515","v":88.283300352184568},{"$f":"'Solar - CSP'!AT515","v":88.283300352184568},{"$f":"'Solar - CSP'!AU515","v":88.283300352184568},{"$f":"'Solar - CSP'!AV515","v":88.283300352184568},null,{"$f":"V272-V278","v":67.571327771917794},{"$f":"W272-W278","v":67.293099919673125},67.084429030489616,61.646351297194627,56.032739802460185,50.506957132576304,44.893345637841904,{"$f":"AC272-AC278","v":39.367562967958008},38.496726035077657,37.62588910219732,36.755052169316969,35.884215236436617,35.01337830355628,34.142541370675914,33.271704437795577,32.400867504915212,31.530030572034875,30.659193639154523,30.659193639154523,30.659193639154523,30.659193639154523,30.659193639154523,30.659193639154523,30.659193639154523,30.659193639154523,30.659193639154523,30.659193639154523,30.659193639154523,30.659193639154523,30.659193639154523,30.659193639154523,30.659193639154523,30.659193639154523,30.659193639154523,30.659193639154523,30.659193639154523,30.659193639154523,30.659193639154523,null,{"$f":"MIN(BG264,BG267,BG270)","v":180.41035256303479},null,null,null,{"$f":"MIN(BG273,BG276,BG279)","v":131.8946150079922}]
[null,null,null,null,{"$f":"'Solar - CSP'!K516","v":"12 hrs TES - Class 3 - mid"},null,null,null,null,null,null,null,null,null,null,null,null,null,null,null,null,{"$f":"'Solar - CSP'!L132","v":190.96012411131667},{"$f":"'Solar - CSP'!L516","v":190.18619020527223},{"$f":"'Solar - CSP'!M516","v":189.60573977573893},{"$f":"'Solar - CSP'!N516","v":174.47888346876672},{"$f":"'Solar - CSP'!O516","v":158.86375279049253},{"$f":"'Solar - CSP'!P516","v":143.49293160507276},{"$f":"'Solar - CSP'!Q516","v":127.87780092679854},{"$f":"'Solar - CSP'!R516","v":112.50697974137874},{"$f":"'Solar - CSP'!S516","v":110.08461180245934},{"$f":"'Solar - CSP'!T516","v":107.66224386353993},{"$f":"'Solar - CSP'!U516","v":105.23987592462051},{"$f":"'Solar - CSP'!V516","v":102.81750798570108},{"$f":"'Solar - CSP'!W516","v":100.39514004678168},{"$f":"'Solar - CSP'!X516","v":97.972772107862241},{"$f":"'Solar - CSP'!Y516","v":95.550404168942848},{"$f":"'Solar - CSP'!Z516","v":93.128036230023412},{"$f":"'Solar - CSP'!AA516","v":90.70566829110399},{"$f":"'Solar - CSP'!AB516","v":88.283300352184568},{"$f":"'Solar - CSP'!AC516","v":88.283300352184568},{"$f":"'Solar - CSP'!AD516","v":88.283300352184568},{"$f":"'Solar - CSP'!AE516","v":88.283300352184568},{"$f":"'Solar - CSP'!AF516","v":88.283300352184568},{"$f":"'Solar - CSP'!AG516","v":88.283300352184568},{"$f":"'Solar - CSP'!AH516","v":88.283300352184568},{"$f":"'Solar - CSP'!AI516","v":88.283300352184568},{"$f":"'Solar - CSP'!AJ516","v":88.283300352184568},{"$f":"'Solar - CSP'!AK516","v":88.283300352184568},{"$f":"'Solar - CSP'!AL516","v":88.283300352184568},{"$f":"'Solar - CSP'!AM516","v":88.283300352184568},{"$f":"'Solar - CSP'!AN516","v":88.283300352184568},{"$f":"'Solar - CSP'!AO516","v":88.283300352184568},{"$f":"'Solar - CSP'!AP516","v":88.283300352184568},{"$f":"'Solar - CSP'!AQ516","v":88.283300352184568},{"$f":"'Solar - CSP'!AR516","v":88.283300352184568},{"$f":"'Solar - CSP'!AS516","v":88.283300352184568},{"$f":"'Solar - CSP'!AT516","v":88.283300352184568},{"$f":"'Solar - CSP'!AU516","v":88.283300352184568},{"$f":"'Solar - CSP'!AV516","v":88.283300352184568},null,"12 hrs Class 1 to 5 high",null,null,null,null,null,null,null,null,null,null,null,null,null,null,null,null,null,null,null,null,null,null,null,null,null,null,null,null,null,null,null,null,null,null,null,null,null,null,"6 hrs Class 1 to 5 high 2050 max",null,null,null,"12 hrs Class 1 to 5 high 2050 max"]
[null,null,null,null,{"$f":"'Solar - CSP'!K517","v":"12 hrs TES - Class 3 - high"},null,null,null,null,null,null,null,null,null,null,null,null,null,null,null,null,null,{"$f":"'Solar - CSP'!L517","v":190.18619020527223},{"$f":"'Solar - CSP'!M517","v":189.60573977573893},{"$f":"'Solar - CSP'!N517","v":216.03423443101002},{"$f":"'Solar - CSP'!O517","v":196.33269203873834},{"$f":"'Solar - CSP'!P517","v":177.11942401776864},{"$f":"'Solar - CSP'!Q517","v":157.66184650394456},{"$f":"'Solar - CSP'!R517","v":138.44857848297485},{"$f":"'Solar - CSP'!S517","v":138.44857848297485},{"$f":"'Solar - CSP'!T517","v":138.44857848297485},{"$f":"'Solar - CSP'!U517","v":138.44857848297485},{"$f":"'Solar - CSP'!V517","v":138.44857848297485},{"$f":"'Solar - CSP'!W517","v":138.44857848297485},{"$f":"'Solar - CSP'!X517","v":138.44857848297485},{"$f":"'Solar - CSP'!Y517","v":138.44857848297485},{"$f":"'Solar - CSP'!Z517","v":138.44857848297485},{"$f":"'Solar - CSP'!AA517","v":138.44857848297485},{"$f":"'Solar - CSP'!AB517","v":138.44857848297485},{"$f":"'Solar - CSP'!AC517","v":138.44857848297485},{"$f":"'Solar - CSP'!AD517","v":138.44857848297485},{"$f":"'Solar - CSP'!AE517","v":138.44857848297485},{"$f":"'Solar - CSP'!AF517","v":138.44857848297485},{"$f":"'Solar - CSP'!AG517","v":138.44857848297485},{"$f":"'Solar - CSP'!AH517","v":138.44857848297485},{"$f":"'Solar - CSP'!AI517","v":138.44857848297485},{"$f":"'Solar - CSP'!AJ517","v":138.44857848297485},{"$f":"'Solar - CSP'!AK517","v":138.44857848297485},{"$f":"'Solar - CSP'!AL517","v":138.44857848297485},{"$f":"'Solar - CSP'!AM517","v":138.44857848297485},{"$f":"'Solar - CSP'!AN517","v":138.44857848297485},{"$f":"'Solar - CSP'!AO517","v":138.44857848297485},{"$f":"'Solar - CSP'!AP517","v":138.44857848297485},{"$f":"'Solar - CSP'!AQ517","v":138.44857848297485},{"$f":"'Solar - CSP'!AR517","v":138.44857848297485},{"$f":"'Solar - CSP'!AS517","v":138.44857848297485},{"$f":"'Solar - CSP'!AT517","v":138.44857848297485},{"$f":"'Solar - CSP'!AU517","v":138.44857848297485},{"$f":"'Solar - CSP'!AV517","v":138.44857848297485},null,null,{"$f":"W273-W279","v":67.293099919673125},{"$f":"X273-X279","v":67.084429030489616},76.585425496165982,69.502756313567943,62.595620892409272,55.600656646400125,{"$f":"AC273-AC279","v":48.693521225241483},48.693521225241483,48.693521225241483,48.693521225241483,48.693521225241483,48.693521225241483,48.693521225241483,48.693521225241483,48.693521225241483,48.693521225241483,48.693521225241483,48.693521225241483,48.693521225241483,48.693521225241483,48.693521225241483,48.693521225241483,48.693521225241483,48.693521225241483,48.693521225241483,48.693521225241483,48.693521225241483,48.693521225241483,48.693521225241483,48.693521225241483,48.693521225241483,48.693521225241483,48.693521225241483,48.693521225241483,48.693521225241483,48.693521225241483,48.693521225241483,null,{"$f":"MAX(BG264,BG267,BG270)","v":243.77119276411867},null,null,null,{"$f":"MAX(BG273,BG276,BG279)","v":180.58813623323368}]
[null,null,null,null,{"$f":"'Solar - CSP'!K518","v":"12 hrs TES - Class 5 - low"},null,null,null,null,null,null,null,null,null,null,null,null,null,null,null,null,null,{"$f":"'Solar - CSP'!L518","v":181.12879390501712},{"$f":"'Solar - CSP'!M518","v":180.57642978659027},{"$f":"'Solar - CSP'!N518","v":129.29707807933445},{"$f":"'Solar - CSP'!O518","v":117.90057345711284},{"$f":"'Solar - CSP'!P518","v":106.71721022348325},{"$f":"'Solar - CSP'!Q518","v":95.32070560126165},{"$f":"'Solar - CSP'!R518","v":84.156689044820794},{"$f":"'Solar - CSP'!S518","v":84.156689044820794},{"$f":"'Solar - CSP'!T518","v":84.156689044820794},{"$f":"'Solar - CSP'!U518","v":84.156689044820794},{"$f":"'Solar - CSP'!V518","v":84.156689044820794},{"$f":"'Solar - CSP'!W518","v":84.156689044820794},{"$f":"'Solar - CSP'!X518","v":84.156689044820794},{"$f":"'Solar - CSP'!Y518","v":84.156689044820794},{"$f":"'Solar - CSP'!Z518","v":84.156689044820794},{"$f":"'Solar - CSP'!AA518","v":84.156689044820794},{"$f":"'Solar - CSP'!AB518","v":84.156689044820794},{"$f":"'Solar - CSP'!AC518","v":84.156689044820794},{"$f":"'Solar - CSP'!AD518","v":84.156689044820794},{"$f":"'Solar - CSP'!AE518","v":84.156689044820794},{"$f":"'Solar - CSP'!AF518","v":84.156689044820794},{"$f":"'Solar - CSP'!AG518","v":84.156689044820794},{"$f":"'Solar - CSP'!AH518","v":84.156689044820794},{"$f":"'Solar - CSP'!AI518","v":84.156689044820794},{"$f":"'Solar - CSP'!AJ518","v":84.156689044820794},{"$f":"'Solar - CSP'!AK518","v":84.156689044820794},{"$f":"'Solar - CSP'!AL518","v":84.156689044820794},{"$f":"'Solar - CSP'!AM518","v":84.156689044820794},{"$f":"'Solar - CSP'!AN518","v":84.156689044820794},{"$f":"'Solar - CSP'!AO518","v":84.156689044820794},{"$f":"'Solar - CSP'!AP518","v":84.156689044820794},{"$f":"'Solar - CSP'!AQ518","v":84.156689044820794},{"$f":"'Solar - CSP'!AR518","v":84.156689044820794},{"$f":"'Solar - CSP'!AS518","v":84.156689044820794},{"$f":"'Solar - CSP'!AT518","v":84.156689044820794},{"$f":"'Solar - CSP'!AU518","v":84.156689044820794},{"$f":"'Solar - CSP'!AV518","v":84.156689044820794}]
[null,null,null,null,{"$f":"'Solar - CSP'!K519","v":"12 hrs TES - Class 5 - mid"},null,null,null,null,null,null,null,null,null,null,null,null,null,null,null,null,{"$f":"'Solar - CSP'!L133","v":181.86527939625293},{"$f":"'Solar - CSP'!L519","v":181.12879390501712},{"$f":"'Solar - CSP'!M519","v":180.57642978659027},{"$f":"'Solar - CSP'!N519","v":166.18151813963283},{"$f":"'Solar - CSP'!O519","v":151.32195830063},{"$f":"'Solar - CSP'!P519","v":136.69488652740793},{"$f":"'Solar - CSP'!Q519","v":121.83532668840506},{"$f":"'Solar - CSP'!R519","v":107.20825491518301},{"$f":"'Solar - CSP'!S519","v":104.90309832814678},{"$f":"'Solar - CSP'!T519","v":102.59794174111057},{"$f":"'Solar - CSP'!U519","v":100.29278515407435},{"$f":"'Solar - CSP'!V519","v":97.987628567038129},{"$f":"'Solar - CSP'!W519","v":95.682471980001921},{"$f":"'Solar - CSP'!X519","v":93.377315392965684},{"$f":"'Solar - CSP'!Y519","v":91.072158805929476},{"$f":"'Solar - CSP'!Z519","v":88.767002218893239},{"$f":"'Solar - CSP'!AA519","v":86.461845631857017},{"$f":"'Solar - CSP'!AB519","v":84.156689044820794},{"$f":"'Solar - CSP'!AC519","v":84.156689044820794},{"$f":"'Solar - CSP'!AD519","v":84.156689044820794},{"$f":"'Solar - CSP'!AE519","v":84.156689044820794},{"$f":"'Solar - CSP'!AF519","v":84.156689044820794},{"$f":"'Solar - CSP'!AG519","v":84.156689044820794},{"$f":"'Solar - CSP'!AH519","v":84.156689044820794},{"$f":"'Solar - CSP'!AI519","v":84.156689044820794},{"$f":"'Solar - CSP'!AJ519","v":84.156689044820794},{"$f":"'Solar - CSP'!AK519","v":84.156689044820794},{"$f":"'Solar - CSP'!AL519","v":84.156689044820794},{"$f":"'Solar - CSP'!AM519","v":84.156689044820794},{"$f":"'Solar - CSP'!AN519","v":84.156689044820794},{"$f":"'Solar - CSP'!AO519","v":84.156689044820794},{"$f":"'Solar - CSP'!AP519","v":84.156689044820794},{"$f":"'Solar - CSP'!AQ519","v":84.156689044820794},{"$f":"'Solar - CSP'!AR519","v":84.156689044820794},{"$f":"'Solar - CSP'!AS519","v":84.156689044820794},{"$f":"'Solar - CSP'!AT519","v":84.156689044820794},{"$f":"'Solar - CSP'!AU519","v":84.156689044820794},{"$f":"'Solar - CSP'!AV519","v":84.156689044820794}]
[null,null,null,null,{"$f":"'Solar - CSP'!K520","v":"12 hrs TES - Class 5 - high"},null,null,null,null,null,null,null,null,null,null,null,null,null,null,null,null,null,{"$f":"'Solar - CSP'!L520","v":181.12879390501712},{"$f":"'Solar - CSP'!M520","v":180.57642978659027},{"$f":"'Solar - CSP'!N520","v":205.72612631338049},{"$f":"'Solar - CSP'!O520","v":186.97788435944454},{"$f":"'Solar - CSP'!P520","v":168.69429059755402},{"$f":"'Solar - CSP'!Q520","v":150.17820876988273},{"$f":"'Solar - CSP'!R520","v":131.8946150079922},{"$f":"'Solar - CSP'!S520","v":131.8946150079922},{"$f":"'Solar - CSP'!T520","v":131.8946150079922},{"$f":"'Solar - CSP'!U520","v":131.8946150079922},{"$f":"'Solar - CSP'!V520","v":131.8946150079922},{"$f":"'Solar - CSP'!W520","v":131.8946150079922},{"$f":"'Solar - CSP'!X520","v":131.8946150079922},{"$f":"'Solar - CSP'!Y520","v":131.8946150079922},{"$f":"'Solar - CSP'!Z520","v":131.8946150079922},{"$f":"'Solar - CSP'!AA520","v":131.8946150079922},{"$f":"'Solar - CSP'!AB520","v":131.8946150079922},{"$f":"'Solar - CSP'!AC520","v":131.8946150079922},{"$f":"'Solar - CSP'!AD520","v":131.8946150079922},{"$f":"'Solar - CSP'!AE520","v":131.8946150079922},{"$f":"'Solar - CSP'!AF520","v":131.8946150079922},{"$f":"'Solar - CSP'!AG520","v":131.8946150079922},{"$f":"'Solar - CSP'!AH520","v":131.8946150079922},{"$f":"'Solar - CSP'!AI520","v":131.8946150079922},{"$f":"'Solar - CSP'!AJ520","v":131.8946150079922},{"$f":"'Solar - CSP'!AK520","v":131.8946150079922},{"$f":"'Solar - CSP'!AL520","v":131.8946150079922},{"$f":"'Solar - CSP'!AM520","v":131.8946150079922},{"$f":"'Solar - CSP'!AN520","v":131.8946150079922},{"$f":"'Solar - CSP'!AO520","v":131.8946150079922},{"$f":"'Solar - CSP'!AP520","v":131.8946150079922},{"$f":"'Solar - CSP'!AQ520","v":131.8946150079922},{"$f":"'Solar - CSP'!AR520","v":131.8946150079922},{"$f":"'Solar - CSP'!AS520","v":131.8946150079922},{"$f":"'Solar - CSP'!AT520","v":131.8946150079922},{"$f":"'Solar - CSP'!AU520","v":131.8946150079922},{"$f":"'Solar - CSP'!AV520","v":131.8946150079922}]
[]
[]
[null,null,null,null,null,{"$f":"F4","v":2000},2001,2002,2003,2004,2005,2006,2007,2008,2009,2010,2011,2012,2010,2011,2012,{"$f":"V4","v":2013},2014,2015,2016,2017,2018,2019,2020,2021,2022,2023,2024,2025,2026,2027,2028,2029,2030,2031,2032,2033,2034,2035,2036,2037,2038,2039,2040,2041,2042,2043,2044,2045,2046,2047,2048,2049,2050]
["May need to check axis once data is plugged in","Solar CSP",null,"CAPEX ($/kW)",{"$f":"'Solar - CSP'!K208","v":"No TES - Class 1 - low"},null,null,null,null,null,null,null,null,null,null,null,null,null,null,null,null,null,{"$f":"'Solar - CSP'!L208","v":0},{"$f":"'Solar - CSP'!M208","v":0},{"$f":"'Solar - CSP'!N208","v":0},{"$f":"'Solar - CSP'!O208","v":0},{"$f":"'Solar - CSP'!P208","v":0},{"$f":"'Solar - CSP'!Q208","v":0},{"$f":"'Solar - CSP'!R208","v":0},{"$f":"'Solar - CSP'!S208","v":0},{"$f":"'Solar - CSP'!T208","v":0},{"$f":"'Solar - CSP'!U208","v":0},{"$f":"'Solar - CSP'!V208","v":0},{"$f":"'Solar - CSP'!W208","v":0},{"$f":"'Solar - CSP'!X208","v":0},{"$f":"'Solar - CSP'!Y208","v":0},{"$f":"'Solar - CSP'!Z208","v":0},{"$f":"'Solar - CSP'!AA208","v":0},{"$f":"'Solar - CSP'!AB208","v":0},{"$f":"'Solar - CSP'!AC208","v":0},{"$f":"'Solar - CSP'!AD208","v":0},{"$f":"'Solar - CSP'!AE208","v":0},{"$f":"'Solar - CSP'!AF208","v":0},{"$f":"'Solar - CSP'!AG208","v":0},{"$f":"'Solar - CSP'!AH208","v":0},{"$f":"'Solar - CSP'!AI208","v":0},{"$f":"'Solar - CSP'!AJ208","v":0},{"$f":"'Solar - CSP'!AK208","v":0},{"$f":"'Solar - CSP'!AL208","v":0},{"$f":"'Solar - CSP'!AM208","v":0},{"$f":"'Solar - CSP'!AN208","v":0},{"$f":"'Solar - CSP'!AO208","v":0},{"$f":"'Solar - CSP'!AP208","v":0},{"$f":"'Solar - CSP'!AQ208","v":0},{"$f":"'Solar - CSP'!AR208","v":0},{"$f":"'Solar - CSP'!AS208","v":0},{"$f":"'Solar - CSP'!AT208","v":0},{"$f":"'Solar - CSP'!AU208","v":0},{"$f":"'Solar - CSP'!AV208","v":0}]
[null,null,null,null,{"$f":"'Solar - CSP'!K209","v":"No TES - Class 1 - mid"},null,null,null,null,null,null,null,null,null,null,null,null,null,null,null,null,{"$f":"'Solar - CSP'!L32","v":0},{"$f":"'Solar - CSP'!L209","v":0},{"$f":"'Solar - CSP'!M209","v":0},{"$f":"'Solar - CSP'!N209","v":0},{"$f":"'Solar - CSP'!O209","v":0},{"$f":"'Solar - CSP'!P209","v":0},{"$f":"'Solar - CSP'!Q209","v":0},{"$f":"'Solar - CSP'!R209","v":0},{"$f":"'Solar - CSP'!S209","v":0},{"$f":"'Solar - CSP'!T209","v":0},{"$f":"'Solar - CSP'!U209","v":0},{"$f":"'Solar - CSP'!V209","v":0},{"$f":"'Solar - CSP'!W209","v":0},{"$f":"'Solar - CSP'!X209","v":0},{"$f":"'Solar - CSP'!Y209","v":0},{"$f":"'Solar - CSP'!Z209","v":0},{"$f":"'Solar - CSP'!AA209","v":0},{"$f":"'Solar - CSP'!AB209","v":0},{"$f":"'Solar - CSP'!AC209","v":0},{"$f":"'Solar - CSP'!AD209","v":0},{"$f":"'Solar - CSP'!AE209","v":0},{"$f":"'Solar - CSP'!AF209","v":0},{"$f":"'Solar - CSP'!AG209","v":0},{"$f":"'Solar - CSP'!AH209","v":0},{"$f":"'Solar - CSP'!AI209","v":0},{"$f":"'Solar - CSP'!AJ209","v":0},{"$f":"'Solar - CSP'!AK209","v":0},{"$f":"'Solar - CSP'!AL209","v":0},{"$f":"'Solar - CSP'!AM209","v":0},{"$f":"'Solar - CSP'!AN209","v":0},{"$f":"'Solar - CSP'!AO209","v":0},{"$f":"'Solar - CSP'!AP209","v":0},{"$f":"'Solar - CSP'!AQ209","v":0},{"$f":"'Solar - CSP'!AR209","v":0},{"$f":"'Solar - CSP'!AS209","v":0},{"$f":"'Solar - CSP'!AT209","v":0},{"$f":"'Solar - CSP'!AU209","v":0},{"$f":"'Solar - CSP'!AV209","v":0}]
[null,null,null,null,{"$f":"'Solar - CSP'!K210","v":"No TES - Class 1 - high"},null,null,null,null,null,null,null,null,null,null,null,null,null,null,null,null,null,{"$f":"'Solar - CSP'!L210","v":0},{"$f":"'Solar - CSP'!M210","v":0},{"$f":"'Solar - CSP'!N210","v":0},{"$f":"'Solar - CSP'!O210","v":0},{"$f":"'Solar - CSP'!P210","v":0},{"$f":"'Solar - CSP'!Q210","v":0},{"$f":"'Solar - CSP'!R210","v":0},{"$f":"'Solar - CSP'!S210","v":0},{"$f":"'Solar - CSP'!T210","v":0},{"$f":"'Solar - CSP'!U210","v":0},{"$f":"'Solar - CSP'!V210","v":0},{"$f":"'Solar - CSP'!W210","v":0},{"$f":"'Solar - CSP'!X210","v":0},{"$f":"'Solar - CSP'!Y210","v":0},{"$f":"'Solar - CSP'!Z210","v":0},{"$f":"'Solar - CSP'!AA210","v":0},{"$f":"'Solar - CSP'!AB210","v":0},{"$f":"'Solar - CSP'!AC210","v":0},{"$f":"'Solar - CSP'!AD210","v":0},{"$f":"'Solar - CSP'!AE210","v":0},{"$f":"'Solar - CSP'!AF210","v":0},{"$f":"'Solar - CSP'!AG210","v":0},{"$f":"'Solar - CSP'!AH210","v":0},{"$f":"'Solar - CSP'!AI210","v":0},{"$f":"'Solar - CSP'!AJ210","v":0},{"$f":"'Solar - CSP'!AK210","v":0},{"$f":"'Solar - CSP'!AL210","v":0},{"$f":"'Solar - CSP'!AM210","v":0},{"$f":"'Solar - CSP'!AN210","v":0},{"$f":"'Solar - CSP'!AO210","v":0},{"$f":"'Solar - CSP'!AP210","v":0},{"$f":"'Solar - CSP'!AQ210","v":0},{"$f":"'Solar - CSP'!AR210","v":0},{"$f":"'Solar - CSP'!AS210","v":0},{"$f":"'Solar - CSP'!AT210","v":0},{"$f":"'Solar - CSP'!AU210","v":0},{"$f":"'Solar - CSP'!AV210","v":0}]
[null,null,null,null,{"$f":"'Solar - CSP'!K211","v":"No TES - Class 3 - low"},null,null,null,null,null,null,null,null,null,null,null,null,null,null,null,null,null,{"$f":"'Solar - CSP'!L211","v":0},{"$f":"'Solar - CSP'!M211","v":0},{"$f":"'Solar - CSP'!N211","v":0},{"$f":"'Solar - CSP'!O211","v":0},{"$f":"'Solar - CSP'!P211","v":0},{"$f":"'Solar - CSP'!Q211","v":0},{"$f":"'Solar - CSP'!R211","v":0},{"$f":"'Solar - CSP'!S211","v":0},{"$f":"'Solar - CSP'!T211","v":0},{"$f":"'Solar - CSP'!U211","v":0},{"$f":"'Solar - CSP'!V211","v":0},{"$f":"'Solar - CSP'!W211","v":0},{"$f":"'Solar - CSP'!X211","v":0},{"$f":"'Solar - CSP'!Y211","v":0},{"$f":"'Solar - CSP'!Z211","v":0},{"$f":"'Solar - CSP'!AA211","v":0},{"$f":"'Solar - CSP'!AB211","v":0},{"$f":"'Solar - CSP'!AC211","v":0},{"$f":"'Solar - CSP'!AD211","v":0},{"$f":"'Solar - CSP'!AE211","v":0},{"$f":"'Solar - CSP'!AF211","v":0},{"$f":"'Solar - CSP'!AG211","v":0},{"$f":"'Solar - CSP'!AH211","v":0},{"$f":"'Solar - CSP'!AI211","v":0},{"$f":"'Solar - CSP'!AJ211","v":0},{"$f":"'Solar - CSP'!AK211","v":0},{"$f":"'Solar - CSP'!AL211","v":0},{"$f":"'Solar - CSP'!AM211","v":0},{"$f":"'Solar - CSP'!AN211","v":0},{"$f":"'Solar - CSP'!AO211","v":0},{"$f":"'Solar - CSP'!AP211","v":0},{"$f":"'Solar - CSP'!AQ211","v":0},{"$f":"'Solar - CSP'!AR211","v":0},{"$f":"'Solar - CSP'!AS211","v":0},{"$f":"'Solar - CSP'!AT211","v":0},{"$f":"'Solar - CSP'!AU211","v":0},{"$f":"'Solar - CSP'!AV211","v":0}]
[null,null,null,null,{"$f":"'Solar - CSP'!K212","v":"No TES - Class 3 - mid"},null,null,null,null,null,null,null,null,null,null,null,null,null,null,null,null,{"$f":"'Solar - CSP'!L33","v":0},{"$f":"'Solar - CSP'!L212","v":0},{"$f":"'Solar - CSP'!M212","v":0},{"$f":"'Solar - CSP'!N212","v":0},{"$f":"'Solar - CSP'!O212","v":0},{"$f":"'Solar - CSP'!P212","v":0},{"$f":"'Solar - CSP'!Q212","v":0},{"$f":"'Solar - CSP'!R212","v":0},{"$f":"'Solar - CSP'!S212","v":0},{"$f":"'Solar - CSP'!T212","v":0},{"$f":"'Solar - CSP'!U212","v":0},{"$f":"'Solar - CSP'!V212","v":0},{"$f":"'Solar - CSP'!W212","v":0},{"$f":"'Solar - CSP'!X212","v":0},{"$f":"'Solar - CSP'!Y212","v":0},{"$f":"'Solar - CSP'!Z212","v":0},{"$f":"'Solar - CSP'!AA212","v":0},{"$f":"'Solar - CSP'!AB212","v":0},{"$f":"'Solar - CSP'!AC212","v":0},{"$f":"'Solar - CSP'!AD212","v":0},{"$f":"'Solar - CSP'!AE212","v":0},{"$f":"'Solar - CSP'!AF212","v":0},{"$f":"'Solar - CSP'!AG212","v":0},{"$f":"'Solar - CSP'!AH212","v":0},{"$f":"'Solar - CSP'!AI212","v":0},{"$f":"'Solar - CSP'!AJ212","v":0},{"$f":"'Solar - CSP'!AK212","v":0},{"$f":"'Solar - CSP'!AL212","v":0},{"$f":"'Solar - CSP'!AM212","v":0},{"$f":"'Solar - CSP'!AN212","v":0},{"$f":"'Solar - CSP'!AO212","v":0},{"$f":"'Solar - CSP'!AP212","v":0},{"$f":"'Solar - CSP'!AQ212","v":0},{"$f":"'Solar - CSP'!AR212","v":0},{"$f":"'Solar - CSP'!AS212","v":0},{"$f":"'Solar - CSP'!AT212","v":0},{"$f":"'Solar - CSP'!AU212","v":0},{"$f":"'Solar - CSP'!AV212","v":0}]
[null,null,null,null,{"$f":"'Solar - CSP'!K213","v":"No TES - Class 3 - high"},null,null,null,null,null,null,null,null,null,null,null,null,null,null,null,null,null,{"$f":"'Solar - CSP'!L213","v":0},{"$f":"'Solar - CSP'!M213","v":0},{"$f":"'Solar - CSP'!N213","v":0},{"$f":"'Solar - CSP'!O213","v":0},{"$f":"'Solar - CSP'!P213","v":0},{"$f":"'Solar - CSP'!Q213","v":0},{"$f":"'Solar - CSP'!R213","v":0},{"$f":"'Solar - CSP'!S213","v":0},{"$f":"'Solar - CSP'!T213","v":0},{"$f":"'Solar - CSP'!U213","v":0},{"$f":"'Solar - CSP'!V213","v":0},{"$f":"'Solar - CSP'!W213","v":0},{"$f":"'Solar - CSP'!X213","v":0},{"$f":"'Solar - CSP'!Y213","v":0},{"$f":"'Solar - CSP'!Z213","v":0},{"$f":"'Solar - CSP'!AA213","v":0},{"$f":"'Solar - CSP'!AB213","v":0},{"$f":"'Solar - CSP'!AC213","v":0},{"$f":"'Solar - CSP'!AD213","v":0},{"$f":"'Solar - CSP'!AE213","v":0},{"$f":"'Solar - CSP'!AF213","v":0},{"$f":"'Solar - CSP'!AG213","v":0},{"$f":"'Solar - CSP'!AH213","v":0},{"$f":"'Solar - CSP'!AI213","v":0},{"$f":"'Solar - CSP'!AJ213","v":0},{"$f":"'Solar - CSP'!AK213","v":0},{"$f":"'Solar - CSP'!AL213","v":0},{"$f":"'Solar - CSP'!AM213","v":0},{"$f":"'Solar - CSP'!AN213","v":0},{"$f":"'Solar - CSP'!AO213","v":0},{"$f":"'Solar - CSP'!AP213","v":0},{"$f":"'Solar - CSP'!AQ213","v":0},{"$f":"'Solar - CSP'!AR213","v":0},{"$f":"'Solar - CSP'!AS213","v":0},{"$f":"'Solar - CSP'!AT213","v":0},{"$f":"'Solar - CSP'!AU213","v":0},{"$f":"'Solar - CSP'!AV213","v":0}]
[null,null,null,null,{"$f":"'Solar - CSP'!K214","v":"No TES - Class 5 - low"},null,null,null,null,null,null,null,null,null,null,null,null,null,null,null,null,null,{"$f":"'Solar - CSP'!L214","v":0},{"$f":"'Solar - CSP'!M214","v":0},{"$f":"'Solar - CSP'!N214","v":0},{"$f":"'Solar - CSP'!O214","v":0},{"$f":"'Solar - CSP'!P214","v":0},{"$f":"'Solar - CSP'!Q214","v":0},{"$f":"'Solar - CSP'!R214","v":0},{"$f":"'Solar - CSP'!S214","v":0},{"$f":"'Solar - CSP'!T214","v":0},{"$f":"'Solar - CSP'!U214","v":0},{"$f":"'Solar - CSP'!V214","v":0},{"$f":"'Solar - CSP'!W214","v":0},{"$f":"'Solar - CSP'!X214","v":0},{"$f":"'Solar - CSP'!Y214","v":0},{"$f":"'Solar - CSP'!Z214","v":0},{"$f":"'Solar - CSP'!AA214","v":0},{"$f":"'Solar - CSP'!AB214","v":0},{"$f":"'Solar - CSP'!AC214","v":0},{"$f":"'Solar - CSP'!AD214","v":0},{"$f":"'Solar - CSP'!AE214","v":0},{"$f":"'Solar - CSP'!AF214","v":0},{"$f":"'Solar - CSP'!AG214","v":0},{"$f":"'Solar - CSP'!AH214","v":0},{"$f":"'Solar - CSP'!AI214","v":0},{"$f":"'Solar - CSP'!AJ214","v":0},{"$f":"'Solar - CSP'!AK214","v":0},{"$f":"'Solar - CSP'!AL214","v":0},{"$f":"'Solar - CSP'!AM214","v":0},{"$f":"'Solar - CSP'!AN214","v":0},{"$f":"'Solar - CSP'!AO214","v":0},{"$f":"'Solar - CSP'!AP214","v":0},{"$f":"'Solar - CSP'!AQ214","v":0},{"$f":"'Solar - CSP'!AR214","v":0},{"$f":"'Solar - CSP'!AS214","v":0},{"$f":"'Solar - CSP'!AT214","v":0},{"$f":"'Solar - CSP'!AU214","v":0},{"$f":"'Solar - CSP'!AV214","v":0}]
[null,null,null,null,{"$f":"'Solar - CSP'!K215","v":"No TES - Class 5 - mid"},null,null,null,null,null,null,null,null,null,null,null,null,null,null,null,null,{"$f":"'Solar - CSP'!L34","v":0},{"$f":"'Solar - CSP'!L215","v":0},{"$f":"'Solar - CSP'!M215","v":0},{"$f":"'Solar - CSP'!N215","v":0},{"$f":"'Solar - CSP'!O215","v":0},{"$f":"'Solar - CSP'!P215","v":0},{"$f":"'Solar - CSP'!Q215","v":0},{"$f":"'Solar - CSP'!R215","v":0},{"$f":"'Solar - CSP'!S215","v":0},{"$f":"'Solar - CSP'!T215","v":0},{"$f":"'Solar - CSP'!U215","v":0},{"$f":"'Solar - CSP'!V215","v":0},{"$f":"'Solar - CSP'!W215","v":0},{"$f":"'Solar - CSP'!X215","v":0},{"$f":"'Solar - CSP'!Y215","v":0},{"$f":"'Solar - CSP'!Z215","v":0},{"$f":"'Solar - CSP'!AA215","v":0},{"$f":"'Solar - CSP'!AB215","v":0},{"$f":"'Solar - CSP'!AC215","v":0},{"$f":"'Solar - CSP'!AD215","v":0},{"$f":"'Solar - CSP'!AE215","v":0},{"$f":"'Solar - CSP'!AF215","v":0},{"$f":"'Solar - CSP'!AG215","v":0},{"$f":"'Solar - CSP'!AH215","v":0},{"$f":"'Solar - CSP'!AI215","v":0},{"$f":"'Solar - CSP'!AJ215","v":0},{"$f":"'Solar - CSP'!AK215","v":0},{"$f":"'Solar - CSP'!AL215","v":0},{"$f":"'Solar - CSP'!AM215","v":0},{"$f":"'Solar - CSP'!AN215","v":0},{"$f":"'Solar - CSP'!AO215","v":0},{"$f":"'Solar - CSP'!AP215","v":0},{"$f":"'Solar - CSP'!AQ215","v":0},{"$f":"'Solar - CSP'!AR215","v":0},{"$f":"'Solar - CSP'!AS215","v":0},{"$f":"'Solar - CSP'!AT215","v":0},{"$f":"'Solar - CSP'!AU215","v":0},{"$f":"'Solar - CSP'!AV215","v":0}]
[null,null,null,null,{"$f":"'Solar - CSP'!K216","v":"No TES - Class 5 - high"},null,null,null,null,null,null,null,null,null,null,null,null,null,null,null,null,null,{"$f":"'Solar - CSP'!L216","v":0},{"$f":"'Solar - CSP'!M216","v":0},{"$f":"'Solar - CSP'!N216","v":0},{"$f":"'Solar - CSP'!O216","v":0},{"$f":"'Solar - CSP'!P216","v":0},{"$f":"'Solar - CSP'!Q216","v":0},{"$f":"'Solar - CSP'!R216","v":0},{"$f":"'Solar - CSP'!S216","v":0},{"$f":"'Solar - CSP'!T216","v":0},{"$f":"'Solar - CSP'!U216","v":0},{"$f":"'Solar - CSP'!V216","v":0},{"$f":"'Solar - CSP'!W216","v":0},{"$f":"'Solar - CSP'!X216","v":0},{"$f":"'Solar - CSP'!Y216","v":0},{"$f":"'Solar - CSP'!Z216","v":0},{"$f":"'Solar - CSP'!AA216","v":0},{"$f":"'Solar - CSP'!AB216","v":0},{"$f":"'Solar - CSP'!AC216","v":0},{"$f":"'Solar - CSP'!AD216","v":0},{"$f":"'Solar - CSP'!AE216","v":0},{"$f":"'Solar - CSP'!AF216","v":0},{"$f":"'Solar - CSP'!AG216","v":0},{"$f":"'Solar - CSP'!AH216","v":0},{"$f":"'Solar - CSP'!AI216","v":0},{"$f":"'Solar - CSP'!AJ216","v":0},{"$f":"'Solar - CSP'!AK216","v":0},{"$f":"'Solar - CSP'!AL216","v":0},{"$f":"'Solar - CSP'!AM216","v":0},{"$f":"'Solar - CSP'!AN216","v":0},{"$f":"'Solar - CSP'!AO216","v":0},{"$f":"'Solar - CSP'!AP216","v":0},{"$f":"'Solar - CSP'!AQ216","v":0},{"$f":"'Solar - CSP'!AR216","v":0},{"$f":"'Solar - CSP'!AS216","v":0},{"$f":"'Solar - CSP'!AT216","v":0},{"$f":"'Solar - CSP'!AU216","v":0},{"$f":"'Solar - CSP'!AV216","v":0}]
[null,null,null,null,{"$f":"'Solar - CSP'!K217","v":"6 hrs TES - Class 1 - low"},null,null,null,null,null,null,null,null,null,null,null,null,null,null,null,null,null,{"$f":"'Solar - CSP'!L217","v":7040.6407123093422},{"$f":"'Solar - CSP'!M217","v":7040.6407123093422},{"$f":"'Solar - CSP'!N217","v":4903.6187342629628},{"$f":"'Solar - CSP'!O217","v":4477.668801837578},{"$f":"'Solar - CSP'!P217","v":4052.7577716864016},{"$f":"'Solar - CSP'!Q217","v":3626.8078392610173},{"$f":"'Solar - CSP'!R217","v":3202.9357113840492},{"$f":"'Solar - CSP'!S217","v":3202.9357113840492},{"$f":"'Solar - CSP'!T217","v":3202.9357113840492},{"$f":"'Solar - CSP'!U217","v":3202.9357113840492},{"$f":"'Solar - CSP'!V217","v":3202.9357113840492},{"$f":"'Solar - CSP'!W217","v":3202.9357113840492},{"$f":"'Solar - CSP'!X217","v":3202.9357113840492},{"$f":"'Solar - CSP'!Y217","v":3202.9357113840492},{"$f":"'Solar - CSP'!Z217","v":3202.9357113840492},{"$f":"'Solar - CSP'!AA217","v":3202.9357113840492},{"$f":"'Solar - CSP'!AB217","v":3202.9357113840492},{"$f":"'Solar - CSP'!AC217","v":3202.9357113840492},{"$f":"'Solar - CSP'!AD217","v":3202.9357113840492},{"$f":"'Solar - CSP'!AE217","v":3202.9357113840492},{"$f":"'Solar - CSP'!AF217","v":3202.9357113840492},{"$f":"'Solar - CSP'!AG217","v":3202.9357113840492},{"$f":"'Solar - CSP'!AH217","v":3202.9357113840492},{"$f":"'Solar - CSP'!AI217","v":3202.9357113840492},{"$f":"'Solar - CSP'!AJ217","v":3202.9357113840492},{"$f":"'Solar - CSP'!AK217","v":3202.9357113840492},{"$f":"'Solar - CSP'!AL217","v":3202.9357113840492},{"$f":"'Solar - CSP'!AM217","v":3202.9357113840492},{"$f":"'Solar - CSP'!AN217","v":3202.9357113840492},{"$f":"'Solar - CSP'!AO217","v":3202.9357113840492},{"$f":"'Solar - CSP'!AP217","v":3202.9357113840492},{"$f":"'Solar - CSP'!AQ217","v":3202.9357113840492},{"$f":"'Solar - CSP'!AR217","v":3202.9357113840492},{"$f":"'Solar - CSP'!AS217","v":3202.9357113840492},{"$f":"'Solar - CSP'!AT217","v":3202.9357113840492},{"$f":"'Solar - CSP'!AU217","v":3202.9357113840492},{"$f":"'Solar - CSP'!AV217","v":3202.9357113840492}]
[null,null,null,null,{"$f":"'Solar - CSP'!K218","v":"6 hrs TES - Class 1 - mid"},null,null,null,null,null,null,null,null,null,null,null,null,null,null,null,null,{"$f":"'Solar - CSP'!L35","v":7040.6407123093422},{"$f":"'Solar - CSP'!L218","v":7040.6407123093422},{"$f":"'Solar - CSP'!M218","v":7040.6407123093422},{"$f":"'Solar - CSP'!N218","v":6484.8279956079259},{"$f":"'Solar - CSP'!O218","v":5920.7040607128438},{"$f":"'Solar - CSP'!P218","v":5358.6579303661783},{"$f":"'Solar - CSP'!Q218","v":4794.5339954710953},{"$f":"'Solar - CSP'!R218","v":4232.4878651244298},{"$f":"'Solar - CSP'!S218","v":4129.532649750392},{"$f":"'Solar - CSP'!T218","v":4026.5774343763542},{"$f":"'Solar - CSP'!U218","v":3923.6222190023154},{"$f":"'Solar - CSP'!V218","v":3820.6670036282776},{"$f":"'Solar - CSP'!W218","v":3717.7117882542398},{"$f":"'Solar - CSP'!X218","v":3614.7565728802019},{"$f":"'Solar - CSP'!Y218","v":3511.8013575061636},{"$f":"'Solar - CSP'!Z218","v":3408.8461421321263},{"$f":"'Solar - CSP'!AA218","v":3305.8909267580884},{"$f":"'Solar - CSP'!AB218","v":3202.9357113840492},{"$f":"'Solar - CSP'!AC218","v":3202.9357113840492},{"$f":"'Solar - CSP'!AD218","v":3202.9357113840492},{"$f":"'Solar - CSP'!AE218","v":3202.9357113840492},{"$f":"'Solar - CSP'!AF218","v":3202.9357113840492},{"$f":"'Solar - CSP'!AG218","v":3202.9357113840492},{"$f":"'Solar - CSP'!AH218","v":3202.9357113840492},{"$f":"'Solar - CSP'!AI218","v":3202.9357113840492},{"$f":"'Solar - CSP'!AJ218","v":3202.9357113840492},{"$f":"'Solar - CSP'!AK218","v":3202.9357113840492},{"$f":"'Solar - CSP'!AL218","v":3202.9357113840492},{"$f":"'Solar - CSP'!AM218","v":3202.9357113840492},{"$f":"'Solar - CSP'!AN218","v":3202.9357113840492},{"$f":"'Solar - CSP'!AO218","v":3202.9357113840492},{"$f":"'Solar - CSP'!AP218","v":3202.9357113840492},{"$f":"'Solar - CSP'!AQ218","v":3202.9357113840492},{"$f":"'Solar - CSP'!AR218","v":3202.9357113840492},{"$f":"'Solar - CSP'!AS218","v":3202.9357113840492},{"$f":"'Solar - CSP'!AT218","v":3202.9357113840492},{"$f":"'Solar - CSP'!AU218","v":3202.9357113840492},{"$f":"'Solar - CSP'!AV218","v":3202.9357113840492}]
[null,null,null,null,{"$f":"'Solar - CSP'!K219","v":"6 hrs TES - Class 1 - high"},null,null,null,null,null,null,null,null,null,null,null,null,null,null,null,null,null,{"$f":"'Solar - CSP'!L219","v":7040.6407123093422},{"$f":"'Solar - CSP'!M219","v":7040.6407123093422},{"$f":"'Solar - CSP'!N219","v":8179.2776048415899},{"$f":"'Solar - CSP'!O219","v":7462.4350356378936},{"$f":"'Solar - CSP'!P219","v":6753.9036846278641},{"$f":"'Solar - CSP'!Q219","v":6043.2945290694179},{"$f":"'Solar - CSP'!R219","v":5334.7631780593883},{"$f":"'Solar - CSP'!S219","v":5334.7631780593883},{"$f":"'Solar - CSP'!T219","v":5334.7631780593883},{"$f":"'Solar - CSP'!U219","v":5334.7631780593883},{"$f":"'Solar - CSP'!V219","v":5334.7631780593883},{"$f":"'Solar - CSP'!W219","v":5334.7631780593883},{"$f":"'Solar - CSP'!X219","v":5334.7631780593883},{"$f":"'Solar - CSP'!Y219","v":5334.7631780593883},{"$f":"'Solar - CSP'!Z219","v":5334.7631780593883},{"$f":"'Solar - CSP'!AA219","v":5334.7631780593883},{"$f":"'Solar - CSP'!AB219","v":5334.7631780593883},{"$f":"'Solar - CSP'!AC219","v":5334.7631780593883},{"$f":"'Solar - CSP'!AD219","v":5334.7631780593883},{"$f":"'Solar - CSP'!AE219","v":5334.7631780593883},{"$f":"'Solar - CSP'!AF219","v":5334.7631780593883},{"$f":"'Solar - CSP'!AG219","v":5334.7631780593883},{"$f":"'Solar - CSP'!AH219","v":5334.7631780593883},{"$f":"'Solar - CSP'!AI219","v":5334.7631780593883},{"$f":"'Solar - CSP'!AJ219","v":5334.7631780593883},{"$f":"'Solar - CSP'!AK219","v":5334.7631780593883},{"$f":"'Solar - CSP'!AL219","v":5334.7631780593883},{"$f":"'Solar - CSP'!AM219","v":5334.7631780593883},{"$f":"'Solar - CSP'!AN219","v":5334.7631780593883},{"$f":"'Solar - CSP'!AO219","v":5334.7631780593883},{"$f":"'Solar - CSP'!AP219","v":5334.7631780593883},{"$f":"'Solar - CSP'!AQ219","v":5334.7631780593883},{"$f":"'Solar - CSP'!AR219","v":5334.7631780593883},{"$f":"'Solar - CSP'!AS219","v":5334.7631780593883},{"$f":"'Solar - CSP'!AT219","v":5334.7631780593883},{"$f":"'Solar - CSP'!AU219","v":5334.7631780593883},{"$f":"'Solar - CSP'!AV219","v":5334.7631780593883}]
[null,null,null,null,{"$f":"'Solar - CSP'!K220","v":"6 hrs TES - Class 3 - low"},null,null,null,null,null,null,null,null,null,null,null,null,null,null,null,null,null,{"$f":"'Solar - CSP'!L220","v":7040.6407123093422},{"$f":"'Solar - CSP'!M220","v":7040.6407123093422},{"$f":"'Solar - CSP'!N220","v":4903.6187342629628},{"$f":"'Solar - CSP'!O220","v":4477.668801837578},{"$f":"'Solar - CSP'!P220","v":4052.7577716864016},{"$f":"'Solar - CSP'!Q220","v":3626.8078392610173},{"$f":"'Solar - CSP'!R220","v":3202.9357113840492},{"$f":"'Solar - CSP'!S220","v":3202.9357113840492},{"$f":"'Solar - CSP'!T220","v":3202.9357113840492},{"$f":"'Solar - CSP'!U220","v":3202.9357113840492},{"$f":"'Solar - CSP'!V220","v":3202.9357113840492},{"$f":"'Solar - CSP'!W220","v":3202.9357113840492},{"$f":"'Solar - CSP'!X220","v":3202.9357113840492},{"$f":"'Solar - CSP'!Y220","v":3202.9357113840492},{"$f":"'Solar - CSP'!Z220","v":3202.9357113840492},{"$f":"'Solar - CSP'!AA220","v":3202.9357113840492},{"$f":"'Solar - CSP'!AB220","v":3202.9357113840492},{"$f":"'Solar - CSP'!AC220","v":3202.9357113840492},{"$f":"'Solar - CSP'!AD220","v":3202.9357113840492},{"$f":"'Solar - CSP'!AE220","v":3202.9357113840492},{"$f":"'Solar - CSP'!AF220","v":3202.9357113840492},{"$f":"'Solar - CSP'!AG220","v":3202.9357113840492},{"$f":"'Solar - CSP'!AH220","v":3202.9357113840492},{"$f":"'Solar - CSP'!AI220","v":3202.9357113840492},{"$f":"'Solar - CSP'!AJ220","v":3202.9357113840492},{"$f":"'Solar - CSP'!AK220","v":3202.9357113840492},{"$f":"'Solar - CSP'!AL220","v":3202.9357113840492},{"$f":"'Solar - CSP'!AM220","v":3202.9357113840492},{"$f":"'Solar - CSP'!AN220","v":3202.9357113840492},{"$f":"'Solar - CSP'!AO220","v":3202.9357113840492},{"$f":"'Solar - CSP'!AP220","v":3202.9357113840492},{"$f":"'Solar - CSP'!AQ220","v":3202.9357113840492},{"$f":"'Solar - CSP'!AR220","v":3202.9357113840492},{"$f":"'Solar - CSP'!AS220","v":3202.9357113840492},{"$f":"'Solar - CSP'!AT220","v":3202.9357113840492},{"$f":"'Solar - CSP'!AU220","v":3202.9357113840492},{"$f":"'Solar - CSP'!AV220","v":3202.9357113840492}]
[null,null,null,null,{"$f":"'Solar - CSP'!K221","v":"6 hrs TES - Class 3 - mid"},null,null,null,null,null,null,null,null,null,null,null,null,null,null,null,null,{"$f":"'Solar - CSP'!L36","v":7040.6407123093422},{"$f":"'Solar - CSP'!L221","v":7040.6407123093422},{"$f":"'Solar - CSP'!M221","v":7040.6407123093422},{"$f":"'Solar - CSP'!N221","v":6484.8279956079259},{"$f":"'Solar - CSP'!O221","v":5920.7040607128438},{"$f":"'Solar - CSP'!P221","v":5358.6579303661783},{"$f":"'Solar - CSP'!Q221","v":4794.5339954710953},{"$f":"'Solar - CSP'!R221","v":4232.4878651244298},{"$f":"'Solar - CSP'!S221","v":4129.532649750392},{"$f":"'Solar - CSP'!T221","v":4026.5774343763542},{"$f":"'Solar - CSP'!U221","v":3923.6222190023154},{"$f":"'Solar - CSP'!V221","v":3820.6670036282776},{"$f":"'Solar - CSP'!W221","v":3717.7117882542398},{"$f":"'Solar - CSP'!X221","v":3614.7565728802019},{"$f":"'Solar - CSP'!Y221","v":3511.8013575061636},{"$f":"'Solar - CSP'!Z221","v":3408.8461421321263},{"$f":"'Solar - CSP'!AA221","v":3305.8909267580884},{"$f":"'Solar - CSP'!AB221","v":3202.9357113840492},{"$f":"'Solar - CSP'!AC221","v":3202.9357113840492},{"$f":"'Solar - CSP'!AD221","v":3202.9357113840492},{"$f":"'Solar - CSP'!AE221","v":3202.9357113840492},{"$f":"'Solar - CSP'!AF221","v":3202.9357113840492},{"$f":"'Solar - CSP'!AG221","v":3202.9357113840492},{"$f":"'Solar - CSP'!AH221","v":3202.9357113840492},{"$f":"'Solar - CSP'!AI221","v":3202.9357113840492},{"$f":"'Solar - CSP'!AJ221","v":3202.9357113840492},{"$f":"'Solar - CSP'!AK221","v":3202.9357113840492},{"$f":"'Solar - CSP'!AL221","v":3202.9357113840492},{"$f":"'Solar - CSP'!AM221","v":3202.9357113840492},{"$f":"'Solar - CSP'!AN221","v":3202.9357113840492},{"$f":"'Solar - CSP'!AO221","v":3202.9357113840492},{"$f":"'Solar - CSP'!AP221","v":3202.9357113840492},{"$f":"'Solar - CSP'!AQ221","v":3202.9357113840492},{"$f":"'Solar - CSP'!AR221","v":3202.9357113840492},{"$f":"'Solar - CSP'!AS221","v":3202.9357113840492},{"$f":"'Solar - CSP'!AT221","v":3202.9357113840492},{"$f":"'Solar - CSP'!AU221","v":3202.9357113840492},{"$f":"'Solar - CSP'!AV221","v":3202.9357113840492}]
[null,null,null,null,{"$f":"'Solar - CSP'!K222","v":"6 hrs TES - Class 3 - high"},null,null,null,null,null,null,null,null,null,null,null,null,null,null,null,null,null,{"$f":"'Solar - CSP'!L222","v":7040.6407123093422},{"$f":"'Solar - CSP'!M222","v":7040.6407123093422},{"$f":"'Solar - CSP'!N222","v":8179.2776048415899},{"$f":"'Solar - CSP'!O222","v":7462.4350356378936},{"$f":"'Solar - CSP'!P222","v":6753.9036846278641},{"$f":"'Solar - CSP'!Q222","v":6043.2945290694179},{"$f":"'Solar - CSP'!R222","v":5334.7631780593883},{"$f":"'Solar - CSP'!S222","v":5334.7631780593883},{"$f":"'Solar - CSP'!T222","v":5334.7631780593883},{"$f":"'Solar - CSP'!U222","v":5334.7631780593883},{"$f":"'Solar - CSP'!V222","v":5334.7631780593883},{"$f":"'Solar - CSP'!W222","v":5334.7631780593883},{"$f":"'Solar - CSP'!X222","v":5334.7631780593883},{"$f":"'Solar - CSP'!Y222","v":5334.7631780593883},{"$f":"'Solar - CSP'!Z222","v":5334.7631780593883},{"$f":"'Solar - CSP'!AA222","v":5334.7631780593883},{"$f":"'Solar - CSP'!AB222","v":5334.7631780593883},{"$f":"'Solar - CSP'!AC222","v":5334.7631780593883},{"$f":"'Solar - CSP'!AD222","v":5334.7631780593883},{"$f":"'Solar - CSP'!AE222","v":5334.7631780593883},{"$f":"'Solar - CSP'!AF222","v":5334.7631780593883},{"$f":"'Solar - CSP'!AG222","v":5334.7631780593883},{"$f":"'Solar - CSP'!AH222","v":5334.7631780593883},{"$f":"'Solar - CSP'!AI222","v":5334.7631780593883},{"$f":"'Solar - CSP'!AJ222","v":5334.7631780593883},{"$f":"'Solar - CSP'!AK222","v":5334.7631780593883},{"$f":"'Solar - CSP'!AL222","v":5334.7631780593883},{"$f":"'Solar - CSP'!AM222","v":5334.7631780593883},{"$f":"'Solar - CSP'!AN222","v":5334.7631780593883},{"$f":"'Solar - CSP'!AO222","v":5334.7631780593883},{"$f":"'Solar - CSP'!AP222","v":5334.7631780593883},{"$f":"'Solar - CSP'!AQ222","v":5334.7631780593883},{"$f":"'Solar - CSP'!AR222","v":5334.7631780593883},{"$f":"'Solar - CSP'!AS222","v":5334.7631780593883},{"$f":"'Solar - CSP'!AT222","v":5334.7631780593883},{"$f":"'Solar - CSP'!AU222","v":5334.7631780593883},{"$f":"'Solar - CSP'!AV222","v":5334.7631780593883}]
[null,null,null,null,{"$f":"'Solar - CSP'!K223","v":"6 hrs TES - Class 5 - low"},null,null,null,null,null,null,null,null,null,null,null,null,null,null,null,null,null,{"$f":"'Solar - CSP'!L223","v":7040.6407123093422},{"$f":"'Solar - CSP'!M223","v":7040.6407123093422},{"$f":"'Solar - CSP'!N223","v":4903.6187342629628},{"$f":"'Solar - CSP'!O223","v":4477.668801837578},{"$f":"'Solar - CSP'!P223","v":4052.7577716864016},{"$f":"'Solar - CSP'!Q223","v":3626.8078392610173},{"$f":"'Solar - CSP'!R223","v":3202.9357113840492},{"$f":"'Solar - CSP'!S223","v":3202.9357113840492},{"$f":"'Solar - CSP'!T223","v":3202.9357113840492},{"$f":"'Solar - CSP'!U223","v":3202.9357113840492},{"$f":"'Solar - CSP'!V223","v":3202.9357113840492},{"$f":"'Solar - CSP'!W223","v":3202.9357113840492},{"$f":"'Solar - CSP'!X223","v":3202.9357113840492},{"$f":"'Solar - CSP'!Y223","v":3202.9357113840492},{"$f":"'Solar - CSP'!Z223","v":3202.9357113840492},{"$f":"'Solar - CSP'!AA223","v":3202.9357113840492},{"$f":"'Solar - CSP'!AB223","v":3202.9357113840492},{"$f":"'Solar - CSP'!AC223","v":3202.9357113840492},{"$f":"'Solar - CSP'!AD223","v":3202.9357113840492},{"$f":"'Solar - CSP'!AE223","v":3202.9357113840492},{"$f":"'Solar - CSP'!AF223","v":3202.9357113840492},{"$f":"'Solar - CSP'!AG223","v":3202.9357113840492},{"$f":"'Solar - CSP'!AH223","v":3202.9357113840492},{"$f":"'Solar - CSP'!AI223","v":3202.9357113840492},{"$f":"'Solar - CSP'!AJ223","v":3202.9357113840492},{"$f":"'Solar - CSP'!AK223","v":3202.9357113840492},{"$f":"'Solar - CSP'!AL223","v":3202.9357113840492},{"$f":"'Solar - CSP'!AM223","v":3202.9357113840492},{"$f":"'Solar - CSP'!AN223","v":3202.9357113840492},{"$f":"'Solar - CSP'!AO223","v":3202.9357113840492},{"$f":"'Solar - CSP'!AP223","v":3202.9357113840492},{"$f":"'Solar - CSP'!AQ223","v":3202.9357113840492},{"$f":"'Solar - CSP'!AR223","v":3202.9357113840492},{"$f":"'Solar - CSP'!AS223","v":3202.9357113840492},{"$f":"'Solar - CSP'!AT223","v":3202.9357113840492},{"$f":"'Solar - CSP'!AU223","v":3202.9357113840492},{"$f":"'Solar - CSP'!AV223","v":3202.9357113840492}]
[null,null,null,null,{"$f":"'Solar - CSP'!K224","v":"6 hrs TES - Class 5 - mid"},null,null,null,null,null,null,null,null,null,null,null,null,null,null,null,null,{"$f":"'Solar - CSP'!L37","v":7040.6407123093422},{"$f":"'Solar - CSP'!L224","v":7040.6407123093422},{"$f":"'Solar - CSP'!M224","v":7040.6407123093422},{"$f":"'Solar - CSP'!N224","v":6484.8279956079259},{"$f":"'Solar - CSP'!O224","v":5920.7040607128438},{"$f":"'Solar - CSP'!P224","v":5358.6579303661783},{"$f":"'Solar - CSP'!Q224","v":4794.5339954710953},{"$f":"'Solar - CSP'!R224","v":4232.4878651244298},{"$f":"'Solar - CSP'!S224","v":4129.532649750392},{"$f":"'Solar - CSP'!T224","v":4026.5774343763542},{"$f":"'Solar - CSP'!U224","v":3923.6222190023154},{"$f":"'Solar - CSP'!V224","v":3820.6670036282776},{"$f":"'Solar - CSP'!W224","v":3717.7117882542398},{"$f":"'Solar - CSP'!X224","v":3614.7565728802019},{"$f":"'Solar - CSP'!Y224","v":3511.8013575061636},{"$f":"'Solar - CSP'!Z224","v":3408.8461421321263},{"$f":"'Solar - CSP'!AA224","v":3305.8909267580884},{"$f":"'Solar - CSP'!AB224","v":3202.9357113840492},{"$f":"'Solar - CSP'!AC224","v":3202.9357113840492},{"$f":"'Solar - CSP'!AD224","v":3202.9357113840492},{"$f":"'Solar - CSP'!AE224","v":3202.9357113840492},{"$f":"'Solar - CSP'!AF224","v":3202.9357113840492},{"$f":"'Solar - CSP'!AG224","v":3202.9357113840492},{"$f":"'Solar - CSP'!AH224","v":3202.9357113840492},{"$f":"'Solar - CSP'!AI224","v":3202.9357113840492},{"$f":"'Solar - CSP'!AJ224","v":3202.9357113840492},{"$f":"'Solar - CSP'!AK224","v":3202.9357113840492},{"$f":"'Solar - CSP'!AL224","v":3202.9357113840492},{"$f":"'Solar - CSP'!AM224","v":3202.9357113840492},{"$f":"'Solar - CSP'!AN224","v":3202.9357113840492},{"$f":"'Solar - CSP'!AO224","v":3202.9357113840492},{"$f":"'Solar - CSP'!AP224","v":3202.9357113840492},{"$f":"'Solar - CSP'!AQ224","v":3202.9357113840492},{"$f":"'Solar - CSP'!AR224","v":3202.9357113840492},{"$f":"'Solar - CSP'!AS224","v":3202.9357113840492},{"$f":"'Solar - CSP'!AT224","v":3202.9357113840492},{"$f":"'Solar - CSP'!AU224","v":3202.9357113840492},{"$f":"'Solar - CSP'!AV224","v":3202.9357113840492}]
[null,null,null,null,{"$f":"'Solar - CSP'!K225","v":"6 hrs TES - Class 5 - high"},null,null,null,null,null,null,null,null,null,null,null,null,null,null,null,null,null,{"$f":"'Solar - CSP'!L225","v":7040.6407123093422},{"$f":"'Solar - CSP'!M225","v":7040.6407123093422},{"$f":"'Solar - CSP'!N225","v":8179.2776048415899},{"$f":"'Solar - CSP'!O225","v":7462.4350356378936},{"$f":"'Solar - CSP'!P225","v":6753.9036846278641},{"$f":"'Solar - CSP'!Q225","v":6043.2945290694179},{"$f":"'Solar - CSP'!R225","v":5334.7631780593883},{"$f":"'Solar - CSP'!S225","v":5334.7631780593883},{"$f":"'Solar - CSP'!T225","v":5334.7631780593883},{"$f":"'Solar - CSP'!U225","v":5334.7631780593883},{"$f":"'Solar - CSP'!V225","v":5334.7631780593883},{"$f":"'Solar - CSP'!W225","v":5334.7631780593883},{"$f":"'Solar - CSP'!X225","v":5334.7631780593883},{"$f":"'Solar - CSP'!Y225","v":5334.7631780593883},{"$f":"'Solar - CSP'!Z225","v":5334.7631780593883},{"$f":"'Solar - CSP'!AA225","v":5334.7631780593883},{"$f":"'Solar - CSP'!AB225","v":5334.7631780593883},{"$f":"'Solar - CSP'!AC225","v":5334.7631780593883},{"$f":"'Solar - CSP'!AD225","v":5334.7631780593883},{"$f":"'Solar - CSP'!AE225","v":5334.7631780593883},{"$f":"'Solar - CSP'!AF225","v":5334.7631780593883},{"$f":"'Solar - CSP'!AG225","v":5334.7631780593883},{"$f":"'Solar - CSP'!AH225","v":5334.7631780593883},{"$f":"'Solar - CSP'!AI225","v":5334.7631780593883},{"$f":"'Solar - CSP'!AJ225","v":5334.7631780593883},{"$f":"'Solar - CSP'!AK225","v":5334.7631780593883},{"$f":"'Solar - CSP'!AL225","v":5334.7631780593883},{"$f":"'Solar - CSP'!AM225","v":5334.7631780593883},{"$f":"'Solar - CSP'!AN225","v":5334.7631780593883},{"$f":"'Solar - CSP'!AO225","v":5334.7631780593883},{"$f":"'Solar - CSP'!AP225","v":5334.7631780593883},{"$f":"'Solar - CSP'!AQ225","v":5334.7631780593883},{"$f":"'Solar - CSP'!AR225","v":5334.7631780593883},{"$f":"'Solar - CSP'!AS225","v":5334.7631780593883},{"$f":"'Solar - CSP'!AT225","v":5334.7631780593883},{"$f":"'Solar - CSP'!AU225","v":5334.7631780593883},{"$f":"'Solar - CSP'!AV225","v":5334.7631780593883}]
[null,null,null,null,{"$f":"'Solar - CSP'!K226","v":"12 hrs TES - Class 1 - low"},null,null,null,null,null,null,null,null,null,null,null,null,null,null,null,null,null,{"$f":"'Solar - CSP'!L226","v":8863.3947524077248},{"$f":"'Solar - CSP'!M226","v":8863.3947524077248},{"$f":"'Solar - CSP'!N226","v":6139.3929894336816},{"$f":"'Solar - CSP'!O226","v":5566.9578363449327},{"$f":"'Solar - CSP'!P226","v":4996.0810366674968},{"$f":"'Solar - CSP'!Q226","v":4423.6458835787489},{"$f":"'Solar - CSP'!R226","v":3853.8079861755209},{"$f":"'Solar - CSP'!S226","v":3853.8079861755209},{"$f":"'Solar - CSP'!T226","v":3853.8079861755209},{"$f":"'Solar - CSP'!U226","v":3853.8079861755209},{"$f":"'Solar - CSP'!V226","v":3853.8079861755209},{"$f":"'Solar - CSP'!W226","v":3853.8079861755209},{"$f":"'Solar - CSP'!X226","v":3853.8079861755209},{"$f":"'Solar - CSP'!Y226","v":3853.8079861755209},{"$f":"'Solar - CSP'!Z226","v":3853.8079861755209},{"$f":"'Solar - CSP'!AA226","v":3853.8079861755209},{"$f":"'Solar - CSP'!AB226","v":3853.8079861755209},{"$f":"'Solar - CSP'!AC226","v":3853.8079861755209},{"$f":"'Solar - CSP'!AD226","v":3853.8079861755209},{"$f":"'Solar - CSP'!AE226","v":3853.8079861755209},{"$f":"'Solar - CSP'!AF226","v":3853.8079861755209},{"$f":"'Solar - CSP'!AG226","v":3853.8079861755209},{"$f":"'Solar - CSP'!AH226","v":3853.8079861755209},{"$f":"'Solar - CSP'!AI226","v":3853.8079861755209},{"$f":"'Solar - CSP'!AJ226","v":3853.8079861755209},{"$f":"'Solar - CSP'!AK226","v":3853.8079861755209},{"$f":"'Solar - CSP'!AL226","v":3853.8079861755209},{"$f":"'Solar - CSP'!AM226","v":3853.8079861755209},{"$f":"'Solar - CSP'!AN226","v":3853.8079861755209},{"$f":"'Solar - CSP'!AO226","v":3853.8079861755209},{"$f":"'Solar - CSP'!AP226","v":3853.8079861755209},{"$f":"'Solar - CSP'!AQ226","v":3853.8079861755209},{"$f":"'Solar - CSP'!AR226","v":3853.8079861755209},{"$f":"'Solar - CSP'!AS226","v":3853.8079861755209},{"$f":"'Solar - CSP'!AT226","v":3853.8079861755209},{"$f":"'Solar - CSP'!AU226","v":3853.8079861755209},{"$f":"'Solar - CSP'!AV226","v":3853.8079861755209}]
[null,null,null,null,{"$f":"'Solar - CSP'!K227","v":"12 hrs TES - Class 1 - mid"},null,null,null,null,null,null,null,null,null,null,null,null,null,null,null,null,{"$f":"'Solar - CSP'!L38","v":8863.3947524077248},{"$f":"'Solar - CSP'!L227","v":8863.3947524077248},{"$f":"'Solar - CSP'!M227","v":8863.3947524077248},{"$f":"'Solar - CSP'!N227","v":8120.0601752117191},{"$f":"'Solar - CSP'!O227","v":7361.6615150396929},{"$f":"'Solar - CSP'!P227","v":6605.860110553188},{"$f":"'Solar - CSP'!Q227","v":5847.4614503811617},{"$f":"'Solar - CSP'!R227","v":5091.6600458946568},{"$f":"'Solar - CSP'!S227","v":4967.8748399227434},{"$f":"'Solar - CSP'!T227","v":4844.089633950829},{"$f":"'Solar - CSP'!U227","v":4720.3044279789165},{"$f":"'Solar - CSP'!V227","v":4596.519222007003},{"$f":"'Solar - CSP'!W227","v":4472.7340160350896},{"$f":"'Solar - CSP'!X227","v":4348.9488100631752},{"$f":"'Solar - CSP'!Y227","v":4225.1636040912626},{"$f":"'Solar - CSP'!Z227","v":4101.3783981193492},{"$f":"'Solar - CSP'!AA227","v":3977.5931921474353},{"$f":"'Solar - CSP'!AB227","v":3853.8079861755209},{"$f":"'Solar - CSP'!AC227","v":3853.8079861755209},{"$f":"'Solar - CSP'!AD227","v":3853.8079861755209},{"$f":"'Solar - CSP'!AE227","v":3853.8079861755209},{"$f":"'Solar - CSP'!AF227","v":3853.8079861755209},{"$f":"'Solar - CSP'!AG227","v":3853.8079861755209},{"$f":"'Solar - CSP'!AH227","v":3853.8079861755209},{"$f":"'Solar - CSP'!AI227","v":3853.8079861755209},{"$f":"'Solar - CSP'!AJ227","v":3853.8079861755209},{"$f":"'Solar - CSP'!AK227","v":3853.8079861755209},{"$f":"'Solar - CSP'!AL227","v":3853.8079861755209},{"$f":"'Solar - CSP'!AM227","v":3853.8079861755209},{"$f":"'Solar - CSP'!AN227","v":3853.8079861755209},{"$f":"'Solar - CSP'!AO227","v":3853.8079861755209},{"$f":"'Solar - CSP'!AP227","v":3853.8079861755209},{"$f":"'Solar - CSP'!AQ227","v":3853.8079861755209},{"$f":"'Solar - CSP'!AR227","v":3853.8079861755209},{"$f":"'Solar - CSP'!AS227","v":3853.8079861755209},{"$f":"'Solar - CSP'!AT227","v":3853.8079861755209},{"$f":"'Solar - CSP'!AU227","v":3853.8079861755209},{"$f":"'Solar - CSP'!AV227","v":3853.8079861755209}]
[null,null,null,null,{"$f":"'Solar - CSP'!K228","v":"12 hrs TES - Class 1 - high"},null,null,null,null,null,null,null,null,null,null,null,null,null,null,null,null,null,{"$f":"'Solar - CSP'!L228","v":8863.3947524077248},{"$f":"'Solar - CSP'!M228","v":8863.3947524077248},{"$f":"'Solar - CSP'!N228","v":10243.576423693392},{"$f":"'Solar - CSP'!O228","v":9276.3584064055067},{"$f":"'Solar - CSP'!P228","v":8324.204472093641},{"$f":"'Solar - CSP'!Q228","v":7369.453282096255},{"$f":"'Solar - CSP'!R228","v":6417.2993477843893},{"$f":"'Solar - CSP'!S228","v":6417.2993477843893},{"$f":"'Solar - CSP'!T228","v":6417.2993477843893},{"$f":"'Solar - CSP'!U228","v":6417.2993477843893},{"$f":"'Solar - CSP'!V228","v":6417.2993477843893},{"$f":"'Solar - CSP'!W228","v":6417.2993477843893},{"$f":"'Solar - CSP'!X228","v":6417.2993477843893},{"$f":"'Solar - CSP'!Y228","v":6417.2993477843893},{"$f":"'Solar - CSP'!Z228","v":6417.2993477843893},{"$f":"'Solar - CSP'!AA228","v":6417.2993477843893},{"$f":"'Solar - CSP'!AB228","v":6417.2993477843893},{"$f":"'Solar - CSP'!AC228","v":6417.2993477843893},{"$f":"'Solar - CSP'!AD228","v":6417.2993477843893},{"$f":"'Solar - CSP'!AE228","v":6417.2993477843893},{"$f":"'Solar - CSP'!AF228","v":6417.2993477843893},{"$f":"'Solar - CSP'!AG228","v":6417.2993477843893},{"$f":"'Solar - CSP'!AH228","v":6417.2993477843893},{"$f":"'Solar - CSP'!AI228","v":6417.2993477843893},{"$f":"'Solar - CSP'!AJ228","v":6417.2993477843893},{"$f":"'Solar - CSP'!AK228","v":6417.2993477843893},{"$f":"'Solar - CSP'!AL228","v":6417.2993477843893},{"$f":"'Solar - CSP'!AM228","v":6417.2993477843893},{"$f":"'Solar - CSP'!AN228","v":6417.2993477843893},{"$f":"'Solar - CSP'!AO228","v":6417.2993477843893},{"$f":"'Solar - CSP'!AP228","v":6417.2993477843893},{"$f":"'Solar - CSP'!AQ228","v":6417.2993477843893},{"$f":"'Solar - CSP'!AR228","v":6417.2993477843893},{"$f":"'Solar - CSP'!AS228","v":6417.2993477843893},{"$f":"'Solar - CSP'!AT228","v":6417.2993477843893},{"$f":"'Solar - CSP'!AU228","v":6417.2993477843893},{"$f":"'Solar - CSP'!AV228","v":6417.2993477843893}]
[null,null,null,null,{"$f":"'Solar - CSP'!K229","v":"12 hrs TES - Class 3 - low"},null,null,null,null,null,null,null,null,null,null,null,null,null,null,null,null,null,{"$f":"'Solar - CSP'!L229","v":8863.3947524077248},{"$f":"'Solar - CSP'!M229","v":8863.3947524077248},{"$f":"'Solar - CSP'!N229","v":6139.3929894336816},{"$f":"'Solar - CSP'!O229","v":5566.9578363449327},{"$f":"'Solar - CSP'!P229","v":4996.0810366674968},{"$f":"'Solar - CSP'!Q229","v":4423.6458835787489},{"$f":"'Solar - CSP'!R229","v":3853.8079861755209},{"$f":"'Solar - CSP'!S229","v":3853.8079861755209},{"$f":"'Solar - CSP'!T229","v":3853.8079861755209},{"$f":"'Solar - CSP'!U229","v":3853.8079861755209},{"$f":"'Solar - CSP'!V229","v":3853.8079861755209},{"$f":"'Solar - CSP'!W229","v":3853.8079861755209},{"$f":"'Solar - CSP'!X229","v":3853.8079861755209},{"$f":"'Solar - CSP'!Y229","v":3853.8079861755209},{"$f":"'Solar - CSP'!Z229","v":3853.8079861755209},{"$f":"'Solar - CSP'!AA229","v":3853.8079861755209},{"$f":"'Solar - CSP'!AB229","v":3853.8079861755209},{"$f":"'Solar - CSP'!AC229","v":3853.8079861755209},{"$f":"'Solar - CSP'!AD229","v":3853.8079861755209},{"$f":"'Solar - CSP'!AE229","v":3853.8079861755209},{"$f":"'Solar - CSP'!AF229","v":3853.8079861755209},{"$f":"'Solar - CSP'!AG229","v":3853.8079861755209},{"$f":"'Solar - CSP'!AH229","v":3853.8079861755209},{"$f":"'Solar - CSP'!AI229","v":3853.8079861755209},{"$f":"'Solar - CSP'!AJ229","v":3853.8079861755209},{"$f":"'Solar - CSP'!AK229","v":3853.8079861755209},{"$f":"'Solar - CSP'!AL229","v":3853.8079861755209},{"$f":"'Solar - CSP'!AM229","v":3853.8079861755209},{"$f":"'Solar - CSP'!AN229","v":3853.8079861755209},{"$f":"'Solar - CSP'!AO229","v":3853.8079861755209},{"$f":"'Solar - CSP'!AP229","v":3853.8079861755209},{"$f":"'Solar - CSP'!AQ229","v":3853.8079861755209},{"$f":"'Solar - CSP'!AR229","v":3853.8079861755209},{"$f":"'Solar - CSP'!AS229","v":3853.8079861755209},{"$f":"'Solar - CSP'!AT229","v":3853.8079861755209},{"$f":"'Solar - CSP'!AU229","v":3853.8079861755209},{"$f":"'Solar - CSP'!AV229","v":3853.8079861755209}]
[null,null,null,null,{"$f":"'Solar - CSP'!K230","v":"12 hrs TES - Class 3 - mid"},null,null,null,null,null,null,null,null,null,null,null,null,null,null,null,null,{"$f":"'Solar - CSP'!L39","v":8863.3947524077248},{"$f":"'Solar - CSP'!L230","v":8863.3947524077248},{"$f":"'Solar - CSP'!M230","v":8863.3947524077248},{"$f":"'Solar - CSP'!N230","v":8120.0601752117191},{"$f":"'Solar - CSP'!O230","v":7361.6615150396929},{"$f":"'Solar - CSP'!P230","v":6605.860110553188},{"$f":"'Solar - CSP'!Q230","v":5847.4614503811617},{"$f":"'Solar - CSP'!R230","v":5091.6600458946568},{"$f":"'Solar - CSP'!S230","v":4967.8748399227434},{"$f":"'Solar - CSP'!T230","v":4844.089633950829},{"$f":"'Solar - CSP'!U230","v":4720.3044279789165},{"$f":"'Solar - CSP'!V230","v":4596.519222007003},{"$f":"'Solar - CSP'!W230","v":4472.7340160350896},{"$f":"'Solar - CSP'!X230","v":4348.9488100631752},{"$f":"'Solar - CSP'!Y230","v":4225.1636040912626},{"$f":"'Solar - CSP'!Z230","v":4101.3783981193492},{"$f":"'Solar - CSP'!AA230","v":3977.5931921474353},{"$f":"'Solar - CSP'!AB230","v":3853.8079861755209},{"$f":"'Solar - CSP'!AC230","v":3853.8079861755209},{"$f":"'Solar - CSP'!AD230","v":3853.8079861755209},{"$f":"'Solar - CSP'!AE230","v":3853.8079861755209},{"$f":"'Solar - CSP'!AF230","v":3853.8079861755209},{"$f":"'Solar - CSP'!AG230","v":3853.8079861755209},{"$f":"'Solar - CSP'!AH230","v":3853.8079861755209},{"$f":"'Solar - CSP'!AI230","v":3853.8079861755209},{"$f":"'Solar - CSP'!AJ230","v":3853.8079861755209},{"$f":"'Solar - CSP'!AK230","v":3853.8079861755209},{"$f":"'Solar - CSP'!AL230","v":3853.8079861755209},{"$f":"'Solar - CSP'!AM230","v":3853.8079861755209},{"$f":"'Solar - CSP'!AN230","v":3853.8079861755209},{"$f":"'Solar - CSP'!AO230","v":3853.8079861755209},{"$f":"'Solar - CSP'!AP230","v":3853.8079861755209},{"$f":"'Solar - CSP'!AQ230","v":3853.8079861755209},{"$f":"'Solar - CSP'!AR230","v":3853.8079861755209},{"$f":"'Solar - CSP'!AS230","v":3853.8079861755209},{"$f":"'Solar - CSP'!AT230","v":3853.8079861755209},{"$f":"'Solar - CSP'!AU230","v":3853.8079861755209},{"$f":"'Solar - CSP'!AV230","v":3853.8079861755209}]
[null,null,null,null,{"$f":"'Solar - CSP'!K231","v":"12 hrs TES - Class 3 - high"},null,null,null,null,null,null,null,null,null,null,null,null,null,null,null,null,null,{"$f":"'Solar - CSP'!L231","v":8863.3947524077248},{"$f":"'Solar - CSP'!M231","v":8863.3947524077248},{"$f":"'Solar - CSP'!N231","v":10243.576423693392},{"$f":"'Solar - CSP'!O231","v":9276.3584064055067},{"$f":"'Solar - CSP'!P231","v":8324.204472093641},{"$f":"'Solar - CSP'!Q231","v":7369.453282096255},{"$f":"'Solar - CSP'!R231","v":6417.2993477843893},{"$f":"'Solar - CSP'!S231","v":6417.2993477843893},{"$f":"'Solar - CSP'!T231","v":6417.2993477843893},{"$f":"'Solar - CSP'!U231","v":6417.2993477843893},{"$f":"'Solar - CSP'!V231","v":6417.2993477843893},{"$f":"'Solar - CSP'!W231","v":6417.2993477843893},{"$f":"'Solar - CSP'!X231","v":6417.2993477843893},{"$f":"'Solar - CSP'!Y231","v":6417.2993477843893},{"$f":"'Solar - CSP'!Z231","v":6417.2993477843893},{"$f":"'Solar - CSP'!AA231","v":6417.2993477843893},{"$f":"'Solar - CSP'!AB231","v":6417.2993477843893},{"$f":"'Solar - CSP'!AC231","v":6417.2993477843893},{"$f":"'Solar - CSP'!AD231","v":6417.2993477843893},{"$f":"'Solar - CSP'!AE231","v":6417.2993477843893},{"$f":"'Solar - CSP'!AF231","v":6417.2993477843893},{"$f":"'Solar - CSP'!AG231","v":6417.2993477843893},{"$f":"'Solar - CSP'!AH231","v":6417.2993477843893},{"$f":"'Solar - CSP'!AI231","v":6417.2993477843893},{"$f":"'Solar - CSP'!AJ231","v":6417.2993477843893},{"$f":"'Solar - CSP'!AK231","v":6417.2993477843893},{"$f":"'Solar - CSP'!AL231","v":6417.2993477843893},{"$f":"'Solar - CSP'!AM231","v":6417.2993477843893},{"$f":"'Solar - CSP'!AN231","v":6417.2993477843893},{"$f":"'Solar - CSP'!AO231","v":6417.2993477843893},{"$f":"'Solar - CSP'!AP231","v":6417.2993477843893},{"$f":"'Solar - CSP'!AQ231","v":6417.2993477843893},{"$f":"'Solar - CSP'!AR231","v":6417.2993477843893},{"$f":"'Solar - CSP'!AS231","v":6417.2993477843893},{"$f":"'Solar - CSP'!AT231","v":6417.2993477843893},{"$f":"'Solar - CSP'!AU231","v":6417.2993477843893},{"$f":"'Solar - CSP'!AV231","v":6417.2993477843893}]
[null,null,null,null,{"$f":"'Solar - CSP'!K232","v":"12 hrs TES - Class 5 - low"},null,null,null,null,null,null,null,null,null,null,null,null,null,null,null,null,null,{"$f":"'Solar - CSP'!L232","v":8863.3947524077248},{"$f":"'Solar - CSP'!M232","v":8863.3947524077248},{"$f":"'Solar - CSP'!N232","v":6139.3929894336816},{"$f":"'Solar - CSP'!O232","v":5566.9578363449327},{"$f":"'Solar - CSP'!P232","v":4996.0810366674968},{"$f":"'Solar - CSP'!Q232","v":4423.6458835787489},{"$f":"'Solar - CSP'!R232","v":3853.8079861755209},{"$f":"'Solar - CSP'!S232","v":3853.8079861755209},{"$f":"'Solar - CSP'!T232","v":3853.8079861755209},{"$f":"'Solar - CSP'!U232","v":3853.8079861755209},{"$f":"'Solar - CSP'!V232","v":3853.8079861755209},{"$f":"'Solar - CSP'!W232","v":3853.8079861755209},{"$f":"'Solar - CSP'!X232","v":3853.8079861755209},{"$f":"'Solar - CSP'!Y232","v":3853.8079861755209},{"$f":"'Solar - CSP'!Z232","v":3853.8079861755209},{"$f":"'Solar - CSP'!AA232","v":3853.8079861755209},{"$f":"'Solar - CSP'!AB232","v":3853.8079861755209},{"$f":"'Solar - CSP'!AC232","v":3853.8079861755209},{"$f":"'Solar - CSP'!AD232","v":3853.8079861755209},{"$f":"'Solar - CSP'!AE232","v":3853.8079861755209},{"$f":"'Solar - CSP'!AF232","v":3853.8079861755209},{"$f":"'Solar - CSP'!AG232","v":3853.8079861755209},{"$f":"'Solar - CSP'!AH232","v":3853.8079861755209},{"$f":"'Solar - CSP'!AI232","v":3853.8079861755209},{"$f":"'Solar - CSP'!AJ232","v":3853.8079861755209},{"$f":"'Solar - CSP'!AK232","v":3853.8079861755209},{"$f":"'Solar - CSP'!AL232","v":3853.8079861755209},{"$f":"'Solar - CSP'!AM232","v":3853.8079861755209},{"$f":"'Solar - CSP'!AN232","v":3853.8079861755209},{"$f":"'Solar - CSP'!AO232","v":3853.8079861755209},{"$f":"'Solar - CSP'!AP232","v":3853.8079861755209},{"$f":"'Solar - CSP'!AQ232","v":3853.8079861755209},{"$f":"'Solar - CSP'!AR232","v":3853.8079861755209},{"$f":"'Solar - CSP'!AS232","v":3853.8079861755209},{"$f":"'Solar - CSP'!AT232","v":3853.8079861755209},{"$f":"'Solar - CSP'!AU232","v":3853.8079861755209},{"$f":"'Solar - CSP'!AV232","v":3853.8079861755209}]
[null,null,null,null,{"$f":"'Solar - CSP'!K233","v":"12 hrs TES - Class 5 - mid"},null,null,null,null,null,null,null,null,null,null,null,null,null,null,null,null,{"$f":"'Solar - CSP'!L40","v":8863.3947524077248},{"$f":"'Solar - CSP'!L233","v":8863.3947524077248},{"$f":"'Solar - CSP'!M233","v":8863.3947524077248},{"$f":"'Solar - CSP'!N233","v":8120.0601752117191},{"$f":"'Solar - CSP'!O233","v":7361.6615150396929},{"$f":"'Solar - CSP'!P233","v":6605.860110553188},{"$f":"'Solar - CSP'!Q233","v":5847.4614503811617},{"$f":"'Solar - CSP'!R233","v":5091.6600458946568},{"$f":"'Solar - CSP'!S233","v":4967.8748399227434},{"$f":"'Solar - CSP'!T233","v":4844.089633950829},{"$f":"'Solar - CSP'!U233","v":4720.3044279789165},{"$f":"'Solar - CSP'!V233","v":4596.519222007003},{"$f":"'Solar - CSP'!W233","v":4472.7340160350896},{"$f":"'Solar - CSP'!X233","v":4348.9488100631752},{"$f":"'Solar - CSP'!Y233","v":4225.1636040912626},{"$f":"'Solar - CSP'!Z233","v":4101.3783981193492},{"$f":"'Solar - CSP'!AA233","v":3977.5931921474353},{"$f":"'Solar - CSP'!AB233","v":3853.8079861755209},{"$f":"'Solar - CSP'!AC233","v":3853.8079861755209},{"$f":"'Solar - CSP'!AD233","v":3853.8079861755209},{"$f":"'Solar - CSP'!AE233","v":3853.8079861755209},{"$f":"'Solar - CSP'!AF233","v":3853.8079861755209},{"$f":"'Solar - CSP'!AG233","v":3853.8079861755209},{"$f":"'Solar - CSP'!AH233","v":3853.8079861755209},{"$f":"'Solar - CSP'!AI233","v":3853.8079861755209},{"$f":"'Solar - CSP'!AJ233","v":3853.8079861755209},{"$f":"'Solar - CSP'!AK233","v":3853.8079861755209},{"$f":"'Solar - CSP'!AL233","v":3853.8079861755209},{"$f":"'Solar - CSP'!AM233","v":3853.8079861755209},{"$f":"'Solar - CSP'!AN233","v":3853.8079861755209},{"$f":"'Solar - CSP'!AO233","v":3853.8079861755209},{"$f":"'Solar - CSP'!AP233","v":3853.8079861755209},{"$f":"'Solar - CSP'!AQ233","v":3853.8079861755209},{"$f":"'Solar - CSP'!AR233","v":3853.8079861755209},{"$f":"'Solar - CSP'!AS233","v":3853.8079861755209},{"$f":"'Solar - CSP'!AT233","v":3853.8079861755209},{"$f":"'Solar - CSP'!AU233","v":3853.8079861755209},{"$f":"'Solar - CSP'!AV233","v":3853.8079861755209}]
[null,null,null,null,{"$f":"'Solar - CSP'!K234","v":"12 hrs TES - Class 5 - high"},null,null,null,null,null,null,null,null,null,null,null,null,null,null,null,null,null,{"$f":"'Solar - CSP'!L234","v":8863.3947524077248},{"$f":"'Solar - CSP'!M234","v":8863.3947524077248},{"$f":"'Solar - CSP'!N234","v":10243.576423693392},{"$f":"'Solar - CSP'!O234","v":9276.3584064055067},{"$f":"'Solar - CSP'!P234","v":8324.204472093641},{"$f":"'Solar - CSP'!Q234","v":7369.453282096255},{"$f":"'Solar - CSP'!R234","v":6417.2993477843893},{"$f":"'Solar - CSP'!S234","v":6417.2993477843893},{"$f":"'Solar - CSP'!T234","v":6417.2993477843893},{"$f":"'Solar - CSP'!U234","v":6417.2993477843893},{"$f":"'Solar - CSP'!V234","v":6417.2993477843893},{"$f":"'Solar - CSP'!W234","v":6417.2993477843893},{"$f":"'Solar - CSP'!X234","v":6417.2993477843893},{"$f":"'Solar - CSP'!Y234","v":6417.2993477843893},{"$f":"'Solar - CSP'!Z234","v":6417.2993477843893},{"$f":"'Solar - CSP'!AA234","v":6417.2993477843893},{"$f":"'Solar - CSP'!AB234","v":6417.2993477843893},{"$f":"'Solar - CSP'!AC234","v":6417.2993477843893},{"$f":"'Solar - CSP'!AD234","v":6417.2993477843893},{"$f":"'Solar - CSP'!AE234","v":6417.2993477843893},{"$f":"'Solar - CSP'!AF234","v":6417.2993477843893},{"$f":"'Solar - CSP'!AG234","v":6417.2993477843893},{"$f":"'Solar - CSP'!AH234","v":6417.2993477843893},{"$f":"'Solar - CSP'!AI234","v":6417.2993477843893},{"$f":"'Solar - CSP'!AJ234","v":6417.2993477843893},{"$f":"'Solar - CSP'!AK234","v":6417.2993477843893},{"$f":"'Solar - CSP'!AL234","v":6417.2993477843893},{"$f":"'Solar - CSP'!AM234","v":6417.2993477843893},{"$f":"'Solar - CSP'!AN234","v":6417.2993477843893},{"$f":"'Solar - CSP'!AO234","v":6417.2993477843893},{"$f":"'Solar - CSP'!AP234","v":6417.2993477843893},{"$f":"'Solar - CSP'!AQ234","v":6417.2993477843893},{"$f":"'Solar - CSP'!AR234","v":6417.2993477843893},{"$f":"'Solar - CSP'!AS234","v":6417.2993477843893},{"$f":"'Solar - CSP'!AT234","v":6417.2993477843893},{"$f":"'Solar - CSP'!AU234","v":6417.2993477843893},{"$f":"'Solar - CSP'!AV234","v":6417.2993477843893}]
[]
[null,null,null,null,null,{"$f":"F4","v":2000},2001,2002,2003,2004,2005,2006,2007,2008,2009,2010,2011,2012,2010,2011,2012,{"$f":"V4","v":2013},2014,2015,2016,2017,2018,2019,2020,2021,2022,2023,2024,2025,2026,2027,2028,2029,2030,2031,2032,2033,2034,2035,2036,2037,2038,2039,2040,2041,2042,2043,2044,2045,2046,2047,2048,2049,2050]
[null,"Solar CSP",null,"Net Capacity Factor (%)",{"$f":"'Solar - CSP'!K152","v":"No TES - Class 1 - low"},null,null,null,null,null,null,null,null,null,null,null,null,null,null,null,null,null,{"$f":"'Solar - CSP'!L152","v":0},{"$f":"'Solar - CSP'!M152","v":0},{"$f":"'Solar - CSP'!N152","v":0},{"$f":"'Solar - CSP'!O152","v":0},{"$f":"'Solar - CSP'!P152","v":0},{"$f":"'Solar - CSP'!Q152","v":0},{"$f":"'Solar - CSP'!R152","v":0},{"$f":"'Solar - CSP'!S152","v":0},{"$f":"'Solar - CSP'!T152","v":0},{"$f":"'Solar - CSP'!U152","v":0},{"$f":"'Solar - CSP'!V152","v":0},{"$f":"'Solar - CSP'!W152","v":0},{"$f":"'Solar - CSP'!X152","v":0},{"$f":"'Solar - CSP'!Y152","v":0},{"$f":"'Solar - CSP'!Z152","v":0},{"$f":"'Solar - CSP'!AA152","v":0},{"$f":"'Solar - CSP'!AB152","v":0},{"$f":"'Solar - CSP'!AC152","v":0},{"$f":"'Solar - CSP'!AD152","v":0},{"$f":"'Solar - CSP'!AE152","v":0},{"$f":"'Solar - CSP'!AF152","v":0},{"$f":"'Solar - CSP'!AG152","v":0},{"$f":"'Solar - CSP'!AH152","v":0},{"$f":"'Solar - CSP'!AI152","v":0},{"$f":"'Solar - CSP'!AJ152","v":0},{"$f":"'Solar - CSP'!AK152","v":0},{"$f":"'Solar - CSP'!AL152","v":0},{"$f":"'Solar - CSP'!AM152","v":0},{"$f":"'Solar - CSP'!AN152","v":0},{"$f":"'Solar - CSP'!AO152","v":0},{"$f":"'Solar - CSP'!AP152","v":0},{"$f":"'Solar - CSP'!AQ152","v":0},{"$f":"'Solar - CSP'!AR152","v":0},{"$f":"'Solar - CSP'!AS152","v":0},{"$f":"'Solar - CSP'!AT152","v":0},{"$f":"'Solar - CSP'!AU152","v":0},{"$f":"'Solar - CSP'!AV152","v":0}]
[null,null,null,null,{"$f":"'Solar - CSP'!K153","v":"No TES - Class 1 - mid"},null,null,null,null,null,null,null,null,null,null,null,null,null,null,null,null,{"$f":"'Solar - CSP'!L12","v":0},{"$f":"'Solar - CSP'!L153","v":0},{"$f":"'Solar - CSP'!M153","v":0},{"$f":"'Solar - CSP'!N153","v":0},{"$f":"'Solar - CSP'!O153","v":0},{"$f":"'Solar - CSP'!P153","v":0},{"$f":"'Solar - CSP'!Q153","v":0},{"$f":"'Solar - CSP'!R153","v":0},{"$f":"'Solar - CSP'!S153","v":0},{"$f":"'Solar - CSP'!T153","v":0},{"$f":"'Solar - CSP'!U153","v":0},{"$f":"'Solar - CSP'!V153","v":0},{"$f":"'Solar - CSP'!W153","v":0},{"$f":"'Solar - CSP'!X153","v":0},{"$f":"'Solar - CSP'!Y153","v":0},{"$f":"'Solar - CSP'!Z153","v":0},{"$f":"'Solar - CSP'!AA153","v":0},{"$f":"'Solar - CSP'!AB153","v":0},{"$f":"'Solar - CSP'!AC153","v":0},{"$f":"'Solar - CSP'!AD153","v":0},{"$f":"'Solar - CSP'!AE153","v":0},{"$f":"'Solar - CSP'!AF153","v":0},{"$f":"'Solar - CSP'!AG153","v":0},{"$f":"'Solar - CSP'!AH153","v":0},{"$f":"'Solar - CSP'!AI153","v":0},{"$f":"'Solar - CSP'!AJ153","v":0},{"$f":"'Solar - CSP'!AK153","v":0},{"$f":"'Solar - CSP'!AL153","v":0},{"$f":"'Solar - CSP'!AM153","v":0},{"$f":"'Solar - CSP'!AN153","v":0},{"$f":"'Solar - CSP'!AO153","v":0},{"$f":"'Solar - CSP'!AP153","v":0},{"$f":"'Solar - CSP'!AQ153","v":0},{"$f":"'Solar - CSP'!AR153","v":0},{"$f":"'Solar - CSP'!AS153","v":0},{"$f":"'Solar - CSP'!AT153","v":0},{"$f":"'Solar - CSP'!AU153","v":0},{"$f":"'Solar - CSP'!AV153","v":0}]
[null,null,null,null,{"$f":"'Solar - CSP'!K154","v":"No TES - Class 1 - high"},null,null,null,null,null,null,null,null,null,null,null,null,null,null,null,null,null,{"$f":"'Solar - CSP'!L154","v":0},{"$f":"'Solar - CSP'!M154","v":0},{"$f":"'Solar - CSP'!N154","v":0},{"$f":"'Solar - CSP'!O154","v":0},{"$f":"'Solar - CSP'!P154","v":0},{"$f":"'Solar - CSP'!Q154","v":0},{"$f":"'Solar - CSP'!R154","v":0},{"$f":"'Solar - CSP'!S154","v":0},{"$f":"'Solar - CSP'!T154","v":0},{"$f":"'Solar - CSP'!U154","v":0},{"$f":"'Solar - CSP'!V154","v":0},{"$f":"'Solar - CSP'!W154","v":0},{"$f":"'Solar - CSP'!X154","v":0},{"$f":"'Solar - CSP'!Y154","v":0},{"$f":"'Solar - CSP'!Z154","v":0},{"$f":"'Solar - CSP'!AA154","v":0},{"$f":"'Solar - CSP'!AB154","v":0},{"$f":"'Solar - CSP'!AC154","v":0},{"$f":"'Solar - CSP'!AD154","v":0},{"$f":"'Solar - CSP'!AE154","v":0},{"$f":"'Solar - CSP'!AF154","v":0},{"$f":"'Solar - CSP'!AG154","v":0},{"$f":"'Solar - CSP'!AH154","v":0},{"$f":"'Solar - CSP'!AI154","v":0},{"$f":"'Solar - CSP'!AJ154","v":0},{"$f":"'Solar - CSP'!AK154","v":0},{"$f":"'Solar - CSP'!AL154","v":0},{"$f":"'Solar - CSP'!AM154","v":0},{"$f":"'Solar - CSP'!AN154","v":0},{"$f":"'Solar - CSP'!AO154","v":0},{"$f":"'Solar - CSP'!AP154","v":0},{"$f":"'Solar - CSP'!AQ154","v":0},{"$f":"'Solar - CSP'!AR154","v":0},{"$f":"'Solar - CSP'!AS154","v":0},{"$f":"'Solar - CSP'!AT154","v":0},{"$f":"'Solar - CSP'!AU154","v":0},{"$f":"'Solar - CSP'!AV154","v":0}]
[null,null,null,null,{"$f":"'Solar - CSP'!K155","v":"No TES - Class 3 - low"},null,null,null,null,null,null,null,null,null,null,null,null,null,null,null,null,null,{"$f":"'Solar - CSP'!L155","v":0},{"$f":"'Solar - CSP'!M155","v":0},{"$f":"'Solar - CSP'!N155","v":0},{"$f":"'Solar - CSP'!O155","v":0},{"$f":"'Solar - CSP'!P155","v":0},{"$f":"'Solar - CSP'!Q155","v":0},{"$f":"'Solar - CSP'!R155","v":0},{"$f":"'Solar - CSP'!S155","v":0},{"$f":"'Solar - CSP'!T155","v":0},{"$f":"'Solar - CSP'!U155","v":0},{"$f":"'Solar - CSP'!V155","v":0},{"$f":"'Solar - CSP'!W155","v":0},{"$f":"'Solar - CSP'!X155","v":0},{"$f":"'Solar - CSP'!Y155","v":0},{"$f":"'Solar - CSP'!Z155","v":0},{"$f":"'Solar - CSP'!AA155","v":0},{"$f":"'Solar - CSP'!AB155","v":0},{"$f":"'Solar - CSP'!AC155","v":0},{"$f":"'Solar - CSP'!AD155","v":0},{"$f":"'Solar - CSP'!AE155","v":0},{"$f":"'Solar - CSP'!AF155","v":0},{"$f":"'Solar - CSP'!AG155","v":0},{"$f":"'Solar - CSP'!AH155","v":0},{"$f":"'Solar - CSP'!AI155","v":0},{"$f":"'Solar - CSP'!AJ155","v":0},{"$f":"'Solar - CSP'!AK155","v":0},{"$f":"'Solar - CSP'!AL155","v":0},{"$f":"'Solar - CSP'!AM155","v":0},{"$f":"'Solar - CSP'!AN155","v":0},{"$f":"'Solar - CSP'!AO155","v":0},{"$f":"'Solar - CSP'!AP155","v":0},{"$f":"'Solar - CSP'!AQ155","v":0},{"$f":"'Solar - CSP'!AR155","v":0},{"$f":"'Solar - CSP'!AS155","v":0},{"$f":"'Solar - CSP'!AT155","v":0},{"$f":"'Solar - CSP'!AU155","v":0},{"$f":"'Solar - CSP'!AV155","v":0}]
[null,null,null,null,{"$f":"'Solar - CSP'!K156","v":"No TES - Class 3 - mid"},null,null,null,null,null,null,null,null,null,null,null,null,null,null,null,null,{"$f":"'Solar - CSP'!L13","v":0},{"$f":"'Solar - CSP'!L156","v":0},{"$f":"'Solar - CSP'!M156","v":0},{"$f":"'Solar - CSP'!N156","v":0},{"$f":"'Solar - CSP'!O156","v":0},{"$f":"'Solar - CSP'!P156","v":0},{"$f":"'Solar - CSP'!Q156","v":0},{"$f":"'Solar - CSP'!R156","v":0},{"$f":"'Solar - CSP'!S156","v":0},{"$f":"'Solar - CSP'!T156","v":0},{"$f":"'Solar - CSP'!U156","v":0},{"$f":"'Solar - CSP'!V156","v":0},{"$f":"'Solar - CSP'!W156","v":0},{"$f":"'Solar - CSP'!X156","v":0},{"$f":"'Solar - CSP'!Y156","v":0},{"$f":"'Solar - CSP'!Z156","v":0},{"$f":"'Solar - CSP'!AA156","v":0},{"$f":"'Solar - CSP'!AB156","v":0},{"$f":"'Solar - CSP'!AC156","v":0},{"$f":"'Solar - CSP'!AD156","v":0},{"$f":"'Solar - CSP'!AE156","v":0},{"$f":"'Solar - CSP'!AF156","v":0},{"$f":"'Solar - CSP'!AG156","v":0},{"$f":"'Solar - CSP'!AH156","v":0},{"$f":"'Solar - CSP'!AI156","v":0},{"$f":"'Solar - CSP'!AJ156","v":0},{"$f":"'Solar - CSP'!AK156","v":0},{"$f":"'Solar - CSP'!AL156","v":0},{"$f":"'Solar - CSP'!AM156","v":0},{"$f":"'Solar - CSP'!AN156","v":0},{"$f":"'Solar - CSP'!AO156","v":0},{"$f":"'Solar - CSP'!AP156","v":0},{"$f":"'Solar - CSP'!AQ156","v":0},{"$f":"'Solar - CSP'!AR156","v":0},{"$f":"'Solar - CSP'!AS156","v":0},{"$f":"'Solar - CSP'!AT156","v":0},{"$f":"'Solar - CSP'!AU156","v":0},{"$f":"'Solar - CSP'!AV156","v":0}]
[null,null,null,null,{"$f":"'Solar - CSP'!K157","v":"No TES - Class 3 - high"},null,null,null,null,null,null,null,null,null,null,null,null,null,null,null,null,null,{"$f":"'Solar - CSP'!L157","v":0},{"$f":"'Solar - CSP'!M157","v":0},{"$f":"'Solar - CSP'!N157","v":0},{"$f":"'Solar - CSP'!O157","v":0},{"$f":"'Solar - CSP'!P157","v":0},{"$f":"'Solar - CSP'!Q157","v":0},{"$f":"'Solar - CSP'!R157","v":0},{"$f":"'Solar - CSP'!S157","v":0},{"$f":"'Solar - CSP'!T157","v":0},{"$f":"'Solar - CSP'!U157","v":0},{"$f":"'Solar - CSP'!V157","v":0},{"$f":"'Solar - CSP'!W157","v":0},{"$f":"'Solar - CSP'!X157","v":0},{"$f":"'Solar - CSP'!Y157","v":0},{"$f":"'Solar - CSP'!Z157","v":0},{"$f":"'Solar - CSP'!AA157","v":0},{"$f":"'Solar - CSP'!AB157","v":0},{"$f":"'Solar - CSP'!AC157","v":0},{"$f":"'Solar - CSP'!AD157","v":0},{"$f":"'Solar - CSP'!AE157","v":0},{"$f":"'Solar - CSP'!AF157","v":0},{"$f":"'Solar - CSP'!AG157","v":0},{"$f":"'Solar - CSP'!AH157","v":0},{"$f":"'Solar - CSP'!AI157","v":0},{"$f":"'Solar - CSP'!AJ157","v":0},{"$f":"'Solar - CSP'!AK157","v":0},{"$f":"'Solar - CSP'!AL157","v":0},{"$f":"'Solar - CSP'!AM157","v":0},{"$f":"'Solar - CSP'!AN157","v":0},{"$f":"'Solar - CSP'!AO157","v":0},{"$f":"'Solar - CSP'!AP157","v":0},{"$f":"'Solar - CSP'!AQ157","v":0},{"$f":"'Solar - CSP'!AR157","v":0},{"$f":"'Solar - CSP'!AS157","v":0},{"$f":"'Solar - CSP'!AT157","v":0},{"$f":"'Solar - CSP'!AU157","v":0},{"$f":"'Solar - CSP'!AV157","v":0}]
[null,null,null,null,{"$f":"'Solar - CSP'!K158","v":"No TES - Class 5 - low"},null,null,null,null,null,null,null,null,null,null,null,null,null,null,null,null,null,{"$f":"'Solar - CSP'!L158","v":0},{"$f":"'Solar - CSP'!M158","v":0},{"$f":"'Solar - CSP'!N158","v":0},{"$f":"'Solar - CSP'!O158","v":0},{"$f":"'Solar - CSP'!P158","v":0},{"$f":"'Solar - CSP'!Q158","v":0},{"$f":"'Solar - CSP'!R158","v":0},{"$f":"'Solar - CSP'!S158","v":0},{"$f":"'Solar - CSP'!T158","v":0},{"$f":"'Solar - CSP'!U158","v":0},{"$f":"'Solar - CSP'!V158","v":0},{"$f":"'Solar - CSP'!W158","v":0},{"$f":"'Solar - CSP'!X158","v":0},{"$f":"'Solar - CSP'!Y158","v":0},{"$f":"'Solar - CSP'!Z158","v":0},{"$f":"'Solar - CSP'!AA158","v":0},{"$f":"'Solar - CSP'!AB158","v":0},{"$f":"'Solar - CSP'!AC158","v":0},{"$f":"'Solar - CSP'!AD158","v":0},{"$f":"'Solar - CSP'!AE158","v":0},{"$f":"'Solar - CSP'!AF158","v":0},{"$f":"'Solar - CSP'!AG158","v":0},{"$f":"'Solar - CSP'!AH158","v":0},{"$f":"'Solar - CSP'!AI158","v":0},{"$f":"'Solar - CSP'!AJ158","v":0},{"$f":"'Solar - CSP'!AK158","v":0},{"$f":"'Solar - CSP'!AL158","v":0},{"$f":"'Solar - CSP'!AM158","v":0},{"$f":"'Solar - CSP'!AN158","v":0},{"$f":"'Solar - CSP'!AO158","v":0},{"$f":"'Solar - CSP'!AP158","v":0},{"$f":"'Solar - CSP'!AQ158","v":0},{"$f":"'Solar - CSP'!AR158","v":0},{"$f":"'Solar - CSP'!AS158","v":0},{"$f":"'Solar - CSP'!AT158","v":0},{"$f":"'Solar - CSP'!AU158","v":0},{"$f":"'Solar - CSP'!AV158","v":0}]
[null,null,null,null,{"$f":"'Solar - CSP'!K159","v":"No TES - Class 5 - mid"},null,null,null,null,null,null,null,null,null,null,null,null,null,null,null,null,{"$f":"'Solar - CSP'!L14","v":0},{"$f":"'Solar - CSP'!L159","v":0},{"$f":"'Solar - CSP'!M159","v":0},{"$f":"'Solar - CSP'!N159","v":0},{"$f":"'Solar - CSP'!O159","v":0},{"$f":"'Solar - CSP'!P159","v":0},{"$f":"'Solar - CSP'!Q159","v":0},{"$f":"'Solar - CSP'!R159","v":0},{"$f":"'Solar - CSP'!S159","v":0},{"$f":"'Solar - CSP'!T159","v":0},{"$f":"'Solar - CSP'!U159","v":0},{"$f":"'Solar - CSP'!V159","v":0},{"$f":"'Solar - CSP'!W159","v":0},{"$f":"'Solar - CSP'!X159","v":0},{"$f":"'Solar - CSP'!Y159","v":0},{"$f":"'Solar - CSP'!Z159","v":0},{"$f":"'Solar - CSP'!AA159","v":0},{"$f":"'Solar - CSP'!AB159","v":0},{"$f":"'Solar - CSP'!AC159","v":0},{"$f":"'Solar - CSP'!AD159","v":0},{"$f":"'Solar - CSP'!AE159","v":0},{"$f":"'Solar - CSP'!AF159","v":0},{"$f":"'Solar - CSP'!AG159","v":0},{"$f":"'Solar - CSP'!AH159","v":0},{"$f":"'Solar - CSP'!AI159","v":0},{"$f":"'Solar - CSP'!AJ159","v":0},{"$f":"'Solar - CSP'!AK159","v":0},{"$f":"'Solar - CSP'!AL159","v":0},{"$f":"'Solar - CSP'!AM159","v":0},{"$f":"'Solar - CSP'!AN159","v":0},{"$f":"'Solar - CSP'!AO159","v":0},{"$f":"'Solar - CSP'!AP159","v":0},{"$f":"'Solar - CSP'!AQ159","v":0},{"$f":"'Solar - CSP'!AR159","v":0},{"$f":"'Solar - CSP'!AS159","v":0},{"$f":"'Solar - CSP'!AT159","v":0},{"$f":"'Solar - CSP'!AU159","v":0},{"$f":"'Solar - CSP'!AV159","v":0}]
[null,null,null,null,{"$f":"'Solar - CSP'!K160","v":"No TES - Class 5 - high"},null,null,null,null,null,null,null,null,null,null,null,null,null,null,null,null,null,{"$f":"'Solar - CSP'!L160","v":0},{"$f":"'Solar - CSP'!M160","v":0},{"$f":"'Solar - CSP'!N160","v":0},{"$f":"'Solar - CSP'!O160","v":0},{"$f":"'Solar - CSP'!P160","v":0},{"$f":"'Solar - CSP'!Q160","v":0},{"$f":"'Solar - CSP'!R160","v":0},{"$f":"'Solar - CSP'!S160","v":0},{"$f":"'Solar - CSP'!T160","v":0},{"$f":"'Solar - CSP'!U160","v":0},{"$f":"'Solar - CSP'!V160","v":0},{"$f":"'Solar - CSP'!W160","v":0},{"$f":"'Solar - CSP'!X160","v":0},{"$f":"'Solar - CSP'!Y160","v":0},{"$f":"'Solar - CSP'!Z160","v":0},{"$f":"'Solar - CSP'!AA160","v":0},{"$f":"'Solar - CSP'!AB160","v":0},{"$f":"'Solar - CSP'!AC160","v":0},{"$f":"'Solar - CSP'!AD160","v":0},{"$f":"'Solar - CSP'!AE160","v":0},{"$f":"'Solar - CSP'!AF160","v":0},{"$f":"'Solar - CSP'!AG160","v":0},{"$f":"'Solar - CSP'!AH160","v":0},{"$f":"'Solar - CSP'!AI160","v":0},{"$f":"'Solar - CSP'!AJ160","v":0},{"$f":"'Solar - CSP'!AK160","v":0},{"$f":"'Solar - CSP'!AL160","v":0},{"$f":"'Solar - CSP'!AM160","v":0},{"$f":"'Solar - CSP'!AN160","v":0},{"$f":"'Solar - CSP'!AO160","v":0},{"$f":"'Solar - CSP'!AP160","v":0},{"$f":"'Solar - CSP'!AQ160","v":0},{"$f":"'Solar - CSP'!AR160","v":0},{"$f":"'Solar - CSP'!AS160","v":0},{"$f":"'Solar - CSP'!AT160","v":0},{"$f":"'Solar - CSP'!AU160","v":0},{"$f":"'Solar - CSP'!AV160","v":0}]
[null,null,null,null,{"$f":"'Solar - CSP'!K161","v":"6 hrs TES - Class 1 - low"},null,null,null,null,null,null,null,null,null,null,null,null,null,null,null,null,null,{"$f":"'Solar - CSP'!L161","v":0.28000000000000003},{"$f":"'Solar - CSP'!M161","v":0.28000000000000003},{"$f":"'Solar - CSP'!N161","v":0.28000000000000003},{"$f":"'Solar - CSP'!O161","v":0.28000000000000003},{"$f":"'Solar - CSP'!P161","v":0.28000000000000003},{"$f":"'Solar - CSP'!Q161","v":0.28000000000000003},{"$f":"'Solar - CSP'!R161","v":0.28000000000000003},{"$f":"'Solar - CSP'!S161","v":0.28000000000000003},{"$f":"'Solar - CSP'!T161","v":0.28000000000000003},{"$f":"'Solar - CSP'!U161","v":0.28000000000000003},{"$f":"'Solar - CSP'!V161","v":0.28000000000000003},{"$f":"'Solar - CSP'!W161","v":0.28000000000000003},{"$f":"'Solar - CSP'!X161","v":0.28000000000000003},{"$f":"'Solar - CSP'!Y161","v":0.28000000000000003},{"$f":"'Solar - CSP'!Z161","v":0.28000000000000003},{"$f":"'Solar - CSP'!AA161","v":0.28000000000000003},{"$f":"'Solar - CSP'!AB161","v":0.28000000000000003},{"$f":"'Solar - CSP'!AC161","v":0.28000000000000003},{"$f":"'Solar - CSP'!AD161","v":0.28000000000000003},{"$f":"'Solar - CSP'!AE161","v":0.28000000000000003},{"$f":"'Solar - CSP'!AF161","v":0.28000000000000003},{"$f":"'Solar - CSP'!AG161","v":0.28000000000000003},{"$f":"'Solar - CSP'!AH161","v":0.28000000000000003},{"$f":"'Solar - CSP'!AI161","v":0.28000000000000003},{"$f":"'Solar - CSP'!AJ161","v":0.28000000000000003},{"$f":"'Solar - CSP'!AK161","v":0.28000000000000003},{"$f":"'Solar - CSP'!AL161","v":0.28000000000000003},{"$f":"'Solar - CSP'!AM161","v":0.28000000000000003},{"$f":"'Solar - CSP'!AN161","v":0.28000000000000003},{"$f":"'Solar - CSP'!AO161","v":0.28000000000000003},{"$f":"'Solar - CSP'!AP161","v":0.28000000000000003},{"$f":"'Solar - CSP'!AQ161","v":0.28000000000000003},{"$f":"'Solar - CSP'!AR161","v":0.28000000000000003},{"$f":"'Solar - CSP'!AS161","v":0.28000000000000003},{"$f":"'Solar - CSP'!AT161","v":0.28000000000000003},{"$f":"'Solar - CSP'!AU161","v":0.28000000000000003},{"$f":"'Solar - CSP'!AV161","v":0.28000000000000003}]
[null,null,null,null,{"$f":"'Solar - CSP'!K162","v":"6 hrs TES - Class 1 - mid"},null,null,null,null,null,null,null,null,null,null,null,null,null,null,null,null,{"$f":"'Solar - CSP'!L15","v":0.28000000000000003},{"$f":"'Solar - CSP'!L162","v":0.28000000000000003},{"$f":"'Solar - CSP'!M162","v":0.28000000000000003},{"$f":"'Solar - CSP'!N162","v":0.28000000000000003},{"$f":"'Solar - CSP'!O162","v":0.28000000000000003},{"$f":"'Solar - CSP'!P162","v":0.28000000000000003},{"$f":"'Solar - CSP'!Q162","v":0.28000000000000003},{"$f":"'Solar - CSP'!R162","v":0.28000000000000003},{"$f":"'Solar - CSP'!S162","v":0.28000000000000003},{"$f":"'Solar - CSP'!T162","v":0.28000000000000003},{"$f":"'Solar - CSP'!U162","v":0.28000000000000003},{"$f":"'Solar - CSP'!V162","v":0.28000000000000003},{"$f":"'Solar - CSP'!W162","v":0.28000000000000003},{"$f":"'Solar - CSP'!X162","v":0.28000000000000003},{"$f":"'Solar - CSP'!Y162","v":0.28000000000000003},{"$f":"'Solar - CSP'!Z162","v":0.28000000000000003},{"$f":"'Solar - CSP'!AA162","v":0.28000000000000003},{"$f":"'Solar - CSP'!AB162","v":0.28000000000000003},{"$f":"'Solar - CSP'!AC162","v":0.28000000000000003},{"$f":"'Solar - CSP'!AD162","v":0.28000000000000003},{"$f":"'Solar - CSP'!AE162","v":0.28000000000000003},{"$f":"'Solar - CSP'!AF162","v":0.28000000000000003},{"$f":"'Solar - CSP'!AG162","v":0.28000000000000003},{"$f":"'Solar - CSP'!AH162","v":0.28000000000000003},{"$f":"'Solar - CSP'!AI162","v":0.28000000000000003},{"$f":"'Solar - CSP'!AJ162","v":0.28000000000000003},{"$f":"'Solar - CSP'!AK162","v":0.28000000000000003},{"$f":"'Solar - CSP'!AL162","v":0.28000000000000003},{"$f":"'Solar - CSP'!AM162","v":0.28000000000000003},{"$f":"'Solar - CSP'!AN162","v":0.28000000000000003},{"$f":"'Solar - CSP'!AO162","v":0.28000000000000003},{"$f":"'Solar - CSP'!AP162","v":0.28000000000000003},{"$f":"'Solar - CSP'!AQ162","v":0.28000000000000003},{"$f":"'Solar - CSP'!AR162","v":0.28000000000000003},{"$f":"'Solar - CSP'!AS162","v":0.28000000000000003},{"$f":"'Solar - CSP'!AT162","v":0.28000000000000003},{"$f":"'Solar - CSP'!AU162","v":0.28000000000000003},{"$f":"'Solar - CSP'!AV162","v":0.28000000000000003}]
[null,null,null,null,{"$f":"'Solar - CSP'!K163","v":"6 hrs TES - Class 1 - high"},null,null,null,null,null,null,null,null,null,null,null,null,null,null,null,null,null,{"$f":"'Solar - CSP'!L163","v":0.28000000000000003},{"$f":"'Solar - CSP'!M163","v":0.28000000000000003},{"$f":"'Solar - CSP'!N163","v":0.28000000000000003},{"$f":"'Solar - CSP'!O163","v":0.28000000000000003},{"$f":"'Solar - CSP'!P163","v":0.28000000000000003},{"$f":"'Solar - CSP'!Q163","v":0.28000000000000003},{"$f":"'Solar - CSP'!R163","v":0.28000000000000003},{"$f":"'Solar - CSP'!S163","v":0.28000000000000003},{"$f":"'Solar - CSP'!T163","v":0.28000000000000003},{"$f":"'Solar - CSP'!U163","v":0.28000000000000003},{"$f":"'Solar - CSP'!V163","v":0.28000000000000003},{"$f":"'Solar - CSP'!W163","v":0.28000000000000003},{"$f":"'Solar - CSP'!X163","v":0.28000000000000003},{"$f":"'Solar - CSP'!Y163","v":0.28000000000000003},{"$f":"'Solar - CSP'!Z163","v":0.28000000000000003},{"$f":"'Solar - CSP'!AA163","v":0.28000000000000003},{"$f":"'Solar - CSP'!AB163","v":0.28000000000000003},{"$f":"'Solar - CSP'!AC163","v":0.28000000000000003},{"$f":"'Solar - CSP'!AD163","v":0.28000000000000003},{"$f":"'Solar - CSP'!AE163","v":0.28000000000000003},{"$f":"'Solar - CSP'!AF163","v":0.28000000000000003},{"$f":"'Solar - CSP'!AG163","v":0.28000000000000003},{"$f":"'Solar - CSP'!AH163","v":0.28000000000000003},{"$f":"'Solar - CSP'!AI163","v":0.28000000000000003},{"$f":"'Solar - CSP'!AJ163","v":0.28000000000000003},{"$f":"'Solar - CSP'!AK163","v":0.28000000000000003},{"$f":"'Solar - CSP'!AL163","v":0.28000000000000003},{"$f":"'Solar - CSP'!AM163","v":0.28000000000000003},{"$f":"'Solar - CSP'!AN163","v":0.28000000000000003},{"$f":"'Solar - CSP'!AO163","v":0.28000000000000003},{"$f":"'Solar - CSP'!AP163","v":0.28000000000000003},{"$f":"'Solar - CSP'!AQ163","v":0.28000000000000003},{"$f":"'Solar - CSP'!AR163","v":0.28000000000000003},{"$f":"'Solar - CSP'!AS163","v":0.28000000000000003},{"$f":"'Solar - CSP'!AT163","v":0.28000000000000003},{"$f":"'Solar - CSP'!AU163","v":0.28000000000000003},{"$f":"'Solar - CSP'!AV163","v":0.28000000000000003}]
[null,null,null,null,{"$f":"'Solar - CSP'!K164","v":"6 hrs TES - Class 3 - low"},null,null,null,null,null,null,null,null,null,null,null,null,null,null,null,null,null,{"$f":"'Solar - CSP'!L164","v":0.37},{"$f":"'Solar - CSP'!M164","v":0.37},{"$f":"'Solar - CSP'!N164","v":0.37},{"$f":"'Solar - CSP'!O164","v":0.37},{"$f":"'Solar - CSP'!P164","v":0.37},{"$f":"'Solar - CSP'!Q164","v":0.37},{"$f":"'Solar - CSP'!R164","v":0.37},{"$f":"'Solar - CSP'!S164","v":0.37},{"$f":"'Solar - CSP'!T164","v":0.37},{"$f":"'Solar - CSP'!U164","v":0.37},{"$f":"'Solar - CSP'!V164","v":0.37},{"$f":"'Solar - CSP'!W164","v":0.37},{"$f":"'Solar - CSP'!X164","v":0.37},{"$f":"'Solar - CSP'!Y164","v":0.37},{"$f":"'Solar - CSP'!Z164","v":0.37},{"$f":"'Solar - CSP'!AA164","v":0.37},{"$f":"'Solar - CSP'!AB164","v":0.37},{"$f":"'Solar - CSP'!AC164","v":0.37},{"$f":"'Solar - CSP'!AD164","v":0.37},{"$f":"'Solar - CSP'!AE164","v":0.37},{"$f":"'Solar - CSP'!AF164","v":0.37},{"$f":"'Solar - CSP'!AG164","v":0.37},{"$f":"'Solar - CSP'!AH164","v":0.37},{"$f":"'Solar - CSP'!AI164","v":0.37},{"$f":"'Solar - CSP'!AJ164","v":0.37},{"$f":"'Solar - CSP'!AK164","v":0.37},{"$f":"'Solar - CSP'!AL164","v":0.37},{"$f":"'Solar - CSP'!AM164","v":0.37},{"$f":"'Solar - CSP'!AN164","v":0.37},{"$f":"'Solar - CSP'!AO164","v":0.37},{"$f":"'Solar - CSP'!AP164","v":0.37},{"$f":"'Solar - CSP'!AQ164","v":0.37},{"$f":"'Solar - CSP'!AR164","v":0.37},{"$f":"'Solar - CSP'!AS164","v":0.37},{"$f":"'Solar - CSP'!AT164","v":0.37},{"$f":"'Solar - CSP'!AU164","v":0.37},{"$f":"'Solar - CSP'!AV164","v":0.37}]
[null,null,null,null,{"$f":"'Solar - CSP'!K165","v":"6 hrs TES - Class 3 - mid"},null,null,null,null,null,null,null,null,null,null,null,null,null,null,null,null,{"$f":"'Solar - CSP'!L16","v":0.37},{"$f":"'Solar - CSP'!L165","v":0.37},{"$f":"'Solar - CSP'!M165","v":0.37},{"$f":"'Solar - CSP'!N165","v":0.37},{"$f":"'Solar - CSP'!O165","v":0.37},{"$f":"'Solar - CSP'!P165","v":0.37},{"$f":"'Solar - CSP'!Q165","v":0.37},{"$f":"'Solar - CSP'!R165","v":0.37},{"$f":"'Solar - CSP'!S165","v":0.37},{"$f":"'Solar - CSP'!T165","v":0.37},{"$f":"'Solar - CSP'!U165","v":0.37},{"$f":"'Solar - CSP'!V165","v":0.37},{"$f":"'Solar - CSP'!W165","v":0.37},{"$f":"'Solar - CSP'!X165","v":0.37},{"$f":"'Solar - CSP'!Y165","v":0.37},{"$f":"'Solar - CSP'!Z165","v":0.37},{"$f":"'Solar - CSP'!AA165","v":0.37},{"$f":"'Solar - CSP'!AB165","v":0.37},{"$f":"'Solar - CSP'!AC165","v":0.37},{"$f":"'Solar - CSP'!AD165","v":0.37},{"$f":"'Solar - CSP'!AE165","v":0.37},{"$f":"'Solar - CSP'!AF165","v":0.37},{"$f":"'Solar - CSP'!AG165","v":0.37},{"$f":"'Solar - CSP'!AH165","v":0.37},{"$f":"'Solar - CSP'!AI165","v":0.37},{"$f":"'Solar - CSP'!AJ165","v":0.37},{"$f":"'Solar - CSP'!AK165","v":0.37},{"$f":"'Solar - CSP'!AL165","v":0.37},{"$f":"'Solar - CSP'!AM165","v":0.37},{"$f":"'Solar - CSP'!AN165","v":0.37},{"$f":"'Solar - CSP'!AO165","v":0.37},{"$f":"'Solar - CSP'!AP165","v":0.37},{"$f":"'Solar - CSP'!AQ165","v":0.37},{"$f":"'Solar - CSP'!AR165","v":0.37},{"$f":"'Solar - CSP'!AS165","v":0.37},{"$f":"'Solar - CSP'!AT165","v":0.37},{"$f":"'Solar - CSP'!AU165","v":0.37},{"$f":"'Solar - CSP'!AV165","v":0.37}]
[null,null,null,null,{"$f":"'Solar - CSP'!K166","v":"6 hrs TES - Class 3 - high"},null,null,null,null,null,null,null,null,null,null,null,null,null,null,null,null,null,{"$f":"'Solar - CSP'!L166","v":0.37},{"$f":"'Solar - CSP'!M166","v":0.37},{"$f":"'Solar - CSP'!N166","v":0.37},{"$f":"'Solar - CSP'!O166","v":0.37},{"$f":"'Solar - CSP'!P166","v":0.37},{"$f":"'Solar - CSP'!Q166","v":0.37},{"$f":"'Solar - CSP'!R166","v":0.37},{"$f":"'Solar - CSP'!S166","v":0.37},{"$f":"'Solar - CSP'!T166","v":0.37},{"$f":"'Solar - CSP'!U166","v":0.37},{"$f":"'Solar - CSP'!V166","v":0.37},{"$f":"'Solar - CSP'!W166","v":0.37},{"$f":"'Solar - CSP'!X166","v":0.37},{"$f":"'Solar - CSP'!Y166","v":0.37},{"$f":"'Solar - CSP'!Z166","v":0.37},{"$f":"'Solar - CSP'!AA166","v":0.37},{"$f":"'Solar - CSP'!AB166","v":0.37},{"$f":"'Solar - CSP'!AC166","v":0.37},{"$f":"'Solar - CSP'!AD166","v":0.37},{"$f":"'Solar - CSP'!AE166","v":0.37},{"$f":"'Solar - CSP'!AF166","v":0.37},{"$f":"'Solar - CSP'!AG166","v":0.37},{"$f":"'Solar - CSP'!AH166","v":0.37},{"$f":"'Solar - CSP'!AI166","v":0.37},{"$f":"'Solar - CSP'!AJ166","v":0.37},{"$f":"'Solar - CSP'!AK166","v":0.37},{"$f":"'Solar - CSP'!AL166","v":0.37},{"$f":"'Solar - CSP'!AM166","v":0.37},{"$f":"'Solar - CSP'!AN166","v":0.37},{"$f":"'Solar - CSP'!AO166","v":0.37},{"$f":"'Solar - CSP'!AP166","v":0.37},{"$f":"'Solar - CSP'!AQ166","v":0.37},{"$f":"'Solar - CSP'!AR166","v":0.37},{"$f":"'Solar - CSP'!AS166","v":0.37},{"$f":"'Solar - CSP'!AT166","v":0.37},{"$f":"'Solar - CSP'!AU166","v":0.37},{"$f":"'Solar - CSP'!AV166","v":0.37}]
[null,null,null,null,{"$f":"'Solar - CSP'!K167","v":"6 hrs TES - Class 5 - low"},null,null,null,null,null,null,null,null,null,null,null,null,null,null,null,null,null,{"$f":"'Solar - CSP'!L167","v":0.38},{"$f":"'Solar - CSP'!M167","v":0.38},{"$f":"'Solar - CSP'!N167","v":0.38},{"$f":"'Solar - CSP'!O167","v":0.38},{"$f":"'Solar - CSP'!P167","v":0.38},{"$f":"'Solar - CSP'!Q167","v":0.38},{"$f":"'Solar - CSP'!R167","v":0.38},{"$f":"'Solar - CSP'!S167","v":0.38},{"$f":"'Solar - CSP'!T167","v":0.38},{"$f":"'Solar - CSP'!U167","v":0.38},{"$f":"'Solar - CSP'!V167","v":0.38},{"$f":"'Solar - CSP'!W167","v":0.38},{"$f":"'Solar - CSP'!X167","v":0.38},{"$f":"'Solar - CSP'!Y167","v":0.38},{"$f":"'Solar - CSP'!Z167","v":0.38},{"$f":"'Solar - CSP'!AA167","v":0.38},{"$f":"'Solar - CSP'!AB167","v":0.38},{"$f":"'Solar - CSP'!AC167","v":0.38},{"$f":"'Solar - CSP'!AD167","v":0.38},{"$f":"'Solar - CSP'!AE167","v":0.38},{"$f":"'Solar - CSP'!AF167","v":0.38},{"$f":"'Solar - CSP'!AG167","v":0.38},{"$f":"'Solar - CSP'!AH167","v":0.38},{"$f":"'Solar - CSP'!AI167","v":0.38},{"$f":"'Solar - CSP'!AJ167","v":0.38},{"$f":"'Solar - CSP'!AK167","v":0.38},{"$f":"'Solar - CSP'!AL167","v":0.38},{"$f":"'Solar - CSP'!AM167","v":0.38},{"$f":"'Solar - CSP'!AN167","v":0.38},{"$f":"'Solar - CSP'!AO167","v":0.38},{"$f":"'Solar - CSP'!AP167","v":0.38},{"$f":"'Solar - CSP'!AQ167","v":0.38},{"$f":"'Solar - CSP'!AR167","v":0.38},{"$f":"'Solar - CSP'!AS167","v":0.38},{"$f":"'Solar - CSP'!AT167","v":0.38},{"$f":"'Solar - CSP'!AU167","v":0.38},{"$f":"'Solar - CSP'!AV167","v":0.38}]
[null,null,null,null,{"$f":"'Solar - CSP'!K168","v":"6 hrs TES - Class 5 - mid"},null,null,null,null,null,null,null,null,null,null,null,null,null,null,null,null,{"$f":"'Solar - CSP'!L17","v":0.38},{"$f":"'Solar - CSP'!L168","v":0.38},{"$f":"'Solar - CSP'!M168","v":0.38},{"$f":"'Solar - CSP'!N168","v":0.38},{"$f":"'Solar - CSP'!O168","v":0.38},{"$f":"'Solar - CSP'!P168","v":0.38},{"$f":"'Solar - CSP'!Q168","v":0.38},{"$f":"'Solar - CSP'!R168","v":0.38},{"$f":"'Solar - CSP'!S168","v":0.38},{"$f":"'Solar - CSP'!T168","v":0.38},{"$f":"'Solar - CSP'!U168","v":0.38},{"$f":"'Solar - CSP'!V168","v":0.38},{"$f":"'Solar - CSP'!W168","v":0.38},{"$f":"'Solar - CSP'!X168","v":0.38},{"$f":"'Solar - CSP'!Y168","v":0.38},{"$f":"'Solar - CSP'!Z168","v":0.38},{"$f":"'Solar - CSP'!AA168","v":0.38},{"$f":"'Solar - CSP'!AB168","v":0.38},{"$f":"'Solar - CSP'!AC168","v":0.38},{"$f":"'Solar - CSP'!AD168","v":0.38},{"$f":"'Solar - CSP'!AE168","v":0.38},{"$f":"'Solar - CSP'!AF168","v":0.38},{"$f":"'Solar - CSP'!AG168","v":0.38},{"$f":"'Solar - CSP'!AH168","v":0.38},{"$f":"'Solar - CSP'!AI168","v":0.38},{"$f":"'Solar - CSP'!AJ168","v":0.38},{"$f":"'Solar - CSP'!AK168","v":0.38},{"$f":"'Solar - CSP'!AL168","v":0.38},{"$f":"'Solar - CSP'!AM168","v":0.38},{"$f":"'Solar - CSP'!AN168","v":0.38},{"$f":"'Solar - CSP'!AO168","v":0.38},{"$f":"'Solar - CSP'!AP168","v":0.38},{"$f":"'Solar - CSP'!AQ168","v":0.38},{"$f":"'Solar - CSP'!AR168","v":0.38},{"$f":"'Solar - CSP'!AS168","v":0.38},{"$f":"'Solar - CSP'!AT168","v":0.38},{"$f":"'Solar - CSP'!AU168","v":0.38},{"$f":"'Solar - CSP'!AV168","v":0.38}]
[null,null,null,null,{"$f":"'Solar - CSP'!K169","v":"6 hrs TES - Class 5 - high"},null,null,null,null,null,null,null,null,null,null,null,null,null,null,null,null,null,{"$f":"'Solar - CSP'!L169","v":0.38},{"$f":"'Solar - CSP'!M169","v":0.38},{"$f":"'Solar - CSP'!N169","v":0.38},{"$f":"'Solar - CSP'!O169","v":0.38},{"$f":"'Solar - CSP'!P169","v":0.38},{"$f":"'Solar - CSP'!Q169","v":0.38},{"$f":"'Solar - CSP'!R169","v":0.38},{"$f":"'Solar - CSP'!S169","v":0.38},{"$f":"'Solar - CSP'!T169","v":0.38},{"$f":"'Solar - CSP'!U169","v":0.38},{"$f":"'Solar - CSP'!V169","v":0.38},{"$f":"'Solar - CSP'!W169","v":0.38},{"$f":"'Solar - CSP'!X169","v":0.38},{"$f":"'Solar - CSP'!Y169","v":0.38},{"$f":"'Solar - CSP'!Z169","v":0.38},{"$f":"'Solar - CSP'!AA169","v":0.38},{"$f":"'Solar - CSP'!AB169","v":0.38},{"$f":"'Solar - CSP'!AC169","v":0.38},{"$f":"'Solar - CSP'!AD169","v":0.38},{"$f":"'Solar - CSP'!AE169","v":0.38},{"$f":"'Solar - CSP'!AF169","v":0.38},{"$f":"'Solar - CSP'!AG169","v":0.38},{"$f":"'Solar - CSP'!AH169","v":0.38},{"$f":"'Solar - CSP'!AI169","v":0.38},{"$f":"'Solar - CSP'!AJ169","v":0.38},{"$f":"'Solar - CSP'!AK169","v":0.38},{"$f":"'Solar - CSP'!AL169","v":0.38},{"$f":"'Solar - CSP'!AM169","v":0.38},{"$f":"'Solar - CSP'!AN169","v":0.38},{"$f":"'Solar - CSP'!AO169","v":0.38},{"$f":"'Solar - CSP'!AP169","v":0.38},{"$f":"'Solar - CSP'!AQ169","v":0.38},{"$f":"'Solar - CSP'!AR169","v":0.38},{"$f":"'Solar - CSP'!AS169","v":0.38},{"$f":"'Solar - CSP'!AT169","v":0.38},{"$f":"'Solar - CSP'!AU169","v":0.38},{"$f":"'Solar - CSP'!AV169","v":0.38}]
[null,null,null,null,{"$f":"'Solar - CSP'!K170","v":"12 hrs TES - Class 1 - low"},null,null,null,null,null,null,null,null,null,null,null,null,null,null,null,null,null,{"$f":"'Solar - CSP'!L170","v":0.45},{"$f":"'Solar - CSP'!M170","v":0.45},{"$f":"'Solar - CSP'!N170","v":0.45},{"$f":"'Solar - CSP'!O170","v":0.45},{"$f":"'Solar - CSP'!P170","v":0.45},{"$f":"'Solar - CSP'!Q170","v":0.45},{"$f":"'Solar - CSP'!R170","v":0.45},{"$f":"'Solar - CSP'!S170","v":0.45},{"$f":"'Solar - CSP'!T170","v":0.45},{"$f":"'Solar - CSP'!U170","v":0.45},{"$f":"'Solar - CSP'!V170","v":0.45},{"$f":"'Solar - CSP'!W170","v":0.45},{"$f":"'Solar - CSP'!X170","v":0.45},{"$f":"'Solar - CSP'!Y170","v":0.45},{"$f":"'Solar - CSP'!Z170","v":0.45},{"$f":"'Solar - CSP'!AA170","v":0.45},{"$f":"'Solar - CSP'!AB170","v":0.45},{"$f":"'Solar - CSP'!AC170","v":0.45},{"$f":"'Solar - CSP'!AD170","v":0.45},{"$f":"'Solar - CSP'!AE170","v":0.45},{"$f":"'Solar - CSP'!AF170","v":0.45},{"$f":"'Solar - CSP'!AG170","v":0.45},{"$f":"'Solar - CSP'!AH170","v":0.45},{"$f":"'Solar - CSP'!AI170","v":0.45},{"$f":"'Solar - CSP'!AJ170","v":0.45},{"$f":"'Solar - CSP'!AK170","v":0.45},{"$f":"'Solar - CSP'!AL170","v":0.45},{"$f":"'Solar - CSP'!AM170","v":0.45},{"$f":"'Solar - CSP'!AN170","v":0.45},{"$f":"'Solar - CSP'!AO170","v":0.45},{"$f":"'Solar - CSP'!AP170","v":0.45},{"$f":"'Solar - CSP'!AQ170","v":0.45},{"$f":"'Solar - CSP'!AR170","v":0.45},{"$f":"'Solar - CSP'!AS170","v":0.45},{"$f":"'Solar - CSP'!AT170","v":0.45},{"$f":"'Solar - CSP'!AU170","v":0.45},{"$f":"'Solar - CSP'!AV170","v":0.45}]
[null,null,null,null,{"$f":"'Solar - CSP'!K171","v":"12 hrs TES - Class 1 - mid"},null,null,null,null,null,null,null,null,null,null,null,null,null,null,null,null,{"$f":"'Solar - CSP'!L18","v":0.45},{"$f":"'Solar - CSP'!L171","v":0.45},{"$f":"'Solar - CSP'!M171","v":0.45},{"$f":"'Solar - CSP'!N171","v":0.45},{"$f":"'Solar - CSP'!O171","v":0.45},{"$f":"'Solar - CSP'!P171","v":0.45},{"$f":"'Solar - CSP'!Q171","v":0.45},{"$f":"'Solar - CSP'!R171","v":0.45},{"$f":"'Solar - CSP'!S171","v":0.45},{"$f":"'Solar - CSP'!T171","v":0.45},{"$f":"'Solar - CSP'!U171","v":0.45},{"$f":"'Solar - CSP'!V171","v":0.45},{"$f":"'Solar - CSP'!W171","v":0.45},{"$f":"'Solar - CSP'!X171","v":0.45},{"$f":"'Solar - CSP'!Y171","v":0.45},{"$f":"'Solar - CSP'!Z171","v":0.45},{"$f":"'Solar - CSP'!AA171","v":0.45},{"$f":"'Solar - CSP'!AB171","v":0.45},{"$f":"'Solar - CSP'!AC171","v":0.45},{"$f":"'Solar - CSP'!AD171","v":0.45},{"$f":"'Solar - CSP'!AE171","v":0.45},{"$f":"'Solar - CSP'!AF171","v":0.45},{"$f":"'Solar - CSP'!AG171","v":0.45},{"$f":"'Solar - CSP'!AH171","v":0.45},{"$f":"'Solar - CSP'!AI171","v":0.45},{"$f":"'Solar - CSP'!AJ171","v":0.45},{"$f":"'Solar - CSP'!AK171","v":0.45},{"$f":"'Solar - CSP'!AL171","v":0.45},{"$f":"'Solar - CSP'!AM171","v":0.45},{"$f":"'Solar - CSP'!AN171","v":0.45},{"$f":"'Solar - CSP'!AO171","v":0.45},{"$f":"'Solar - CSP'!AP171","v":0.45},{"$f":"'Solar - CSP'!AQ171","v":0.45},{"$f":"'Solar - CSP'!AR171","v":0.45},{"$f":"'Solar - CSP'!AS171","v":0.45},{"$f":"'Solar - CSP'!AT171","v":0.45},{"$f":"'Solar - CSP'!AU171","v":0.45},{"$f":"'Solar - CSP'!AV171","v":0.45}]
[null,null,null,null,{"$f":"'Solar - CSP'!K172","v":"12 hrs TES - Class 1 - high"},null,null,null,null,null,null,null,null,null,null,null,null,null,null,null,null,null,{"$f":"'Solar - CSP'!L172","v":0.45},{"$f":"'Solar - CSP'!M172","v":0.45},{"$f":"'Solar - CSP'!N172","v":0.45},{"$f":"'Solar - CSP'!O172","v":0.45},{"$f":"'Solar - CSP'!P172","v":0.45},{"$f":"'Solar - CSP'!Q172","v":0.45},{"$f":"'Solar - CSP'!R172","v":0.45},{"$f":"'Solar - CSP'!S172","v":0.45},{"$f":"'Solar - CSP'!T172","v":0.45},{"$f":"'Solar - CSP'!U172","v":0.45},{"$f":"'Solar - CSP'!V172","v":0.45},{"$f":"'Solar - CSP'!W172","v":0.45},{"$f":"'Solar - CSP'!X172","v":0.45},{"$f":"'Solar - CSP'!Y172","v":0.45},{"$f":"'Solar - CSP'!Z172","v":0.45},{"$f":"'Solar - CSP'!AA172","v":0.45},{"$f":"'Solar - CSP'!AB172","v":0.45},{"$f":"'Solar - CSP'!AC172","v":0.45},{"$f":"'Solar - CSP'!AD172","v":0.45},{"$f":"'Solar - CSP'!AE172","v":0.45},{"$f":"'Solar - CSP'!AF172","v":0.45},{"$f":"'Solar - CSP'!AG172","v":0.45},{"$f":"'Solar - CSP'!AH172","v":0.45},{"$f":"'Solar - CSP'!AI172","v":0.45},{"$f":"'Solar - CSP'!AJ172","v":0.45},{"$f":"'Solar - CSP'!AK172","v":0.45},{"$f":"'Solar - CSP'!AL172","v":0.45},{"$f":"'Solar - CSP'!AM172","v":0.45},{"$f":"'Solar - CSP'!AN172","v":0.45},{"$f":"'Solar - CSP'!AO172","v":0.45},{"$f":"'Solar - CSP'!AP172","v":0.45},{"$f":"'Solar - CSP'!AQ172","v":0.45},{"$f":"'Solar - CSP'!AR172","v":0.45},{"$f":"'Solar - CSP'!AS172","v":0.45},{"$f":"'Solar - CSP'!AT172","v":0.45},{"$f":"'Solar - CSP'!AU172","v":0.45},{"$f":"'Solar - CSP'!AV172","v":0.45}]
[null,null,null,null,{"$f":"'Solar - CSP'!K173","v":"12 hrs TES - Class 3 - low"},null,null,null,null,null,null,null,null,null,null,null,null,null,null,null,null,null,{"$f":"'Solar - CSP'!L173","v":0.59},{"$f":"'Solar - CSP'!M173","v":0.59},{"$f":"'Solar - CSP'!N173","v":0.59},{"$f":"'Solar - CSP'!O173","v":0.59},{"$f":"'Solar - CSP'!P173","v":0.59},{"$f":"'Solar - CSP'!Q173","v":0.59},{"$f":"'Solar - CSP'!R173","v":0.59},{"$f":"'Solar - CSP'!S173","v":0.59},{"$f":"'Solar - CSP'!T173","v":0.59},{"$f":"'Solar - CSP'!U173","v":0.59},{"$f":"'Solar - CSP'!V173","v":0.59},{"$f":"'Solar - CSP'!W173","v":0.59},{"$f":"'Solar - CSP'!X173","v":0.59},{"$f":"'Solar - CSP'!Y173","v":0.59},{"$f":"'Solar - CSP'!Z173","v":0.59},{"$f":"'Solar - CSP'!AA173","v":0.59},{"$f":"'Solar - CSP'!AB173","v":0.59},{"$f":"'Solar - CSP'!AC173","v":0.59},{"$f":"'Solar - CSP'!AD173","v":0.59},{"$f":"'Solar - CSP'!AE173","v":0.59},{"$f":"'Solar - CSP'!AF173","v":0.59},{"$f":"'Solar - CSP'!AG173","v":0.59},{"$f":"'Solar - CSP'!AH173","v":0.59},{"$f":"'Solar - CSP'!AI173","v":0.59},{"$f":"'Solar - CSP'!AJ173","v":0.59},{"$f":"'Solar - CSP'!AK173","v":0.59},{"$f":"'Solar - CSP'!AL173","v":0.59},{"$f":"'Solar - CSP'!AM173","v":0.59},{"$f":"'Solar - CSP'!AN173","v":0.59},{"$f":"'Solar - CSP'!AO173","v":0.59},{"$f":"'Solar - CSP'!AP173","v":0.59},{"$f":"'Solar - CSP'!AQ173","v":0.59},{"$f":"'Solar - CSP'!AR173","v":0.59},{"$f":"'Solar - CSP'!AS173","v":0.59},{"$f":"'Solar - CSP'!AT173","v":0.59},{"$f":"'Solar - CSP'!AU173","v":0.59},{"$f":"'Solar - CSP'!AV173","v":0.59}]
[null,null,null,null,{"$f":"'Solar - CSP'!K174","v":"12 hrs TES - Class 3 - mid"},null,null,null,null,null,null,null,null,null,null,null,null,null,null,null,null,{"$f":"'Solar - CSP'!L19","v":0.59},{"$f":"'Solar - CSP'!L174","v":0.59},{"$f":"'Solar - CSP'!M174","v":0.59},{"$f":"'Solar - CSP'!N174","v":0.59},{"$f":"'Solar - CSP'!O174","v":0.59},{"$f":"'Solar - CSP'!P174","v":0.59},{"$f":"'Solar - CSP'!Q174","v":0.59},{"$f":"'Solar - CSP'!R174","v":0.59},{"$f":"'Solar - CSP'!S174","v":0.59},{"$f":"'Solar - CSP'!T174","v":0.59},{"$f":"'Solar - CSP'!U174","v":0.59},{"$f":"'Solar - CSP'!V174","v":0.59},{"$f":"'Solar - CSP'!W174","v":0.59},{"$f":"'Solar - CSP'!X174","v":0.59},{"$f":"'Solar - CSP'!Y174","v":0.59},{"$f":"'Solar - CSP'!Z174","v":0.59},{"$f":"'Solar - CSP'!AA174","v":0.59},{"$f":"'Solar - CSP'!AB174","v":0.59},{"$f":"'Solar - CSP'!AC174","v":0.59},{"$f":"'Solar - CSP'!AD174","v":0.59},{"$f":"'Solar - CSP'!AE174","v":0.59},{"$f":"'Solar - CSP'!AF174","v":0.59},{"$f":"'Solar - CSP'!AG174","v":0.59},{"$f":"'Solar - CSP'!AH174","v":0.59},{"$f":"'Solar - CSP'!AI174","v":0.59},{"$f":"'Solar - CSP'!AJ174","v":0.59},{"$f":"'Solar - CSP'!AK174","v":0.59},{"$f":"'Solar - CSP'!AL174","v":0.59},{"$f":"'Solar - CSP'!AM174","v":0.59},{"$f":"'Solar - CSP'!AN174","v":0.59},{"$f":"'Solar - CSP'!AO174","v":0.59},{"$f":"'Solar - CSP'!AP174","v":0.59},{"$f":"'Solar - CSP'!AQ174","v":0.59},{"$f":"'Solar - CSP'!AR174","v":0.59},{"$f":"'Solar - CSP'!AS174","v":0.59},{"$f":"'Solar - CSP'!AT174","v":0.59},{"$f":"'Solar - CSP'!AU174","v":0.59},{"$f":"'Solar - CSP'!AV174","v":0.59}]
[null,null,null,null,{"$f":"'Solar - CSP'!K175","v":"12 hrs TES - Class 3 - high"},null,null,null,null,null,null,null,null,null,null,null,null,null,null,null,null,null,{"$f":"'Solar - CSP'!L175","v":0.59},{"$f":"'Solar - CSP'!M175","v":0.59},{"$f":"'Solar - CSP'!N175","v":0.59},{"$f":"'Solar - CSP'!O175","v":0.59},{"$f":"'Solar - CSP'!P175","v":0.59},{"$f":"'Solar - CSP'!Q175","v":0.59},{"$f":"'Solar - CSP'!R175","v":0.59},{"$f":"'Solar - CSP'!S175","v":0.59},{"$f":"'Solar - CSP'!T175","v":0.59},{"$f":"'Solar - CSP'!U175","v":0.59},{"$f":"'Solar - CSP'!V175","v":0.59},{"$f":"'Solar - CSP'!W175","v":0.59},{"$f":"'Solar - CSP'!X175","v":0.59},{"$f":"'Solar - CSP'!Y175","v":0.59},{"$f":"'Solar - CSP'!Z175","v":0.59},{"$f":"'Solar - CSP'!AA175","v":0.59},{"$f":"'Solar - CSP'!AB175","v":0.59},{"$f":"'Solar - CSP'!AC175","v":0.59},{"$f":"'Solar - CSP'!AD175","v":0.59},{"$f":"'Solar - CSP'!AE175","v":0.59},{"$f":"'Solar - CSP'!AF175","v":0.59},{"$f":"'Solar - CSP'!AG175","v":0.59},{"$f":"'Solar - CSP'!AH175","v":0.59},{"$f":"'Solar - CSP'!AI175","v":0.59},{"$f":"'Solar - CSP'!AJ175","v":0.59},{"$f":"'Solar - CSP'!AK175","v":0.59},{"$f":"'Solar - CSP'!AL175","v":0.59},{"$f":"'Solar - CSP'!AM175","v":0.59},{"$f":"'Solar - CSP'!AN175","v":0.59},{"$f":"'Solar - CSP'!AO175","v":0.59},{"$f":"'Solar - CSP'!AP175","v":0.59},{"$f":"'Solar - CSP'!AQ175","v":0.59},{"$f":"'Solar - CSP'!AR175","v":0.59},{"$f":"'Solar - CSP'!AS175","v":0.59},{"$f":"'Solar - CSP'!AT175","v":0.59},{"$f":"'Solar - CSP'!AU175","v":0.59},{"$f":"'Solar - CSP'!AV175","v":0.59}]
[null,null,null,null,{"$f":"'Solar - CSP'!K176","v":"12 hrs TES - Class 5 - low"},null,null,null,null,null,null,null,null,null,null,null,null,null,null,null,null,null,{"$f":"'Solar - CSP'!L176","v":0.62},{"$f":"'Solar - CSP'!M176","v":0.62},{"$f":"'Solar - CSP'!N176","v":0.62},{"$f":"'Solar - CSP'!O176","v":0.62},{"$f":"'Solar - CSP'!P176","v":0.62},{"$f":"'Solar - CSP'!Q176","v":0.62},{"$f":"'Solar - CSP'!R176","v":0.62},{"$f":"'Solar - CSP'!S176","v":0.62},{"$f":"'Solar - CSP'!T176","v":0.62},{"$f":"'Solar - CSP'!U176","v":0.62},{"$f":"'Solar - CSP'!V176","v":0.62},{"$f":"'Solar - CSP'!W176","v":0.62},{"$f":"'Solar - CSP'!X176","v":0.62},{"$f":"'Solar - CSP'!Y176","v":0.62},{"$f":"'Solar - CSP'!Z176","v":0.62},{"$f":"'Solar - CSP'!AA176","v":0.62},{"$f":"'Solar - CSP'!AB176","v":0.62},{"$f":"'Solar - CSP'!AC176","v":0.62},{"$f":"'Solar - CSP'!AD176","v":0.62},{"$f":"'Solar - CSP'!AE176","v":0.62},{"$f":"'Solar - CSP'!AF176","v":0.62},{"$f":"'Solar - CSP'!AG176","v":0.62},{"$f":"'Solar - CSP'!AH176","v":0.62},{"$f":"'Solar - CSP'!AI176","v":0.62},{"$f":"'Solar - CSP'!AJ176","v":0.62},{"$f":"'Solar - CSP'!AK176","v":0.62},{"$f":"'Solar - CSP'!AL176","v":0.62},{"$f":"'Solar - CSP'!AM176","v":0.62},{"$f":"'Solar - CSP'!AN176","v":0.62},{"$f":"'Solar - CSP'!AO176","v":0.62},{"$f":"'Solar - CSP'!AP176","v":0.62},{"$f":"'Solar - CSP'!AQ176","v":0.62},{"$f":"'Solar - CSP'!AR176","v":0.62},{"$f":"'Solar - CSP'!AS176","v":0.62},{"$f":"'Solar - CSP'!AT176","v":0.62},{"$f":"'Solar - CSP'!AU176","v":0.62},{"$f":"'Solar - CSP'!AV176","v":0.62}]
[null,null,null,null,{"$f":"'Solar - CSP'!K177","v":"12 hrs TES - Class 5 - mid"},null,null,null,null,null,null,null,null,null,null,null,null,null,null,null,null,{"$f":"'Solar - CSP'!L20","v":0.62},{"$f":"'Solar - CSP'!L177","v":0.62},{"$f":"'Solar - CSP'!M177","v":0.62},{"$f":"'Solar - CSP'!N177","v":0.62},{"$f":"'Solar - CSP'!O177","v":0.62},{"$f":"'Solar - CSP'!P177","v":0.62},{"$f":"'Solar - CSP'!Q177","v":0.62},{"$f":"'Solar - CSP'!R177","v":0.62},{"$f":"'Solar - CSP'!S177","v":0.62},{"$f":"'Solar - CSP'!T177","v":0.62},{"$f":"'Solar - CSP'!U177","v":0.62},{"$f":"'Solar - CSP'!V177","v":0.62},{"$f":"'Solar - CSP'!W177","v":0.62},{"$f":"'Solar - CSP'!X177","v":0.62},{"$f":"'Solar - CSP'!Y177","v":0.62},{"$f":"'Solar - CSP'!Z177","v":0.62},{"$f":"'Solar - CSP'!AA177","v":0.62},{"$f":"'Solar - CSP'!AB177","v":0.62},{"$f":"'Solar - CSP'!AC177","v":0.62},{"$f":"'Solar - CSP'!AD177","v":0.62},{"$f":"'Solar - CSP'!AE177","v":0.62},{"$f":"'Solar - CSP'!AF177","v":0.62},{"$f":"'Solar - CSP'!AG177","v":0.62},{"$f":"'Solar - CSP'!AH177","v":0.62},{"$f":"'Solar - CSP'!AI177","v":0.62},{"$f":"'Solar - CSP'!AJ177","v":0.62},{"$f":"'Solar - CSP'!AK177","v":0.62},{"$f":"'Solar - CSP'!AL177","v":0.62},{"$f":"'Solar - CSP'!AM177","v":0.62},{"$f":"'Solar - CSP'!AN177","v":0.62},{"$f":"'Solar - CSP'!AO177","v":0.62},{"$f":"'Solar - CSP'!AP177","v":0.62},{"$f":"'Solar - CSP'!AQ177","v":0.62},{"$f":"'Solar - CSP'!AR177","v":0.62},{"$f":"'Solar - CSP'!AS177","v":0.62},{"$f":"'Solar - CSP'!AT177","v":0.62},{"$f":"'Solar - CSP'!AU177","v":0.62},{"$f":"'Solar - CSP'!AV177","v":0.62}]
[null,null,null,null,{"$f":"'Solar - CSP'!K178","v":"12 hrs TES - Class 5 - high"},null,null,null,null,null,null,null,null,null,null,null,null,null,null,null,null,null,{"$f":"'Solar - CSP'!L178","v":0.62},{"$f":"'Solar - CSP'!M178","v":0.62},{"$f":"'Solar - CSP'!N178","v":0.62},{"$f":"'Solar - CSP'!O178","v":0.62},{"$f":"'Solar - CSP'!P178","v":0.62},{"$f":"'Solar - CSP'!Q178","v":0.62},{"$f":"'Solar - CSP'!R178","v":0.62},{"$f":"'Solar - CSP'!S178","v":0.62},{"$f":"'Solar - CSP'!T178","v":0.62},{"$f":"'Solar - CSP'!U178","v":0.62},{"$f":"'Solar - CSP'!V178","v":0.62},{"$f":"'Solar - CSP'!W178","v":0.62},{"$f":"'Solar - CSP'!X178","v":0.62},{"$f":"'Solar - CSP'!Y178","v":0.62},{"$f":"'Solar - CSP'!Z178","v":0.62},{"$f":"'Solar - CSP'!AA178","v":0.62},{"$f":"'Solar - CSP'!AB178","v":0.62},{"$f":"'Solar - CSP'!AC178","v":0.62},{"$f":"'Solar - CSP'!AD178","v":0.62},{"$f":"'Solar - CSP'!AE178","v":0.62},{"$f":"'Solar - CSP'!AF178","v":0.62},{"$f":"'Solar - CSP'!AG178","v":0.62},{"$f":"'Solar - CSP'!AH178","v":0.62},{"$f":"'Solar - CSP'!AI178","v":0.62},{"$f":"'Solar - CSP'!AJ178","v":0.62},{"$f":"'Solar - CSP'!AK178","v":0.62},{"$f":"'Solar - CSP'!AL178","v":0.62},{"$f":"'Solar - CSP'!AM178","v":0.62},{"$f":"'Solar - CSP'!AN178","v":0.62},{"$f":"'Solar - CSP'!AO178","v":0.62},{"$f":"'Solar - CSP'!AP178","v":0.62},{"$f":"'Solar - CSP'!AQ178","v":0.62},{"$f":"'Solar - CSP'!AR178","v":0.62},{"$f":"'Solar - CSP'!AS178","v":0.62},{"$f":"'Solar - CSP'!AT178","v":0.62},{"$f":"'Solar - CSP'!AU178","v":0.62},{"$f":"'Solar - CSP'!AV178","v":0.62}]
[]
[null,null,null,null,null,{"$f":"F4","v":2000},2001,2002,2003,2004,2005,2006,2007,2008,2009,2010,2011,2012,2010,2011,2012,{"$f":"V4","v":2013},2014,2015,2016,2017,2018,2019,2020,2021,2022,2023,2024,2025,2026,2027,2028,2029,2030,2031,2032,2033,2034,2035,2036,2037,2038,2039,2040,2041,2042,2043,2044,2045,2046,2047,2048,2049,2050]
[null,"Solar CSP",null,"Fixed Operation and Maintenance Expenses ($/kW",{"$f":"'Solar - CSP'!K376","v":"No TES - Class 1 - low"},null,null,null,null,null,null,null,null,null,null,null,null,null,null,null,null,null,{"$f":"'Solar - CSP'!L376","v":0},{"$f":"'Solar - CSP'!M376","v":0},{"$f":"'Solar - CSP'!N376","v":0},{"$f":"'Solar - CSP'!O376","v":0},{"$f":"'Solar - CSP'!P376","v":0},{"$f":"'Solar - CSP'!Q376","v":0},{"$f":"'Solar - CSP'!R376","v":0},{"$f":"'Solar - CSP'!S376","v":0},{"$f":"'Solar - CSP'!T376","v":0},{"$f":"'Solar - CSP'!U376","v":0},{"$f":"'Solar - CSP'!V376","v":0},{"$f":"'Solar - CSP'!W376","v":0},{"$f":"'Solar - CSP'!X376","v":0},{"$f":"'Solar - CSP'!Y376","v":0},{"$f":"'Solar - CSP'!Z376","v":0},{"$f":"'Solar - CSP'!AA376","v":0},{"$f":"'Solar - CSP'!AB376","v":0},{"$f":"'Solar - CSP'!AC376","v":0},{"$f":"'Solar - CSP'!AD376","v":0},{"$f":"'Solar - CSP'!AE376","v":0},{"$f":"'Solar - CSP'!AF376","v":0},{"$f":"'Solar - CSP'!AG376","v":0},{"$f":"'Solar - CSP'!AH376","v":0},{"$f":"'Solar - CSP'!AI376","v":0},{"$f":"'Solar - CSP'!AJ376","v":0},{"$f":"'Solar - CSP'!AK376","v":0},{"$f":"'Solar - CSP'!AL376","v":0},{"$f":"'Solar - CSP'!AM376","v":0},{"$f":"'Solar - CSP'!AN376","v":0},{"$f":"'Solar - CSP'!AO376","v":0},{"$f":"'Solar - CSP'!AP376","v":0},{"$f":"'Solar - CSP'!AQ376","v":0},{"$f":"'Solar - CSP'!AR376","v":0},{"$f":"'Solar - CSP'!AS376","v":0},{"$f":"'Solar - CSP'!AT376","v":0},{"$f":"'Solar - CSP'!AU376","v":0},{"$f":"'Solar - CSP'!AV376","v":0}]
[null,null,null,null,{"$f":"'Solar - CSP'!K377","v":"No TES - Class 1 - mid"},null,null,null,null,null,null,null,null,null,null,null,null,null,null,null,null,{"$f":"'Solar - CSP'!L62","v":0},{"$f":"'Solar - CSP'!L377","v":0},{"$f":"'Solar - CSP'!M377","v":0},{"$f":"'Solar - CSP'!N377","v":0},{"$f":"'Solar - CSP'!O377","v":0},{"$f":"'Solar - CSP'!P377","v":0},{"$f":"'Solar - CSP'!Q377","v":0},{"$f":"'Solar - CSP'!R377","v":0},{"$f":"'Solar - CSP'!S377","v":0},{"$f":"'Solar - CSP'!T377","v":0},{"$f":"'Solar - CSP'!U377","v":0},{"$f":"'Solar - CSP'!V377","v":0},{"$f":"'Solar - CSP'!W377","v":0},{"$f":"'Solar - CSP'!X377","v":0},{"$f":"'Solar - CSP'!Y377","v":0},{"$f":"'Solar - CSP'!Z377","v":0},{"$f":"'Solar - CSP'!AA377","v":0},{"$f":"'Solar - CSP'!AB377","v":0},{"$f":"'Solar - CSP'!AC377","v":0},{"$f":"'Solar - CSP'!AD377","v":0},{"$f":"'Solar - CSP'!AE377","v":0},{"$f":"'Solar - CSP'!AF377","v":0},{"$f":"'Solar - CSP'!AG377","v":0},{"$f":"'Solar - CSP'!AH377","v":0},{"$f":"'Solar - CSP'!AI377","v":0},{"$f":"'Solar - CSP'!AJ377","v":0},{"$f":"'Solar - CSP'!AK377","v":0},{"$f":"'Solar - CSP'!AL377","v":0},{"$f":"'Solar - CSP'!AM377","v":0},{"$f":"'Solar - CSP'!AN377","v":0},{"$f":"'Solar - CSP'!AO377","v":0},{"$f":"'Solar - CSP'!AP377","v":0},{"$f":"'Solar - CSP'!AQ377","v":0},{"$f":"'Solar - CSP'!AR377","v":0},{"$f":"'Solar - CSP'!AS377","v":0},{"$f":"'Solar - CSP'!AT377","v":0},{"$f":"'Solar - CSP'!AU377","v":0},{"$f":"'Solar - CSP'!AV377","v":0}]
[null,null,null,null,{"$f":"'Solar - CSP'!K378","v":"No TES - Class 1 - high"},null,null,null,null,null,null,null,null,null,null,null,null,null,null,null,null,null,{"$f":"'Solar - CSP'!L378","v":0},{"$f":"'Solar - CSP'!M378","v":0},{"$f":"'Solar - CSP'!N378","v":0},{"$f":"'Solar - CSP'!O378","v":0},{"$f":"'Solar - CSP'!P378","v":0},{"$f":"'Solar - CSP'!Q378","v":0},{"$f":"'Solar - CSP'!R378","v":0},{"$f":"'Solar - CSP'!S378","v":0},{"$f":"'Solar - CSP'!T378","v":0},{"$f":"'Solar - CSP'!U378","v":0},{"$f":"'Solar - CSP'!V378","v":0},{"$f":"'Solar - CSP'!W378","v":0},{"$f":"'Solar - CSP'!X378","v":0},{"$f":"'Solar - CSP'!Y378","v":0},{"$f":"'Solar - CSP'!Z378","v":0},{"$f":"'Solar - CSP'!AA378","v":0},{"$f":"'Solar - CSP'!AB378","v":0},{"$f":"'Solar - CSP'!AC378","v":0},{"$f":"'Solar - CSP'!AD378","v":0},{"$f":"'Solar - CSP'!AE378","v":0},{"$f":"'Solar - CSP'!AF378","v":0},{"$f":"'Solar - CSP'!AG378","v":0},{"$f":"'Solar - CSP'!AH378","v":0},{"$f":"'Solar - CSP'!AI378","v":0},{"$f":"'Solar - CSP'!AJ378","v":0},{"$f":"'Solar - CSP'!AK378","v":0},{"$f":"'Solar - CSP'!AL378","v":0},{"$f":"'Solar - CSP'!AM378","v":0},{"$f":"'Solar - CSP'!AN378","v":0},{"$f":"'Solar - CSP'!AO378","v":0},{"$f":"'Solar - CSP'!AP378","v":0},{"$f":"'Solar - CSP'!AQ378","v":0},{"$f":"'Solar - CSP'!AR378","v":0},{"$f":"'Solar - CSP'!AS378","v":0},{"$f":"'Solar - CSP'!AT378","v":0},{"$f":"'Solar - CSP'!AU378","v":0},{"$f":"'Solar - CSP'!AV378","v":0}]
[null,null,null,null,{"$f":"'Solar - CSP'!K379","v":"No TES - Class 3 - low"},null,null,null,null,null,null,null,null,null,null,null,null,null,null,null,null,null,{"$f":"'Solar - CSP'!L379","v":0},{"$f":"'Solar - CSP'!M379","v":0},{"$f":"'Solar - CSP'!N379","v":0},{"$f":"'Solar - CSP'!O379","v":0},{"$f":"'Solar - CSP'!P379","v":0},{"$f":"'Solar - CSP'!Q379","v":0},{"$f":"'Solar - CSP'!R379","v":0},{"$f":"'Solar - CSP'!S379","v":0},{"$f":"'Solar - CSP'!T379","v":0},{"$f":"'Solar - CSP'!U379","v":0},{"$f":"'Solar - CSP'!V379","v":0},{"$f":"'Solar - CSP'!W379","v":0},{"$f":"'Solar - CSP'!X379","v":0},{"$f":"'Solar - CSP'!Y379","v":0},{"$f":"'Solar - CSP'!Z379","v":0},{"$f":"'Solar - CSP'!AA379","v":0},{"$f":"'Solar - CSP'!AB379","v":0},{"$f":"'Solar - CSP'!AC379","v":0},{"$f":"'Solar - CSP'!AD379","v":0},{"$f":"'Solar - CSP'!AE379","v":0},{"$f":"'Solar - CSP'!AF379","v":0},{"$f":"'Solar - CSP'!AG379","v":0},{"$f":"'Solar - CSP'!AH379","v":0},{"$f":"'Solar - CSP'!AI379","v":0},{"$f":"'Solar - CSP'!AJ379","v":0},{"$f":"'Solar - CSP'!AK379","v":0},{"$f":"'Solar - CSP'!AL379","v":0},{"$f":"'Solar - CSP'!AM379","v":0},{"$f":"'Solar - CSP'!AN379","v":0},{"$f":"'Solar - CSP'!AO379","v":0},{"$f":"'Solar - CSP'!AP379","v":0},{"$f":"'Solar - CSP'!AQ379","v":0},{"$f":"'Solar - CSP'!AR379","v":0},{"$f":"'Solar - CSP'!AS379","v":0},{"$f":"'Solar - CSP'!AT379","v":0},{"$f":"'Solar - CSP'!AU379","v":0},{"$f":"'Solar - CSP'!AV379","v":0}]
[null,null,null,null,{"$f":"'Solar - CSP'!K380","v":"No TES - Class 3 - mid"},null,null,null,null,null,null,null,null,null,null,null,null,null,null,null,null,{"$f":"'Solar - CSP'!L63","v":0},{"$f":"'Solar - CSP'!L380","v":0},{"$f":"'Solar - CSP'!M380","v":0},{"$f":"'Solar - CSP'!N380","v":0},{"$f":"'Solar - CSP'!O380","v":0},{"$f":"'Solar - CSP'!P380","v":0},{"$f":"'Solar - CSP'!Q380","v":0},{"$f":"'Solar - CSP'!R380","v":0},{"$f":"'Solar - CSP'!S380","v":0},{"$f":"'Solar - CSP'!T380","v":0},{"$f":"'Solar - CSP'!U380","v":0},{"$f":"'Solar - CSP'!V380","v":0},{"$f":"'Solar - CSP'!W380","v":0},{"$f":"'Solar - CSP'!X380","v":0},{"$f":"'Solar - CSP'!Y380","v":0},{"$f":"'Solar - CSP'!Z380","v":0},{"$f":"'Solar - CSP'!AA380","v":0},{"$f":"'Solar - CSP'!AB380","v":0},{"$f":"'Solar - CSP'!AC380","v":0},{"$f":"'Solar - CSP'!AD380","v":0},{"$f":"'Solar - CSP'!AE380","v":0},{"$f":"'Solar - CSP'!AF380","v":0},{"$f":"'Solar - CSP'!AG380","v":0},{"$f":"'Solar - CSP'!AH380","v":0},{"$f":"'Solar - CSP'!AI380","v":0},{"$f":"'Solar - CSP'!AJ380","v":0},{"$f":"'Solar - CSP'!AK380","v":0},{"$f":"'Solar - CSP'!AL380","v":0},{"$f":"'Solar - CSP'!AM380","v":0},{"$f":"'Solar - CSP'!AN380","v":0},{"$f":"'Solar - CSP'!AO380","v":0},{"$f":"'Solar - CSP'!AP380","v":0},{"$f":"'Solar - CSP'!AQ380","v":0},{"$f":"'Solar - CSP'!AR380","v":0},{"$f":"'Solar - CSP'!AS380","v":0},{"$f":"'Solar - CSP'!AT380","v":0},{"$f":"'Solar - CSP'!AU380","v":0},{"$f":"'Solar - CSP'!AV380","v":0}]
[null,null,null,null,{"$f":"'Solar - CSP'!K381","v":"No TES - Class 3 - high"},null,null,null,null,null,null,null,null,null,null,null,null,null,null,null,null,null,{"$f":"'Solar - CSP'!L381","v":0},{"$f":"'Solar - CSP'!M381","v":0},{"$f":"'Solar - CSP'!N381","v":0},{"$f":"'Solar - CSP'!O381","v":0},{"$f":"'Solar - CSP'!P381","v":0},{"$f":"'Solar - CSP'!Q381","v":0},{"$f":"'Solar - CSP'!R381","v":0},{"$f":"'Solar - CSP'!S381","v":0},{"$f":"'Solar - CSP'!T381","v":0},{"$f":"'Solar - CSP'!U381","v":0},{"$f":"'Solar - CSP'!V381","v":0},{"$f":"'Solar - CSP'!W381","v":0},{"$f":"'Solar - CSP'!X381","v":0},{"$f":"'Solar - CSP'!Y381","v":0},{"$f":"'Solar - CSP'!Z381","v":0},{"$f":"'Solar - CSP'!AA381","v":0},{"$f":"'Solar - CSP'!AB381","v":0},{"$f":"'Solar - CSP'!AC381","v":0},{"$f":"'Solar - CSP'!AD381","v":0},{"$f":"'Solar - CSP'!AE381","v":0},{"$f":"'Solar - CSP'!AF381","v":0},{"$f":"'Solar - CSP'!AG381","v":0},{"$f":"'Solar - CSP'!AH381","v":0},{"$f":"'Solar - CSP'!AI381","v":0},{"$f":"'Solar - CSP'!AJ381","v":0},{"$f":"'Solar - CSP'!AK381","v":0},{"$f":"'Solar - CSP'!AL381","v":0},{"$f":"'Solar - CSP'!AM381","v":0},{"$f":"'Solar - CSP'!AN381","v":0},{"$f":"'Solar - CSP'!AO381","v":0},{"$f":"'Solar - CSP'!AP381","v":0},{"$f":"'Solar - CSP'!AQ381","v":0},{"$f":"'Solar - CSP'!AR381","v":0},{"$f":"'Solar - CSP'!AS381","v":0},{"$f":"'Solar - CSP'!AT381","v":0},{"$f":"'Solar - CSP'!AU381","v":0},{"$f":"'Solar - CSP'!AV381","v":0}]
[null,null,null,null,{"$f":"'Solar - CSP'!K382","v":"No TES - Class 5 - low"},null,null,null,null,null,null,null,null,null,null,null,null,null,null,null,null,null,{"$f":"'Solar - CSP'!L382","v":0},{"$f":"'Solar - CSP'!M382","v":0},{"$f":"'Solar - CSP'!N382","v":0},{"$f":"'Solar - CSP'!O382","v":0},{"$f":"'Solar - CSP'!P382","v":0},{"$f":"'Solar - CSP'!Q382","v":0},{"$f":"'Solar - CSP'!R382","v":0},{"$f":"'Solar - CSP'!S382","v":0},{"$f":"'Solar - CSP'!T382","v":0},{"$f":"'Solar - CSP'!U382","v":0},{"$f":"'Solar - CSP'!V382","v":0},{"$f":"'Solar - CSP'!W382","v":0},{"$f":"'Solar - CSP'!X382","v":0},{"$f":"'Solar - CSP'!Y382","v":0},{"$f":"'Solar - CSP'!Z382","v":0},{"$f":"'Solar - CSP'!AA382","v":0},{"$f":"'Solar - CSP'!AB382","v":0},{"$f":"'Solar - CSP'!AC382","v":0},{"$f":"'Solar - CSP'!AD382","v":0},{"$f":"'Solar - CSP'!AE382","v":0},{"$f":"'Solar - CSP'!AF382","v":0},{"$f":"'Solar - CSP'!AG382","v":0},{"$f":"'Solar - CSP'!AH382","v":0},{"$f":"'Solar - CSP'!AI382","v":0},{"$f":"'Solar - CSP'!AJ382","v":0},{"$f":"'Solar - CSP'!AK382","v":0},{"$f":"'Solar - CSP'!AL382","v":0},{"$f":"'Solar - CSP'!AM382","v":0},{"$f":"'Solar - CSP'!AN382","v":0},{"$f":"'Solar - CSP'!AO382","v":0},{"$f":"'Solar - CSP'!AP382","v":0},{"$f":"'Solar - CSP'!AQ382","v":0},{"$f":"'Solar - CSP'!AR382","v":0},{"$f":"'Solar - CSP'!AS382","v":0},{"$f":"'Solar - CSP'!AT382","v":0},{"$f":"'Solar - CSP'!AU382","v":0},{"$f":"'Solar - CSP'!AV382","v":0}]
[null,null,null,null,{"$f":"'Solar - CSP'!K383","v":"No TES - Class 5 - mid"},null,null,null,null,null,null,null,null,null,null,null,null,null,null,null,null,{"$f":"'Solar - CSP'!L64","v":0},{"$f":"'Solar - CSP'!L383","v":0},{"$f":"'Solar - CSP'!M383","v":0},{"$f":"'Solar - CSP'!N383","v":0},{"$f":"'Solar - CSP'!O383","v":0},{"$f":"'Solar - CSP'!P383","v":0},{"$f":"'Solar - CSP'!Q383","v":0},{"$f":"'Solar - CSP'!R383","v":0},{"$f":"'Solar - CSP'!S383","v":0},{"$f":"'Solar - CSP'!T383","v":0},{"$f":"'Solar - CSP'!U383","v":0},{"$f":"'Solar - CSP'!V383","v":0},{"$f":"'Solar - CSP'!W383","v":0},{"$f":"'Solar - CSP'!X383","v":0},{"$f":"'Solar - CSP'!Y383","v":0},{"$f":"'Solar - CSP'!Z383","v":0},{"$f":"'Solar - CSP'!AA383","v":0},{"$f":"'Solar - CSP'!AB383","v":0},{"$f":"'Solar - CSP'!AC383","v":0},{"$f":"'Solar - CSP'!AD383","v":0},{"$f":"'Solar - CSP'!AE383","v":0},{"$f":"'Solar - CSP'!AF383","v":0},{"$f":"'Solar - CSP'!AG383","v":0},{"$f":"'Solar - CSP'!AH383","v":0},{"$f":"'Solar - CSP'!AI383","v":0},{"$f":"'Solar - CSP'!AJ383","v":0},{"$f":"'Solar - CSP'!AK383","v":0},{"$f":"'Solar - CSP'!AL383","v":0},{"$f":"'Solar - CSP'!AM383","v":0},{"$f":"'Solar - CSP'!AN383","v":0},{"$f":"'Solar - CSP'!AO383","v":0},{"$f":"'Solar - CSP'!AP383","v":0},{"$f":"'Solar - CSP'!AQ383","v":0},{"$f":"'Solar - CSP'!AR383","v":0},{"$f":"'Solar - CSP'!AS383","v":0},{"$f":"'Solar - CSP'!AT383","v":0},{"$f":"'Solar - CSP'!AU383","v":0},{"$f":"'Solar - CSP'!AV383","v":0}]
[null,null,null,null,{"$f":"'Solar - CSP'!K384","v":"No TES - Class 5 - high"},null,null,null,null,null,null,null,null,null,null,null,null,null,null,null,null,null,{"$f":"'Solar - CSP'!L384","v":0},{"$f":"'Solar - CSP'!M384","v":0},{"$f":"'Solar - CSP'!N384","v":0},{"$f":"'Solar - CSP'!O384","v":0},{"$f":"'Solar - CSP'!P384","v":0},{"$f":"'Solar - CSP'!Q384","v":0},{"$f":"'Solar - CSP'!R384","v":0},{"$f":"'Solar - CSP'!S384","v":0},{"$f":"'Solar - CSP'!T384","v":0},{"$f":"'Solar - CSP'!U384","v":0},{"$f":"'Solar - CSP'!V384","v":0},{"$f":"'Solar - CSP'!W384","v":0},{"$f":"'Solar - CSP'!X384","v":0},{"$f":"'Solar - CSP'!Y384","v":0},{"$f":"'Solar - CSP'!Z384","v":0},{"$f":"'Solar - CSP'!AA384","v":0},{"$f":"'Solar - CSP'!AB384","v":0},{"$f":"'Solar - CSP'!AC384","v":0},{"$f":"'Solar - CSP'!AD384","v":0},{"$f":"'Solar - CSP'!AE384","v":0},{"$f":"'Solar - CSP'!AF384","v":0},{"$f":"'Solar - CSP'!AG384","v":0},{"$f":"'Solar - CSP'!AH384","v":0},{"$f":"'Solar - CSP'!AI384","v":0},{"$f":"'Solar - CSP'!AJ384","v":0},{"$f":"'Solar - CSP'!AK384","v":0},{"$f":"'Solar - CSP'!AL384","v":0},{"$f":"'Solar - CSP'!AM384","v":0},{"$f":"'Solar - CSP'!AN384","v":0},{"$f":"'Solar - CSP'!AO384","v":0},{"$f":"'Solar - CSP'!AP384","v":0},{"$f":"'Solar - CSP'!AQ384","v":0},{"$f":"'Solar - CSP'!AR384","v":0},{"$f":"'Solar - CSP'!AS384","v":0},{"$f":"'Solar - CSP'!AT384","v":0},{"$f":"'Solar - CSP'!AU384","v":0},{"$f":"'Solar - CSP'!AV384","v":0}]
[null,null,null,null,{"$f":"'Solar - CSP'!K385","v":"6 hrs TES - Class 1 - low"},null,null,null,null,null,null,null,null,null,null,null,null,null,null,null,null,null,{"$f":"'Solar - CSP'!L385","v":71},{"$f":"'Solar - CSP'!M385","v":68},{"$f":"'Solar - CSP'!N385","v":65},{"$f":"'Solar - CSP'!O385","v":61},{"$f":"'Solar - CSP'!P385","v":58},{"$f":"'Solar - CSP'!Q385","v":54},{"$f":"'Solar - CSP'!R385","v":51},{"$f":"'Solar - CSP'!S385","v":51},{"$f":"'Solar - CSP'!T385","v":51},{"$f":"'Solar - CSP'!U385","v":51},{"$f":"'Solar - CSP'!V385","v":51},{"$f":"'Solar - CSP'!W385","v":51},{"$f":"'Solar - CSP'!X385","v":51},{"$f":"'Solar - CSP'!Y385","v":51},{"$f":"'Solar - CSP'!Z385","v":51},{"$f":"'Solar - CSP'!AA385","v":51},{"$f":"'Solar - CSP'!AB385","v":51},{"$f":"'Solar - CSP'!AC385","v":51},{"$f":"'Solar - CSP'!AD385","v":51},{"$f":"'Solar - CSP'!AE385","v":51},{"$f":"'Solar - CSP'!AF385","v":51},{"$f":"'Solar - CSP'!AG385","v":51},{"$f":"'Solar - CSP'!AH385","v":51},{"$f":"'Solar - CSP'!AI385","v":51},{"$f":"'Solar - CSP'!AJ385","v":51},{"$f":"'Solar - CSP'!AK385","v":51},{"$f":"'Solar - CSP'!AL385","v":51},{"$f":"'Solar - CSP'!AM385","v":51},{"$f":"'Solar - CSP'!AN385","v":51},{"$f":"'Solar - CSP'!AO385","v":51},{"$f":"'Solar - CSP'!AP385","v":51},{"$f":"'Solar - CSP'!AQ385","v":51},{"$f":"'Solar - CSP'!AR385","v":51},{"$f":"'Solar - CSP'!AS385","v":51},{"$f":"'Solar - CSP'!AT385","v":51},{"$f":"'Solar - CSP'!AU385","v":51},{"$f":"'Solar - CSP'!AV385","v":51}]
[null,null,null,null,{"$f":"'Solar - CSP'!K386","v":"6 hrs TES - Class 1 - mid"},null,null,null,null,null,null,null,null,null,null,null,null,null,null,null,null,{"$f":"'Solar - CSP'!L65","v":75},{"$f":"'Solar - CSP'!L386","v":71},{"$f":"'Solar - CSP'!M386","v":68},{"$f":"'Solar - CSP'!N386","v":65},{"$f":"'Solar - CSP'!O386","v":61},{"$f":"'Solar - CSP'!P386","v":58},{"$f":"'Solar - CSP'!Q386","v":54},{"$f":"'Solar - CSP'!R386","v":51},{"$f":"'Solar - CSP'!S386","v":51},{"$f":"'Solar - CSP'!T386","v":51},{"$f":"'Solar - CSP'!U386","v":51},{"$f":"'Solar - CSP'!V386","v":51},{"$f":"'Solar - CSP'!W386","v":51},{"$f":"'Solar - CSP'!X386","v":51},{"$f":"'Solar - CSP'!Y386","v":51},{"$f":"'Solar - CSP'!Z386","v":51},{"$f":"'Solar - CSP'!AA386","v":51},{"$f":"'Solar - CSP'!AB386","v":51},{"$f":"'Solar - CSP'!AC386","v":51},{"$f":"'Solar - CSP'!AD386","v":51},{"$f":"'Solar - CSP'!AE386","v":51},{"$f":"'Solar - CSP'!AF386","v":51},{"$f":"'Solar - CSP'!AG386","v":51},{"$f":"'Solar - CSP'!AH386","v":51},{"$f":"'Solar - CSP'!AI386","v":51},{"$f":"'Solar - CSP'!AJ386","v":51},{"$f":"'Solar - CSP'!AK386","v":51},{"$f":"'Solar - CSP'!AL386","v":51},{"$f":"'Solar - CSP'!AM386","v":51},{"$f":"'Solar - CSP'!AN386","v":51},{"$f":"'Solar - CSP'!AO386","v":51},{"$f":"'Solar - CSP'!AP386","v":51},{"$f":"'Solar - CSP'!AQ386","v":51},{"$f":"'Solar - CSP'!AR386","v":51},{"$f":"'Solar - CSP'!AS386","v":51},{"$f":"'Solar - CSP'!AT386","v":51},{"$f":"'Solar - CSP'!AU386","v":51},{"$f":"'Solar - CSP'!AV386","v":51}]
[null,null,null,null,{"$f":"'Solar - CSP'!K387","v":"6 hrs TES - Class 1 - high"},null,null,null,null,null,null,null,null,null,null,null,null,null,null,null,null,null,{"$f":"'Solar - CSP'!L387","v":71},{"$f":"'Solar - CSP'!M387","v":68},{"$f":"'Solar - CSP'!N387","v":65},{"$f":"'Solar - CSP'!O387","v":61},{"$f":"'Solar - CSP'!P387","v":58},{"$f":"'Solar - CSP'!Q387","v":54},{"$f":"'Solar - CSP'!R387","v":51},{"$f":"'Solar - CSP'!S387","v":51},{"$f":"'Solar - CSP'!T387","v":51},{"$f":"'Solar - CSP'!U387","v":51},{"$f":"'Solar - CSP'!V387","v":51},{"$f":"'Solar - CSP'!W387","v":51},{"$f":"'Solar - CSP'!X387","v":51},{"$f":"'Solar - CSP'!Y387","v":51},{"$f":"'Solar - CSP'!Z387","v":51},{"$f":"'Solar - CSP'!AA387","v":51},{"$f":"'Solar - CSP'!AB387","v":51},{"$f":"'Solar - CSP'!AC387","v":51},{"$f":"'Solar - CSP'!AD387","v":51},{"$f":"'Solar - CSP'!AE387","v":51},{"$f":"'Solar - CSP'!AF387","v":51},{"$f":"'Solar - CSP'!AG387","v":51},{"$f":"'Solar - CSP'!AH387","v":51},{"$f":"'Solar - CSP'!AI387","v":51},{"$f":"'Solar - CSP'!AJ387","v":51},{"$f":"'Solar - CSP'!AK387","v":51},{"$f":"'Solar - CSP'!AL387","v":51},{"$f":"'Solar - CSP'!AM387","v":51},{"$f":"'Solar - CSP'!AN387","v":51},{"$f":"'Solar - CSP'!AO387","v":51},{"$f":"'Solar - CSP'!AP387","v":51},{"$f":"'Solar - CSP'!AQ387","v":51},{"$f":"'Solar - CSP'!AR387","v":51},{"$f":"'Solar - CSP'!AS387","v":51},{"$f":"'Solar - CSP'!AT387","v":51},{"$f":"'Solar - CSP'!AU387","v":51},{"$f":"'Solar - CSP'!AV387","v":51}]
[null,null,null,null,{"$f":"'Solar - CSP'!K388","v":"6 hrs TES - Class 3 - low"},null,null,null,null,null,null,null,null,null,null,null,null,null,null,null,null,null,{"$f":"'Solar - CSP'!L388","v":71},{"$f":"'Solar - CSP'!M388","v":68},{"$f":"'Solar - CSP'!N388","v":65},{"$f":"'Solar - CSP'!O388","v":61},{"$f":"'Solar - CSP'!P388","v":58},{"$f":"'Solar - CSP'!Q388","v":54},{"$f":"'Solar - CSP'!R388","v":51},{"$f":"'Solar - CSP'!S388","v":51},{"$f":"'Solar - CSP'!T388","v":51},{"$f":"'Solar - CSP'!U388","v":51},{"$f":"'Solar - CSP'!V388","v":51},{"$f":"'Solar - CSP'!W388","v":51},{"$f":"'Solar - CSP'!X388","v":51},{"$f":"'Solar - CSP'!Y388","v":51},{"$f":"'Solar - CSP'!Z388","v":51},{"$f":"'Solar - CSP'!AA388","v":51},{"$f":"'Solar - CSP'!AB388","v":51},{"$f":"'Solar - CSP'!AC388","v":51},{"$f":"'Solar - CSP'!AD388","v":51},{"$f":"'Solar - CSP'!AE388","v":51},{"$f":"'Solar - CSP'!AF388","v":51},{"$f":"'Solar - CSP'!AG388","v":51},{"$f":"'Solar - CSP'!AH388","v":51},{"$f":"'Solar - CSP'!AI388","v":51},{"$f":"'Solar - CSP'!AJ388","v":51},{"$f":"'Solar - CSP'!AK388","v":51},{"$f":"'Solar - CSP'!AL388","v":51},{"$f":"'Solar - CSP'!AM388","v":51},{"$f":"'Solar - CSP'!AN388","v":51},{"$f":"'Solar - CSP'!AO388","v":51},{"$f":"'Solar - CSP'!AP388","v":51},{"$f":"'Solar - CSP'!AQ388","v":51},{"$f":"'Solar - CSP'!AR388","v":51},{"$f":"'Solar - CSP'!AS388","v":51},{"$f":"'Solar - CSP'!AT388","v":51},{"$f":"'Solar - CSP'!AU388","v":51},{"$f":"'Solar - CSP'!AV388","v":51}]
[null,null,null,null,{"$f":"'Solar - CSP'!K389","v":"6 hrs TES - Class 3 - mid"},null,null,null,null,null,null,null,null,null,null,null,null,null,null,null,null,{"$f":"'Solar - CSP'!L66","v":75},{"$f":"'Solar - CSP'!L389","v":71},{"$f":"'Solar - CSP'!M389","v":68},{"$f":"'Solar - CSP'!N389","v":65},{"$f":"'Solar - CSP'!O389","v":61},{"$f":"'Solar - CSP'!P389","v":58},{"$f":"'Solar - CSP'!Q389","v":54},{"$f":"'Solar - CSP'!R389","v":51},{"$f":"'Solar - CSP'!S389","v":51},{"$f":"'Solar - CSP'!T389","v":51},{"$f":"'Solar - CSP'!U389","v":51},{"$f":"'Solar - CSP'!V389","v":51},{"$f":"'Solar - CSP'!W389","v":51},{"$f":"'Solar - CSP'!X389","v":51},{"$f":"'Solar - CSP'!Y389","v":51},{"$f":"'Solar - CSP'!Z389","v":51},{"$f":"'Solar - CSP'!AA389","v":51},{"$f":"'Solar - CSP'!AB389","v":51},{"$f":"'Solar - CSP'!AC389","v":51},{"$f":"'Solar - CSP'!AD389","v":51},{"$f":"'Solar - CSP'!AE389","v":51},{"$f":"'Solar - CSP'!AF389","v":51},{"$f":"'Solar - CSP'!AG389","v":51},{"$f":"'Solar - CSP'!AH389","v":51},{"$f":"'Solar - CSP'!AI389","v":51},{"$f":"'Solar - CSP'!AJ389","v":51},{"$f":"'Solar - CSP'!AK389","v":51},{"$f":"'Solar - CSP'!AL389","v":51},{"$f":"'Solar - CSP'!AM389","v":51},{"$f":"'Solar - CSP'!AN389","v":51},{"$f":"'Solar - CSP'!AO389","v":51},{"$f":"'Solar - CSP'!AP389","v":51},{"$f":"'Solar - CSP'!AQ389","v":51},{"$f":"'Solar - CSP'!AR389","v":51},{"$f":"'Solar - CSP'!AS389","v":51},{"$f":"'Solar - CSP'!AT389","v":51},{"$f":"'Solar - CSP'!AU389","v":51},{"$f":"'Solar - CSP'!AV389","v":51}]
[null,null,null,null,{"$f":"'Solar - CSP'!K390","v":"6 hrs TES - Class 3 - high"},null,null,null,null,null,null,null,null,null,null,null,null,null,null,null,null,null,{"$f":"'Solar - CSP'!L390","v":71},{"$f":"'Solar - CSP'!M390","v":68},{"$f":"'Solar - CSP'!N390","v":65},{"$f":"'Solar - CSP'!O390","v":61},{"$f":"'Solar - CSP'!P390","v":58},{"$f":"'Solar - CSP'!Q390","v":54},{"$f":"'Solar - CSP'!R390","v":51},{"$f":"'Solar - CSP'!S390","v":51},{"$f":"'Solar - CSP'!T390","v":51},{"$f":"'Solar - CSP'!U390","v":51},{"$f":"'Solar - CSP'!V390","v":51},{"$f":"'Solar - CSP'!W390","v":51},{"$f":"'Solar - CSP'!X390","v":51},{"$f":"'Solar - CSP'!Y390","v":51},{"$f":"'Solar - CSP'!Z390","v":51},{"$f":"'Solar - CSP'!AA390","v":51},{"$f":"'Solar - CSP'!AB390","v":51},{"$f":"'Solar - CSP'!AC390","v":51},{"$f":"'Solar - CSP'!AD390","v":51},{"$f":"'Solar - CSP'!AE390","v":51},{"$f":"'Solar - CSP'!AF390","v":51},{"$f":"'Solar - CSP'!AG390","v":51},{"$f":"'Solar - CSP'!AH390","v":51},{"$f":"'Solar - CSP'!AI390","v":51},{"$f":"'Solar - CSP'!AJ390","v":51},{"$f":"'Solar - CSP'!AK390","v":51},{"$f":"'Solar - CSP'!AL390","v":51},{"$f":"'Solar - CSP'!AM390","v":51},{"$f":"'Solar - CSP'!AN390","v":51},{"$f":"'Solar - CSP'!AO390","v":51},{"$f":"'Solar - CSP'!AP390","v":51},{"$f":"'Solar - CSP'!AQ390","v":51},{"$f":"'Solar - CSP'!AR390","v":51},{"$f":"'Solar - CSP'!AS390","v":51},{"$f":"'Solar - CSP'!AT390","v":51},{"$f":"'Solar - CSP'!AU390","v":51},{"$f":"'Solar - CSP'!AV390","v":51}]
[null,null,null,null,{"$f":"'Solar - CSP'!K391","v":"6 hrs TES - Class 5 - low"},null,null,null,null,null,null,null,null,null,null,null,null,null,null,null,null,null,{"$f":"'Solar - CSP'!L391","v":71},{"$f":"'Solar - CSP'!M391","v":68},{"$f":"'Solar - CSP'!N391","v":65},{"$f":"'Solar - CSP'!O391","v":61},{"$f":"'Solar - CSP'!P391","v":58},{"$f":"'Solar - CSP'!Q391","v":54},{"$f":"'Solar - CSP'!R391","v":51},{"$f":"'Solar - CSP'!S391","v":51},{"$f":"'Solar - CSP'!T391","v":51},{"$f":"'Solar - CSP'!U391","v":51},{"$f":"'Solar - CSP'!V391","v":51},{"$f":"'Solar - CSP'!W391","v":51},{"$f":"'Solar - CSP'!X391","v":51},{"$f":"'Solar - CSP'!Y391","v":51},{"$f":"'Solar - CSP'!Z391","v":51},{"$f":"'Solar - CSP'!AA391","v":51},{"$f":"'Solar - CSP'!AB391","v":51},{"$f":"'Solar - CSP'!AC391","v":51},{"$f":"'Solar - CSP'!AD391","v":51},{"$f":"'Solar - CSP'!AE391","v":51},{"$f":"'Solar - CSP'!AF391","v":51},{"$f":"'Solar - CSP'!AG391","v":51},{"$f":"'Solar - CSP'!AH391","v":51},{"$f":"'Solar - CSP'!AI391","v":51},{"$f":"'Solar - CSP'!AJ391","v":51},{"$f":"'Solar - CSP'!AK391","v":51},{"$f":"'Solar - CSP'!AL391","v":51},{"$f":"'Solar - CSP'!AM391","v":51},{"$f":"'Solar - CSP'!AN391","v":51},{"$f":"'Solar - CSP'!AO391","v":51},{"$f":"'Solar - CSP'!AP391","v":51},{"$f":"'Solar - CSP'!AQ391","v":51},{"$f":"'Solar - CSP'!AR391","v":51},{"$f":"'Solar - CSP'!AS391","v":51},{"$f":"'Solar - CSP'!AT391","v":51},{"$f":"'Solar - CSP'!AU391","v":51},{"$f":"'Solar - CSP'!AV391","v":51}]
[null,null,null,null,{"$f":"'Solar - CSP'!K392","v":"6 hrs TES - Class 5 - mid"},null,null,null,null,null,null,null,null,null,null,null,null,null,null,null,null,{"$f":"'Solar - CSP'!L67","v":75},{"$f":"'Solar - CSP'!L392","v":71},{"$f":"'Solar - CSP'!M392","v":68},{"$f":"'Solar - CSP'!N392","v":65},{"$f":"'Solar - CSP'!O392","v":61},{"$f":"'Solar - CSP'!P392","v":58},{"$f":"'Solar - CSP'!Q392","v":54},{"$f":"'Solar - CSP'!R392","v":51},{"$f":"'Solar - CSP'!S392","v":51},{"$f":"'Solar - CSP'!T392","v":51},{"$f":"'Solar - CSP'!U392","v":51},{"$f":"'Solar - CSP'!V392","v":51},{"$f":"'Solar - CSP'!W392","v":51},{"$f":"'Solar - CSP'!X392","v":51},{"$f":"'Solar - CSP'!Y392","v":51},{"$f":"'Solar - CSP'!Z392","v":51},{"$f":"'Solar - CSP'!AA392","v":51},{"$f":"'Solar - CSP'!AB392","v":51},{"$f":"'Solar - CSP'!AC392","v":51},{"$f":"'Solar - CSP'!AD392","v":51},{"$f":"'Solar - CSP'!AE392","v":51},{"$f":"'Solar - CSP'!AF392","v":51},{"$f":"'Solar - CSP'!AG392","v":51},{"$f":"'Solar - CSP'!AH392","v":51},{"$f":"'Solar - CSP'!AI392","v":51},{"$f":"'Solar - CSP'!AJ392","v":51},{"$f":"'Solar - CSP'!AK392","v":51},{"$f":"'Solar - CSP'!AL392","v":51},{"$f":"'Solar - CSP'!AM392","v":51},{"$f":"'Solar - CSP'!AN392","v":51},{"$f":"'Solar - CSP'!AO392","v":51},{"$f":"'Solar - CSP'!AP392","v":51},{"$f":"'Solar - CSP'!AQ392","v":51},{"$f":"'Solar - CSP'!AR392","v":51},{"$f":"'Solar - CSP'!AS392","v":51},{"$f":"'Solar - CSP'!AT392","v":51},{"$f":"'Solar - CSP'!AU392","v":51},{"$f":"'Solar - CSP'!AV392","v":51}]
[null,null,null,null,{"$f":"'Solar - CSP'!K393","v":"6 hrs TES - Class 5 - high"},null,null,null,null,null,null,null,null,null,null,null,null,null,null,null,null,null,{"$f":"'Solar - CSP'!L393","v":71},{"$f":"'Solar - CSP'!M393","v":68},{"$f":"'Solar - CSP'!N393","v":65},{"$f":"'Solar - CSP'!O393","v":61},{"$f":"'Solar - CSP'!P393","v":58},{"$f":"'Solar - CSP'!Q393","v":54},{"$f":"'Solar - CSP'!R393","v":51},{"$f":"'Solar - CSP'!S393","v":51},{"$f":"'Solar - CSP'!T393","v":51},{"$f":"'Solar - CSP'!U393","v":51},{"$f":"'Solar - CSP'!V393","v":51},{"$f":"'Solar - CSP'!W393","v":51},{"$f":"'Solar - CSP'!X393","v":51},{"$f":"'Solar - CSP'!Y393","v":51},{"$f":"'Solar - CSP'!Z393","v":51},{"$f":"'Solar - CSP'!AA393","v":51},{"$f":"'Solar - CSP'!AB393","v":51},{"$f":"'Solar - CSP'!AC393","v":51},{"$f":"'Solar - CSP'!AD393","v":51},{"$f":"'Solar - CSP'!AE393","v":51},{"$f":"'Solar - CSP'!AF393","v":51},{"$f":"'Solar - CSP'!AG393","v":51},{"$f":"'Solar - CSP'!AH393","v":51},{"$f":"'Solar - CSP'!AI393","v":51},{"$f":"'Solar - CSP'!AJ393","v":51},{"$f":"'Solar - CSP'!AK393","v":51},{"$f":"'Solar - CSP'!AL393","v":51},{"$f":"'Solar - CSP'!AM393","v":51},{"$f":"'Solar - CSP'!AN393","v":51},{"$f":"'Solar - CSP'!AO393","v":51},{"$f":"'Solar - CSP'!AP393","v":51},{"$f":"'Solar - CSP'!AQ393","v":51},{"$f":"'Solar - CSP'!AR393","v":51},{"$f":"'Solar - CSP'!AS393","v":51},{"$f":"'Solar - CSP'!AT393","v":51},{"$f":"'Solar - CSP'!AU393","v":51},{"$f":"'Solar - CSP'!AV393","v":51}]
[null,null,null,null,{"$f":"'Solar - CSP'!K394","v":"12 hrs TES - Class 1 - low"},null,null,null,null,null,null,null,null,null,null,null,null,null,null,null,null,null,{"$f":"'Solar - CSP'!L394","v":71},{"$f":"'Solar - CSP'!M394","v":68},{"$f":"'Solar - CSP'!N394","v":65},{"$f":"'Solar - CSP'!O394","v":61},{"$f":"'Solar - CSP'!P394","v":58},{"$f":"'Solar - CSP'!Q394","v":54},{"$f":"'Solar - CSP'!R394","v":51},{"$f":"'Solar - CSP'!S394","v":51},{"$f":"'Solar - CSP'!T394","v":51},{"$f":"'Solar - CSP'!U394","v":51},{"$f":"'Solar - CSP'!V394","v":51},{"$f":"'Solar - CSP'!W394","v":51},{"$f":"'Solar - CSP'!X394","v":51},{"$f":"'Solar - CSP'!Y394","v":51},{"$f":"'Solar - CSP'!Z394","v":51},{"$f":"'Solar - CSP'!AA394","v":51},{"$f":"'Solar - CSP'!AB394","v":51},{"$f":"'Solar - CSP'!AC394","v":51},{"$f":"'Solar - CSP'!AD394","v":51},{"$f":"'Solar - CSP'!AE394","v":51},{"$f":"'Solar - CSP'!AF394","v":51},{"$f":"'Solar - CSP'!AG394","v":51},{"$f":"'Solar - CSP'!AH394","v":51},{"$f":"'Solar - CSP'!AI394","v":51},{"$f":"'Solar - CSP'!AJ394","v":51},{"$f":"'Solar - CSP'!AK394","v":51},{"$f":"'Solar - CSP'!AL394","v":51},{"$f":"'Solar - CSP'!AM394","v":51},{"$f":"'Solar - CSP'!AN394","v":51},{"$f":"'Solar - CSP'!AO394","v":51},{"$f":"'Solar - CSP'!AP394","v":51},{"$f":"'Solar - CSP'!AQ394","v":51},{"$f":"'Solar - CSP'!AR394","v":51},{"$f":"'Solar - CSP'!AS394","v":51},{"$f":"'Solar - CSP'!AT394","v":51},{"$f":"'Solar - CSP'!AU394","v":51},{"$f":"'Solar - CSP'!AV394","v":51}]
[null,null,null,null,{"$f":"'Solar - CSP'!K395","v":"12 hrs TES - Class 1 - mid"},null,null,null,null,null,null,null,null,null,null,null,null,null,null,null,null,{"$f":"'Solar - CSP'!L68","v":75},{"$f":"'Solar - CSP'!L395","v":71},{"$f":"'Solar - CSP'!M395","v":68},{"$f":"'Solar - CSP'!N395","v":65},{"$f":"'Solar - CSP'!O395","v":61},{"$f":"'Solar - CSP'!P395","v":58},{"$f":"'Solar - CSP'!Q395","v":54},{"$f":"'Solar - CSP'!R395","v":51},{"$f":"'Solar - CSP'!S395","v":51},{"$f":"'Solar - CSP'!T395","v":51},{"$f":"'Solar - CSP'!U395","v":51},{"$f":"'Solar - CSP'!V395","v":51},{"$f":"'Solar - CSP'!W395","v":51},{"$f":"'Solar - CSP'!X395","v":51},{"$f":"'Solar - CSP'!Y395","v":51},{"$f":"'Solar - CSP'!Z395","v":51},{"$f":"'Solar - CSP'!AA395","v":51},{"$f":"'Solar - CSP'!AB395","v":51},{"$f":"'Solar - CSP'!AC395","v":51},{"$f":"'Solar - CSP'!AD395","v":51},{"$f":"'Solar - CSP'!AE395","v":51},{"$f":"'Solar - CSP'!AF395","v":51},{"$f":"'Solar - CSP'!AG395","v":51},{"$f":"'Solar - CSP'!AH395","v":51},{"$f":"'Solar - CSP'!AI395","v":51},{"$f":"'Solar - CSP'!AJ395","v":51},{"$f":"'Solar - CSP'!AK395","v":51},{"$f":"'Solar - CSP'!AL395","v":51},{"$f":"'Solar - CSP'!AM395","v":51},{"$f":"'Solar - CSP'!AN395","v":51},{"$f":"'Solar - CSP'!AO395","v":51},{"$f":"'Solar - CSP'!AP395","v":51},{"$f":"'Solar - CSP'!AQ395","v":51},{"$f":"'Solar - CSP'!AR395","v":51},{"$f":"'Solar - CSP'!AS395","v":51},{"$f":"'Solar - CSP'!AT395","v":51},{"$f":"'Solar - CSP'!AU395","v":51},{"$f":"'Solar - CSP'!AV395","v":51}]
[null,null,null,null,{"$f":"'Solar - CSP'!K396","v":"12 hrs TES - Class 1 - high"},null,null,null,null,null,null,null,null,null,null,null,null,null,null,null,null,null,{"$f":"'Solar - CSP'!L396","v":71},{"$f":"'Solar - CSP'!M396","v":68},{"$f":"'Solar - CSP'!N396","v":65},{"$f":"'Solar - CSP'!O396","v":61},{"$f":"'Solar - CSP'!P396","v":58},{"$f":"'Solar - CSP'!Q396","v":54},{"$f":"'Solar - CSP'!R396","v":51},{"$f":"'Solar - CSP'!S396","v":51},{"$f":"'Solar - CSP'!T396","v":51},{"$f":"'Solar - CSP'!U396","v":51},{"$f":"'Solar - CSP'!V396","v":51},{"$f":"'Solar - CSP'!W396","v":51},{"$f":"'Solar - CSP'!X396","v":51},{"$f":"'Solar - CSP'!Y396","v":51},{"$f":"'Solar - CSP'!Z396","v":51},{"$f":"'Solar - CSP'!AA396","v":51},{"$f":"'Solar - CSP'!AB396","v":51},{"$f":"'Solar - CSP'!AC396","v":51},{"$f":"'Solar - CSP'!AD396","v":51},{"$f":"'Solar - CSP'!AE396","v":51},{"$f":"'Solar - CSP'!AF396","v":51},{"$f":"'Solar - CSP'!AG396","v":51},{"$f":"'Solar - CSP'!AH396","v":51},{"$f":"'Solar - CSP'!AI396","v":51},{"$f":"'Solar - CSP'!AJ396","v":51},{"$f":"'Solar - CSP'!AK396","v":51},{"$f":"'Solar - CSP'!AL396","v":51},{"$f":"'Solar - CSP'!AM396","v":51},{"$f":"'Solar - CSP'!AN396","v":51},{"$f":"'Solar - CSP'!AO396","v":51},{"$f":"'Solar - CSP'!AP396","v":51},{"$f":"'Solar - CSP'!AQ396","v":51},{"$f":"'Solar - CSP'!AR396","v":51},{"$f":"'Solar - CSP'!AS396","v":51},{"$f":"'Solar - CSP'!AT396","v":51},{"$f":"'Solar - CSP'!AU396","v":51},{"$f":"'Solar - CSP'!AV396","v":51}]
[null,null,null,null,{"$f":"'Solar - CSP'!K397","v":"12 hrs TES - Class 3 - low"},null,null,null,null,null,null,null,null,null,null,null,null,null,null,null,null,null,{"$f":"'Solar - CSP'!L397","v":71},{"$f":"'Solar - CSP'!M397","v":68},{"$f":"'Solar - CSP'!N397","v":65},{"$f":"'Solar - CSP'!O397","v":61},{"$f":"'Solar - CSP'!P397","v":58},{"$f":"'Solar - CSP'!Q397","v":54},{"$f":"'Solar - CSP'!R397","v":51},{"$f":"'Solar - CSP'!S397","v":51},{"$f":"'Solar - CSP'!T397","v":51},{"$f":"'Solar - CSP'!U397","v":51},{"$f":"'Solar - CSP'!V397","v":51},{"$f":"'Solar - CSP'!W397","v":51},{"$f":"'Solar - CSP'!X397","v":51},{"$f":"'Solar - CSP'!Y397","v":51},{"$f":"'Solar - CSP'!Z397","v":51},{"$f":"'Solar - CSP'!AA397","v":51},{"$f":"'Solar - CSP'!AB397","v":51},{"$f":"'Solar - CSP'!AC397","v":51},{"$f":"'Solar - CSP'!AD397","v":51},{"$f":"'Solar - CSP'!AE397","v":51},{"$f":"'Solar - CSP'!AF397","v":51},{"$f":"'Solar - CSP'!AG397","v":51},{"$f":"'Solar - CSP'!AH397","v":51},{"$f":"'Solar - CSP'!AI397","v":51},{"$f":"'Solar - CSP'!AJ397","v":51},{"$f":"'Solar - CSP'!AK397","v":51},{"$f":"'Solar - CSP'!AL397","v":51},{"$f":"'Solar - CSP'!AM397","v":51},{"$f":"'Solar - CSP'!AN397","v":51},{"$f":"'Solar - CSP'!AO397","v":51},{"$f":"'Solar - CSP'!AP397","v":51},{"$f":"'Solar - CSP'!AQ397","v":51},{"$f":"'Solar - CSP'!AR397","v":51},{"$f":"'Solar - CSP'!AS397","v":51},{"$f":"'Solar - CSP'!AT397","v":51},{"$f":"'Solar - CSP'!AU397","v":51},{"$f":"'Solar - CSP'!AV397","v":51}]
[null,null,null,null,{"$f":"'Solar - CSP'!K398","v":"12 hrs TES - Class 3 - mid"},null,null,null,null,null,null,null,null,null,null,null,null,null,null,null,null,{"$f":"'Solar - CSP'!L69","v":75},{"$f":"'Solar - CSP'!L398","v":71},{"$f":"'Solar - CSP'!M398","v":68},{"$f":"'Solar - CSP'!N398","v":65},{"$f":"'Solar - CSP'!O398","v":61},{"$f":"'Solar - CSP'!P398","v":58},{"$f":"'Solar - CSP'!Q398","v":54},{"$f":"'Solar - CSP'!R398","v":51},{"$f":"'Solar - CSP'!S398","v":51},{"$f":"'Solar - CSP'!T398","v":51},{"$f":"'Solar - CSP'!U398","v":51},{"$f":"'Solar - CSP'!V398","v":51},{"$f":"'Solar - CSP'!W398","v":51},{"$f":"'Solar - CSP'!X398","v":51},{"$f":"'Solar - CSP'!Y398","v":51},{"$f":"'Solar - CSP'!Z398","v":51},{"$f":"'Solar - CSP'!AA398","v":51},{"$f":"'Solar - CSP'!AB398","v":51},{"$f":"'Solar - CSP'!AC398","v":51},{"$f":"'Solar - CSP'!AD398","v":51},{"$f":"'Solar - CSP'!AE398","v":51},{"$f":"'Solar - CSP'!AF398","v":51},{"$f":"'Solar - CSP'!AG398","v":51},{"$f":"'Solar - CSP'!AH398","v":51},{"$f":"'Solar - CSP'!AI398","v":51},{"$f":"'Solar - CSP'!AJ398","v":51},{"$f":"'Solar - CSP'!AK398","v":51},{"$f":"'Solar - CSP'!AL398","v":51},{"$f":"'Solar - CSP'!AM398","v":51},{"$f":"'Solar - CSP'!AN398","v":51},{"$f":"'Solar - CSP'!AO398","v":51},{"$f":"'Solar - CSP'!AP398","v":51},{"$f":"'Solar - CSP'!AQ398","v":51},{"$f":"'Solar - CSP'!AR398","v":51},{"$f":"'Solar - CSP'!AS398","v":51},{"$f":"'Solar - CSP'!AT398","v":51},{"$f":"'Solar - CSP'!AU398","v":51},{"$f":"'Solar - CSP'!AV398","v":51}]
[null,null,null,null,{"$f":"'Solar - CSP'!K399","v":"12 hrs TES - Class 3 - high"},null,null,null,null,null,null,null,null,null,null,null,null,null,null,null,null,null,{"$f":"'Solar - CSP'!L399","v":71},{"$f":"'Solar - CSP'!M399","v":68},{"$f":"'Solar - CSP'!N399","v":65},{"$f":"'Solar - CSP'!O399","v":61},{"$f":"'Solar - CSP'!P399","v":58},{"$f":"'Solar - CSP'!Q399","v":54},{"$f":"'Solar - CSP'!R399","v":51},{"$f":"'Solar - CSP'!S399","v":51},{"$f":"'Solar - CSP'!T399","v":51},{"$f":"'Solar - CSP'!U399","v":51},{"$f":"'Solar - CSP'!V399","v":51},{"$f":"'Solar - CSP'!W399","v":51},{"$f":"'Solar - CSP'!X399","v":51},{"$f":"'Solar - CSP'!Y399","v":51},{"$f":"'Solar - CSP'!Z399","v":51},{"$f":"'Solar - CSP'!AA399","v":51},{"$f":"'Solar - CSP'!AB399","v":51},{"$f":"'Solar - CSP'!AC399","v":51},{"$f":"'Solar - CSP'!AD399","v":51},{"$f":"'Solar - CSP'!AE399","v":51},{"$f":"'Solar - CSP'!AF399","v":51},{"$f":"'Solar - CSP'!AG399","v":51},{"$f":"'Solar - CSP'!AH399","v":51},{"$f":"'Solar - CSP'!AI399","v":51},{"$f":"'Solar - CSP'!AJ399","v":51},{"$f":"'Solar - CSP'!AK399","v":51},{"$f":"'Solar - CSP'!AL399","v":51},{"$f":"'Solar - CSP'!AM399","v":51},{"$f":"'Solar - CSP'!AN399","v":51},{"$f":"'Solar - CSP'!AO399","v":51},{"$f":"'Solar - CSP'!AP399","v":51},{"$f":"'Solar - CSP'!AQ399","v":51},{"$f":"'Solar - CSP'!AR399","v":51},{"$f":"'Solar - CSP'!AS399","v":51},{"$f":"'Solar - CSP'!AT399","v":51},{"$f":"'Solar - CSP'!AU399","v":51},{"$f":"'Solar - CSP'!AV399","v":51}]
[null,null,null,null,{"$f":"'Solar - CSP'!K400","v":"12 hrs TES - Class 5 - low"},null,null,null,null,null,null,null,null,null,null,null,null,null,null,null,null,null,{"$f":"'Solar - CSP'!L400","v":71},{"$f":"'Solar - CSP'!M400","v":68},{"$f":"'Solar - CSP'!N400","v":65},{"$f":"'Solar - CSP'!O400","v":61},{"$f":"'Solar - CSP'!P400","v":58},{"$f":"'Solar - CSP'!Q400","v":54},{"$f":"'Solar - CSP'!R400","v":51},{"$f":"'Solar - CSP'!S400","v":51},{"$f":"'Solar - CSP'!T400","v":51},{"$f":"'Solar - CSP'!U400","v":51},{"$f":"'Solar - CSP'!V400","v":51},{"$f":"'Solar - CSP'!W400","v":51},{"$f":"'Solar - CSP'!X400","v":51},{"$f":"'Solar - CSP'!Y400","v":51},{"$f":"'Solar - CSP'!Z400","v":51},{"$f":"'Solar - CSP'!AA400","v":51},{"$f":"'Solar - CSP'!AB400","v":51},{"$f":"'Solar - CSP'!AC400","v":51},{"$f":"'Solar - CSP'!AD400","v":51},{"$f":"'Solar - CSP'!AE400","v":51},{"$f":"'Solar - CSP'!AF400","v":51},{"$f":"'Solar - CSP'!AG400","v":51},{"$f":"'Solar - CSP'!AH400","v":51},{"$f":"'Solar - CSP'!AI400","v":51},{"$f":"'Solar - CSP'!AJ400","v":51},{"$f":"'Solar - CSP'!AK400","v":51},{"$f":"'Solar - CSP'!AL400","v":51},{"$f":"'Solar - CSP'!AM400","v":51},{"$f":"'Solar - CSP'!AN400","v":51},{"$f":"'Solar - CSP'!AO400","v":51},{"$f":"'Solar - CSP'!AP400","v":51},{"$f":"'Solar - CSP'!AQ400","v":51},{"$f":"'Solar - CSP'!AR400","v":51},{"$f":"'Solar - CSP'!AS400","v":51},{"$f":"'Solar - CSP'!AT400","v":51},{"$f":"'Solar - CSP'!AU400","v":51},{"$f":"'Solar - CSP'!AV400","v":51}]
[null,null,null,null,{"$f":"'Solar - CSP'!K401","v":"12 hrs TES - Class 5 - mid"},null,null,null,null,null,null,null,null,null,null,null,null,null,null,null,null,{"$f":"'Solar - CSP'!L70","v":75},{"$f":"'Solar - CSP'!L401","v":71},{"$f":"'Solar - CSP'!M401","v":68},{"$f":"'Solar - CSP'!N401","v":65},{"$f":"'Solar - CSP'!O401","v":61},{"$f":"'Solar - CSP'!P401","v":58},{"$f":"'Solar - CSP'!Q401","v":54},{"$f":"'Solar - CSP'!R401","v":51},{"$f":"'Solar - CSP'!S401","v":51},{"$f":"'Solar - CSP'!T401","v":51},{"$f":"'Solar - CSP'!U401","v":51},{"$f":"'Solar - CSP'!V401","v":51},{"$f":"'Solar - CSP'!W401","v":51},{"$f":"'Solar - CSP'!X401","v":51},{"$f":"'Solar - CSP'!Y401","v":51},{"$f":"'Solar - CSP'!Z401","v":51},{"$f":"'Solar - CSP'!AA401","v":51},{"$f":"'Solar - CSP'!AB401","v":51},{"$f":"'Solar - CSP'!AC401","v":51},{"$f":"'Solar - CSP'!AD401","v":51},{"$f":"'Solar - CSP'!AE401","v":51},{"$f":"'Solar - CSP'!AF401","v":51},{"$f":"'Solar - CSP'!AG401","v":51},{"$f":"'Solar - CSP'!AH401","v":51},{"$f":"'Solar - CSP'!AI401","v":51},{"$f":"'Solar - CSP'!AJ401","v":51},{"$f":"'Solar - CSP'!AK401","v":51},{"$f":"'Solar - CSP'!AL401","v":51},{"$f":"'Solar - CSP'!AM401","v":51},{"$f":"'Solar - CSP'!AN401","v":51},{"$f":"'Solar - CSP'!AO401","v":51},{"$f":"'Solar - CSP'!AP401","v":51},{"$f":"'Solar - CSP'!AQ401","v":51},{"$f":"'Solar - CSP'!AR401","v":51},{"$f":"'Solar - CSP'!AS401","v":51},{"$f":"'Solar - CSP'!AT401","v":51},{"$f":"'Solar - CSP'!AU401","v":51},{"$f":"'Solar - CSP'!AV401","v":51}]
[null,null,null,null,{"$f":"'Solar - CSP'!K402","v":"12 hrs TES - Class 5 - high"},null,null,null,null,null,null,null,null,null,null,null,null,null,null,null,null,null,{"$f":"'Solar - CSP'!L402","v":71},{"$f":"'Solar - CSP'!M402","v":68},{"$f":"'Solar - CSP'!N402","v":65},{"$f":"'Solar - CSP'!O402","v":61},{"$f":"'Solar - CSP'!P402","v":58},{"$f":"'Solar - CSP'!Q402","v":54},{"$f":"'Solar - CSP'!R402","v":51},{"$f":"'Solar - CSP'!S402","v":51},{"$f":"'Solar - CSP'!T402","v":51},{"$f":"'Solar - CSP'!U402","v":51},{"$f":"'Solar - CSP'!V402","v":51},{"$f":"'Solar - CSP'!W402","v":51},{"$f":"'Solar - CSP'!X402","v":51},{"$f":"'Solar - CSP'!Y402","v":51},{"$f":"'Solar - CSP'!Z402","v":51},{"$f":"'Solar - CSP'!AA402","v":51},{"$f":"'Solar - CSP'!AB402","v":51},{"$f":"'Solar - CSP'!AC402","v":51},{"$f":"'Solar - CSP'!AD402","v":51},{"$f":"'Solar - CSP'!AE402","v":51},{"$f":"'Solar - CSP'!AF402","v":51},{"$f":"'Solar - CSP'!AG402","v":51},{"$f":"'Solar - CSP'!AH402","v":51},{"$f":"'Solar - CSP'!AI402","v":51},{"$f":"'Solar - CSP'!AJ402","v":51},{"$f":"'Solar - CSP'!AK402","v":51},{"$f":"'Solar - CSP'!AL402","v":51},{"$f":"'Solar - CSP'!AM402","v":51},{"$f":"'Solar - CSP'!AN402","v":51},{"$f":"'Solar - CSP'!AO402","v":51},{"$f":"'Solar - CSP'!AP402","v":51},{"$f":"'Solar - CSP'!AQ402","v":51},{"$f":"'Solar - CSP'!AR402","v":51},{"$f":"'Solar - CSP'!AS402","v":51},{"$f":"'Solar - CSP'!AT402","v":51},{"$f":"'Solar - CSP'!AU402","v":51},{"$f":"'Solar - CSP'!AV402","v":51}]
[]
[]
["Geothermal"]
[null,null,null,null,null,{"$f":"F4","v":2000},2001,2002,2003,2004,2005,2006,2007,2008,2009,2010,2011,2012,2010,2011,2012,{"$f":"V4","v":2013},2014,2015,2016,2017,2018,2019,2020,2021,2022,2023,2024,2025,2026,2027,2028,2029,2030,2031,2032,2033,2034,2035,2036,2037,2038,2039,2040,2041,2042,2043,2044,2045,2046,2047,2048,2049,2050]
[null,"Geothermal",null,"Levelized Cost of Energy ($/MWh)",{"$f":"Geothermal!K293","v":"Hydro / Flash - low"},null,null,null,null,null,null,null,null,null,null,null,null,null,null,null,null,null,{"$f":"Geothermal!L293","v":99.516055135938558},{"$f":"Geothermal!M293","v":99.516055135938558},{"$f":"Geothermal!N293","v":99.516055135938558},{"$f":"Geothermal!O293","v":99.516055135938558},{"$f":"Geothermal!P293","v":99.516055135938558},{"$f":"Geothermal!Q293","v":99.516055135938558},{"$f":"Geothermal!R293","v":99.516055135938558},{"$f":"Geothermal!S293","v":99.516055135938558},{"$f":"Geothermal!T293","v":99.516055135938558},{"$f":"Geothermal!U293","v":99.516055135938558},{"$f":"Geothermal!V293","v":99.516055135938558},{"$f":"Geothermal!W293","v":99.516055135938558},{"$f":"Geothermal!X293","v":99.516055135938558},{"$f":"Geothermal!Y293","v":99.516055135938558},{"$f":"Geothermal!Z293","v":99.516055135938558},{"$f":"Geothermal!AA293","v":99.516055135938558},{"$f":"Geothermal!AB293","v":99.516055135938558},{"$f":"Geothermal!AC293","v":99.516055135938558},{"$f":"Geothermal!AD293","v":99.516055135938558},{"$f":"Geothermal!AE293","v":99.516055135938558},{"$f":"Geothermal!AF293","v":99.516055135938558},{"$f":"Geothermal!AG293","v":99.516055135938558},{"$f":"Geothermal!AH293","v":99.516055135938558},{"$f":"Geothermal!AI293","v":99.516055135938558},{"$f":"Geothermal!AJ293","v":99.516055135938558},{"$f":"Geothermal!AK293","v":99.516055135938558},{"$f":"Geothermal!AL293","v":99.516055135938558},{"$f":"Geothermal!AM293","v":99.516055135938558},{"$f":"Geothermal!AN293","v":99.516055135938558},{"$f":"Geothermal!AO293","v":99.516055135938558},{"$f":"Geothermal!AP293","v":99.516055135938558},{"$f":"Geothermal!AQ293","v":99.516055135938558},{"$f":"Geothermal!AR293","v":99.516055135938558},{"$f":"Geothermal!AS293","v":99.516055135938558},{"$f":"Geothermal!AT293","v":99.516055135938558},{"$f":"Geothermal!AU293","v":99.516055135938558},{"$f":"Geothermal!AV293","v":99.516055135938558}]
[null,null,null,null,{"$f":"Geothermal!K294","v":"Hydro / Flash - mid"},{"$f":"Geothermal!#REF!","v":{"$error":"#REF!"}},{"$f":"Geothermal!#REF!","v":{"$error":"#REF!"}},{"$f":"Geothermal!#REF!","v":{"$error":"#REF!"}},{"$f":"Geothermal!#REF!","v":{"$error":"#REF!"}},{"$f":"Geothermal!#REF!","v":{"$error":"#REF!"}},{"$f":"Geothermal!#REF!","v":{"$error":"#REF!"}},{"$f":"Geothermal!#REF!","v":{"$error":"#REF!"}},{"$f":"Geothermal!#REF!","v":{"$error":"#REF!"}},{"$f":"Geothermal!#REF!","v":{"$error":"#REF!"}},{"$f":"Geothermal!#REF!","v":{"$error":"#REF!"}},{"$f":"Geothermal!#REF!","v":{"$error":"#REF!"}},{"$f":"Geothermal!#REF!","v":{"$error":"#REF!"}},{"$f":"Geothermal!#REF!","v":{"$error":"#REF!"}},null,null,null,{"$f":"Geothermal!L94","v":99.516055135938558},{"$f":"Geothermal!L294","v":99.516055135938558},{"$f":"Geothermal!M294","v":99.516055135938558},{"$f":"Geothermal!N294","v":99.516055135938558},{"$f":"Geothermal!O294","v":99.516055135938558},{"$f":"Geothermal!P294","v":99.516055135938558},{"$f":"Geothermal!Q294","v":99.516055135938558},{"$f":"Geothermal!R294","v":99.516055135938558},{"$f":"Geothermal!S294","v":99.516055135938558},{"$f":"Geothermal!T294","v":99.516055135938558},{"$f":"Geothermal!U294","v":99.516055135938558},{"$f":"Geothermal!V294","v":99.516055135938558},{"$f":"Geothermal!W294","v":99.516055135938558},{"$f":"Geothermal!X294","v":99.516055135938558},{"$f":"Geothermal!Y294","v":99.516055135938558},{"$f":"Geothermal!Z294","v":99.516055135938558},{"$f":"Geothermal!AA294","v":99.516055135938558},{"$f":"Geothermal!AB294","v":99.516055135938558},{"$f":"Geothermal!AC294","v":99.516055135938558},{"$f":"Geothermal!AD294","v":99.516055135938558},{"$f":"Geothermal!AE294","v":99.516055135938558},{"$f":"Geothermal!AF294","v":99.516055135938558},{"$f":"Geothermal!AG294","v":99.516055135938558},{"$f":"Geothermal!AH294","v":99.516055135938558},{"$f":"Geothermal!AI294","v":99.516055135938558},{"$f":"Geothermal!AJ294","v":99.516055135938558},{"$f":"Geothermal!AK294","v":99.516055135938558},{"$f":"Geothermal!AL294","v":99.516055135938558},{"$f":"Geothermal!AM294","v":99.516055135938558},{"$f":"Geothermal!AN294","v":99.516055135938558},{"$f":"Geothermal!AO294","v":99.516055135938558},{"$f":"Geothermal!AP294","v":99.516055135938558},{"$f":"Geothermal!AQ294","v":99.516055135938558},{"$f":"Geothermal!AR294","v":99.516055135938558},{"$f":"Geothermal!AS294","v":99.516055135938558},{"$f":"Geothermal!AT294","v":99.516055135938558},{"$f":"Geothermal!AU294","v":99.516055135938558},{"$f":"Geothermal!AV294","v":99.516055135938558}]
[null,null,null,null,{"$f":"Geothermal!K295","v":"Hydro / Flash - high"},null,null,null,null,null,null,null,null,null,null,null,null,null,null,null,null,null,{"$f":"Geothermal!L295","v":99.516055135938558},{"$f":"Geothermal!M295","v":99.516055135938558},{"$f":"Geothermal!N295","v":99.516055135938558},{"$f":"Geothermal!O295","v":99.516055135938558},{"$f":"Geothermal!P295","v":99.516055135938558},{"$f":"Geothermal!Q295","v":99.516055135938558},{"$f":"Geothermal!R295","v":99.516055135938558},{"$f":"Geothermal!S295","v":99.516055135938558},{"$f":"Geothermal!T295","v":99.516055135938558},{"$f":"Geothermal!U295","v":99.516055135938558},{"$f":"Geothermal!V295","v":99.516055135938558},{"$f":"Geothermal!W295","v":99.516055135938558},{"$f":"Geothermal!X295","v":99.516055135938558},{"$f":"Geothermal!Y295","v":99.516055135938558},{"$f":"Geothermal!Z295","v":99.516055135938558},{"$f":"Geothermal!AA295","v":99.516055135938558},{"$f":"Geothermal!AB295","v":99.516055135938558},{"$f":"Geothermal!AC295","v":99.516055135938558},{"$f":"Geothermal!AD295","v":99.516055135938558},{"$f":"Geothermal!AE295","v":99.516055135938558},{"$f":"Geothermal!AF295","v":99.516055135938558},{"$f":"Geothermal!AG295","v":99.516055135938558},{"$f":"Geothermal!AH295","v":99.516055135938558},{"$f":"Geothermal!AI295","v":99.516055135938558},{"$f":"Geothermal!AJ295","v":99.516055135938558},{"$f":"Geothermal!AK295","v":99.516055135938558},{"$f":"Geothermal!AL295","v":99.516055135938558},{"$f":"Geothermal!AM295","v":99.516055135938558},{"$f":"Geothermal!AN295","v":99.516055135938558},{"$f":"Geothermal!AO295","v":99.516055135938558},{"$f":"Geothermal!AP295","v":99.516055135938558},{"$f":"Geothermal!AQ295","v":99.516055135938558},{"$f":"Geothermal!AR295","v":99.516055135938558},{"$f":"Geothermal!AS295","v":99.516055135938558},{"$f":"Geothermal!AT295","v":99.516055135938558},{"$f":"Geothermal!AU295","v":99.516055135938558},{"$f":"Geothermal!AV295","v":99.516055135938558}]
[null,null,null,null,{"$f":"Geothermal!K296","v":"Hydro / Binary - low"},null,null,null,null,null,null,null,null,null,null,null,null,null,null,null,null,null,{"$f":"Geothermal!L296","v":116.72605889258675},{"$f":"Geothermal!M296","v":116.72605889258675},{"$f":"Geothermal!N296","v":116.72605889258675},{"$f":"Geothermal!O296","v":116.72605889258675},{"$f":"Geothermal!P296","v":116.72605889258675},{"$f":"Geothermal!Q296","v":116.72605889258675},{"$f":"Geothermal!R296","v":116.72605889258675},{"$f":"Geothermal!S296","v":116.72605889258675},{"$f":"Geothermal!T296","v":116.72605889258675},{"$f":"Geothermal!U296","v":116.72605889258675},{"$f":"Geothermal!V296","v":116.72605889258675},{"$f":"Geothermal!W296","v":116.72605889258675},{"$f":"Geothermal!X296","v":116.72605889258675},{"$f":"Geothermal!Y296","v":116.72605889258675},{"$f":"Geothermal!Z296","v":116.72605889258675},{"$f":"Geothermal!AA296","v":116.72605889258675},{"$f":"Geothermal!AB296","v":116.72605889258675},{"$f":"Geothermal!AC296","v":116.72605889258675},{"$f":"Geothermal!AD296","v":116.72605889258675},{"$f":"Geothermal!AE296","v":116.72605889258675},{"$f":"Geothermal!AF296","v":116.72605889258675},{"$f":"Geothermal!AG296","v":116.72605889258675},{"$f":"Geothermal!AH296","v":116.72605889258675},{"$f":"Geothermal!AI296","v":116.72605889258675},{"$f":"Geothermal!AJ296","v":116.72605889258675},{"$f":"Geothermal!AK296","v":116.72605889258675},{"$f":"Geothermal!AL296","v":116.72605889258675},{"$f":"Geothermal!AM296","v":116.72605889258675},{"$f":"Geothermal!AN296","v":116.72605889258675},{"$f":"Geothermal!AO296","v":116.72605889258675},{"$f":"Geothermal!AP296","v":116.72605889258675},{"$f":"Geothermal!AQ296","v":116.72605889258675},{"$f":"Geothermal!AR296","v":116.72605889258675},{"$f":"Geothermal!AS296","v":116.72605889258675},{"$f":"Geothermal!AT296","v":116.72605889258675},{"$f":"Geothermal!AU296","v":116.72605889258675},{"$f":"Geothermal!AV296","v":116.72605889258675}]
[null,null,null,null,{"$f":"Geothermal!K297","v":"Hydro / Binary - mid"},{"$f":"Geothermal!#REF!","v":{"$error":"#REF!"}},{"$f":"Geothermal!#REF!","v":{"$error":"#REF!"}},{"$f":"Geothermal!#REF!","v":{"$error":"#REF!"}},{"$f":"Geothermal!#REF!","v":{"$error":"#REF!"}},{"$f":"Geothermal!#REF!","v":{"$error":"#REF!"}},{"$f":"Geothermal!#REF!","v":{"$error":"#REF!"}},{"$f":"Geothermal!#REF!","v":{"$error":"#REF!"}},{"$f":"Geothermal!#REF!","v":{"$error":"#REF!"}},{"$f":"Geothermal!#REF!","v":{"$error":"#REF!"}},{"$f":"Geothermal!#REF!","v":{"$error":"#REF!"}},{"$f":"Geothermal!#REF!","v":{"$error":"#REF!"}},{"$f":"Geothermal!#REF!","v":{"$error":"#REF!"}},{"$f":"Geothermal!#REF!","v":{"$error":"#REF!"}},null,null,null,{"$f":"Geothermal!L95","v":116.72605889258675},{"$f":"Geothermal!L297","v":116.72605889258675},{"$f":"Geothermal!M297","v":116.72605889258675},{"$f":"Geothermal!N297","v":116.72605889258675},{"$f":"Geothermal!O297","v":116.72605889258675},{"$f":"Geothermal!P297","v":116.72605889258675},{"$f":"Geothermal!Q297","v":116.72605889258675},{"$f":"Geothermal!R297","v":116.72605889258675},{"$f":"Geothermal!S297","v":116.72605889258675},{"$f":"Geothermal!T297","v":116.72605889258675},{"$f":"Geothermal!U297","v":116.72605889258675},{"$f":"Geothermal!V297","v":116.72605889258675},{"$f":"Geothermal!W297","v":116.72605889258675},{"$f":"Geothermal!X297","v":116.72605889258675},{"$f":"Geothermal!Y297","v":116.72605889258675},{"$f":"Geothermal!Z297","v":116.72605889258675},{"$f":"Geothermal!AA297","v":116.72605889258675},{"$f":"Geothermal!AB297","v":116.72605889258675},{"$f":"Geothermal!AC297","v":116.72605889258675},{"$f":"Geothermal!AD297","v":116.72605889258675},{"$f":"Geothermal!AE297","v":116.72605889258675},{"$f":"Geothermal!AF297","v":116.72605889258675},{"$f":"Geothermal!AG297","v":116.72605889258675},{"$f":"Geothermal!AH297","v":116.72605889258675},{"$f":"Geothermal!AI297","v":116.72605889258675},{"$f":"Geothermal!AJ297","v":116.72605889258675},{"$f":"Geothermal!AK297","v":116.72605889258675},{"$f":"Geothermal!AL297","v":116.72605889258675},{"$f":"Geothermal!AM297","v":116.72605889258675},{"$f":"Geothermal!AN297","v":116.72605889258675},{"$f":"Geothermal!AO297","v":116.72605889258675},{"$f":"Geothermal!AP297","v":116.72605889258675},{"$f":"Geothermal!AQ297","v":116.72605889258675},{"$f":"Geothermal!AR297","v":116.72605889258675},{"$f":"Geothermal!AS297","v":116.72605889258675},{"$f":"Geothermal!AT297","v":116.72605889258675},{"$f":"Geothermal!AU297","v":116.72605889258675},{"$f":"Geothermal!AV297","v":116.72605889258675}]
[null,null,null,null,{"$f":"Geothermal!K298","v":"Hydro / Binary - high"},null,null,null,null,null,null,null,null,null,null,null,null,null,null,null,null,null,{"$f":"Geothermal!L298","v":116.72605889258675},{"$f":"Geothermal!M298","v":116.72605889258675},{"$f":"Geothermal!N298","v":116.72605889258675},{"$f":"Geothermal!O298","v":116.72605889258675},{"$f":"Geothermal!P298","v":116.72605889258675},{"$f":"Geothermal!Q298","v":116.72605889258675},{"$f":"Geothermal!R298","v":116.72605889258675},{"$f":"Geothermal!S298","v":116.72605889258675},{"$f":"Geothermal!T298","v":116.72605889258675},{"$f":"Geothermal!U298","v":116.72605889258675},{"$f":"Geothermal!V298","v":116.72605889258675},{"$f":"Geothermal!W298","v":116.72605889258675},{"$f":"Geothermal!X298","v":116.72605889258675},{"$f":"Geothermal!Y298","v":116.72605889258675},{"$f":"Geothermal!Z298","v":116.72605889258675},{"$f":"Geothermal!AA298","v":116.72605889258675},{"$f":"Geothermal!AB298","v":116.72605889258675},{"$f":"Geothermal!AC298","v":116.72605889258675},{"$f":"Geothermal!AD298","v":116.72605889258675},{"$f":"Geothermal!AE298","v":116.72605889258675},{"$f":"Geothermal!AF298","v":116.72605889258675},{"$f":"Geothermal!AG298","v":116.72605889258675},{"$f":"Geothermal!AH298","v":116.72605889258675},{"$f":"Geothermal!AI298","v":116.72605889258675},{"$f":"Geothermal!AJ298","v":116.72605889258675},{"$f":"Geothermal!AK298","v":116.72605889258675},{"$f":"Geothermal!AL298","v":116.72605889258675},{"$f":"Geothermal!AM298","v":116.72605889258675},{"$f":"Geothermal!AN298","v":116.72605889258675},{"$f":"Geothermal!AO298","v":116.72605889258675},{"$f":"Geothermal!AP298","v":116.72605889258675},{"$f":"Geothermal!AQ298","v":116.72605889258675},{"$f":"Geothermal!AR298","v":116.72605889258675},{"$f":"Geothermal!AS298","v":116.72605889258675},{"$f":"Geothermal!AT298","v":116.72605889258675},{"$f":"Geothermal!AU298","v":116.72605889258675},{"$f":"Geothermal!AV298","v":116.72605889258675}]
[null,null,null,null,{"$f":"Geothermal!K299","v":"NF EGS / Flash - low"},null,null,null,null,null,null,null,null,null,null,null,null,null,null,null,null,null,{"$f":"Geothermal!L299","v":113.69813425791811},{"$f":"Geothermal!M299","v":113.69813425791811},{"$f":"Geothermal!N299","v":113.69813425791811},{"$f":"Geothermal!O299","v":113.69813425791811},{"$f":"Geothermal!P299","v":113.69813425791811},{"$f":"Geothermal!Q299","v":113.69813425791811},{"$f":"Geothermal!R299","v":113.69813425791811},{"$f":"Geothermal!S299","v":113.69813425791811},{"$f":"Geothermal!T299","v":113.69813425791811},{"$f":"Geothermal!U299","v":113.69813425791811},{"$f":"Geothermal!V299","v":113.69813425791811},{"$f":"Geothermal!W299","v":113.69813425791811},{"$f":"Geothermal!X299","v":113.69813425791811},{"$f":"Geothermal!Y299","v":113.69813425791811},{"$f":"Geothermal!Z299","v":113.69813425791811},{"$f":"Geothermal!AA299","v":113.69813425791811},{"$f":"Geothermal!AB299","v":113.69813425791811},{"$f":"Geothermal!AC299","v":113.69813425791811},{"$f":"Geothermal!AD299","v":113.69813425791811},{"$f":"Geothermal!AE299","v":113.69813425791811},{"$f":"Geothermal!AF299","v":113.69813425791811},{"$f":"Geothermal!AG299","v":113.69813425791811},{"$f":"Geothermal!AH299","v":113.69813425791811},{"$f":"Geothermal!AI299","v":113.69813425791811},{"$f":"Geothermal!AJ299","v":113.69813425791811},{"$f":"Geothermal!AK299","v":113.69813425791811},{"$f":"Geothermal!AL299","v":113.69813425791811},{"$f":"Geothermal!AM299","v":113.69813425791811},{"$f":"Geothermal!AN299","v":113.69813425791811},{"$f":"Geothermal!AO299","v":113.69813425791811},{"$f":"Geothermal!AP299","v":113.69813425791811},{"$f":"Geothermal!AQ299","v":113.69813425791811},{"$f":"Geothermal!AR299","v":113.69813425791811},{"$f":"Geothermal!AS299","v":113.69813425791811},{"$f":"Geothermal!AT299","v":113.69813425791811},{"$f":"Geothermal!AU299","v":113.69813425791811},{"$f":"Geothermal!AV299","v":113.69813425791811}]
[null,null,null,null,{"$f":"Geothermal!K300","v":"NF EGS / Flash - mid"},{"$f":"Geothermal!#REF!","v":{"$error":"#REF!"}},{"$f":"Geothermal!#REF!","v":{"$error":"#REF!"}},{"$f":"Geothermal!#REF!","v":{"$error":"#REF!"}},{"$f":"Geothermal!#REF!","v":{"$error":"#REF!"}},{"$f":"Geothermal!#REF!","v":{"$error":"#REF!"}},{"$f":"Geothermal!#REF!","v":{"$error":"#REF!"}},{"$f":"Geothermal!#REF!","v":{"$error":"#REF!"}},{"$f":"Geothermal!#REF!","v":{"$error":"#REF!"}},{"$f":"Geothermal!#REF!","v":{"$error":"#REF!"}},{"$f":"Geothermal!#REF!","v":{"$error":"#REF!"}},{"$f":"Geothermal!#REF!","v":{"$error":"#REF!"}},{"$f":"Geothermal!#REF!","v":{"$error":"#REF!"}},{"$f":"Geothermal!#REF!","v":{"$error":"#REF!"}},null,null,null,{"$f":"Geothermal!L96","v":113.69813425791811},{"$f":"Geothermal!L300","v":113.69813425791811},{"$f":"Geothermal!M300","v":113.69813425791811},{"$f":"Geothermal!N300","v":113.69813425791811},{"$f":"Geothermal!O300","v":113.69813425791811},{"$f":"Geothermal!P300","v":113.69813425791811},{"$f":"Geothermal!Q300","v":113.69813425791811},{"$f":"Geothermal!R300","v":113.69813425791811},{"$f":"Geothermal!S300","v":113.69813425791811},{"$f":"Geothermal!T300","v":113.69813425791811},{"$f":"Geothermal!U300","v":113.69813425791811},{"$f":"Geothermal!V300","v":113.69813425791811},{"$f":"Geothermal!W300","v":113.69813425791811},{"$f":"Geothermal!X300","v":113.69813425791811},{"$f":"Geothermal!Y300","v":113.69813425791811},{"$f":"Geothermal!Z300","v":113.69813425791811},{"$f":"Geothermal!AA300","v":113.69813425791811},{"$f":"Geothermal!AB300","v":113.69813425791811},{"$f":"Geothermal!AC300","v":113.69813425791811},{"$f":"Geothermal!AD300","v":113.69813425791811},{"$f":"Geothermal!AE300","v":113.69813425791811},{"$f":"Geothermal!AF300","v":113.69813425791811},{"$f":"Geothermal!AG300","v":113.69813425791811},{"$f":"Geothermal!AH300","v":113.69813425791811},{"$f":"Geothermal!AI300","v":113.69813425791811},{"$f":"Geothermal!AJ300","v":113.69813425791811},{"$f":"Geothermal!AK300","v":113.69813425791811},{"$f":"Geothermal!AL300","v":113.69813425791811},{"$f":"Geothermal!AM300","v":113.69813425791811},{"$f":"Geothermal!AN300","v":113.69813425791811},{"$f":"Geothermal!AO300","v":113.69813425791811},{"$f":"Geothermal!AP300","v":113.69813425791811},{"$f":"Geothermal!AQ300","v":113.69813425791811},{"$f":"Geothermal!AR300","v":113.69813425791811},{"$f":"Geothermal!AS300","v":113.69813425791811},{"$f":"Geothermal!AT300","v":113.69813425791811},{"$f":"Geothermal!AU300","v":113.69813425791811},{"$f":"Geothermal!AV300","v":113.69813425791811}]
[null,null,null,null,{"$f":"Geothermal!K301","v":"NF EGS / Flash - high"},null,null,null,null,null,null,null,null,null,null,null,null,null,null,null,null,null,{"$f":"Geothermal!L301","v":113.69813425791811},{"$f":"Geothermal!M301","v":113.69813425791811},{"$f":"Geothermal!N301","v":113.69813425791811},{"$f":"Geothermal!O301","v":113.69813425791811},{"$f":"Geothermal!P301","v":113.69813425791811},{"$f":"Geothermal!Q301","v":113.69813425791811},{"$f":"Geothermal!R301","v":113.69813425791811},{"$f":"Geothermal!S301","v":113.69813425791811},{"$f":"Geothermal!T301","v":113.69813425791811},{"$f":"Geothermal!U301","v":113.69813425791811},{"$f":"Geothermal!V301","v":113.69813425791811},{"$f":"Geothermal!W301","v":113.69813425791811},{"$f":"Geothermal!X301","v":113.69813425791811},{"$f":"Geothermal!Y301","v":113.69813425791811},{"$f":"Geothermal!Z301","v":113.69813425791811},{"$f":"Geothermal!AA301","v":113.69813425791811},{"$f":"Geothermal!AB301","v":113.69813425791811},{"$f":"Geothermal!AC301","v":113.69813425791811},{"$f":"Geothermal!AD301","v":113.69813425791811},{"$f":"Geothermal!AE301","v":113.69813425791811},{"$f":"Geothermal!AF301","v":113.69813425791811},{"$f":"Geothermal!AG301","v":113.69813425791811},{"$f":"Geothermal!AH301","v":113.69813425791811},{"$f":"Geothermal!AI301","v":113.69813425791811},{"$f":"Geothermal!AJ301","v":113.69813425791811},{"$f":"Geothermal!AK301","v":113.69813425791811},{"$f":"Geothermal!AL301","v":113.69813425791811},{"$f":"Geothermal!AM301","v":113.69813425791811},{"$f":"Geothermal!AN301","v":113.69813425791811},{"$f":"Geothermal!AO301","v":113.69813425791811},{"$f":"Geothermal!AP301","v":113.69813425791811},{"$f":"Geothermal!AQ301","v":113.69813425791811},{"$f":"Geothermal!AR301","v":113.69813425791811},{"$f":"Geothermal!AS301","v":113.69813425791811},{"$f":"Geothermal!AT301","v":113.69813425791811},{"$f":"Geothermal!AU301","v":113.69813425791811},{"$f":"Geothermal!AV301","v":113.69813425791811}]
[null,null,null,null,{"$f":"Geothermal!K302","v":"NF EGS / Binary - low"},null,null,null,null,null,null,null,null,null,null,null,null,null,null,null,null,null,{"$f":"Geothermal!L302","v":187.35813119971567},{"$f":"Geothermal!M302","v":187.35813119971567},{"$f":"Geothermal!N302","v":187.35813119971567},{"$f":"Geothermal!O302","v":187.35813119971567},{"$f":"Geothermal!P302","v":187.35813119971567},{"$f":"Geothermal!Q302","v":187.35813119971567},{"$f":"Geothermal!R302","v":187.35813119971567},{"$f":"Geothermal!S302","v":187.35813119971567},{"$f":"Geothermal!T302","v":187.35813119971567},{"$f":"Geothermal!U302","v":187.35813119971567},{"$f":"Geothermal!V302","v":187.35813119971567},{"$f":"Geothermal!W302","v":187.35813119971567},{"$f":"Geothermal!X302","v":187.35813119971567},{"$f":"Geothermal!Y302","v":187.35813119971567},{"$f":"Geothermal!Z302","v":187.35813119971567},{"$f":"Geothermal!AA302","v":187.35813119971567},{"$f":"Geothermal!AB302","v":187.35813119971567},{"$f":"Geothermal!AC302","v":187.35813119971567},{"$f":"Geothermal!AD302","v":187.35813119971567},{"$f":"Geothermal!AE302","v":187.35813119971567},{"$f":"Geothermal!AF302","v":187.35813119971567},{"$f":"Geothermal!AG302","v":187.35813119971567},{"$f":"Geothermal!AH302","v":187.35813119971567},{"$f":"Geothermal!AI302","v":187.35813119971567},{"$f":"Geothermal!AJ302","v":187.35813119971567},{"$f":"Geothermal!AK302","v":187.35813119971567},{"$f":"Geothermal!AL302","v":187.35813119971567},{"$f":"Geothermal!AM302","v":187.35813119971567},{"$f":"Geothermal!AN302","v":187.35813119971567},{"$f":"Geothermal!AO302","v":187.35813119971567},{"$f":"Geothermal!AP302","v":187.35813119971567},{"$f":"Geothermal!AQ302","v":187.35813119971567},{"$f":"Geothermal!AR302","v":187.35813119971567},{"$f":"Geothermal!AS302","v":187.35813119971567},{"$f":"Geothermal!AT302","v":187.35813119971567},{"$f":"Geothermal!AU302","v":187.35813119971567},{"$f":"Geothermal!AV302","v":187.35813119971567}]
[null,null,null,null,{"$f":"Geothermal!K303","v":"NF EGS / Binary - mid"},{"$f":"Geothermal!#REF!","v":{"$error":"#REF!"}},{"$f":"Geothermal!#REF!","v":{"$error":"#REF!"}},{"$f":"Geothermal!#REF!","v":{"$error":"#REF!"}},{"$f":"Geothermal!#REF!","v":{"$error":"#REF!"}},{"$f":"Geothermal!#REF!","v":{"$error":"#REF!"}},{"$f":"Geothermal!#REF!","v":{"$error":"#REF!"}},{"$f":"Geothermal!#REF!","v":{"$error":"#REF!"}},{"$f":"Geothermal!#REF!","v":{"$error":"#REF!"}},{"$f":"Geothermal!#REF!","v":{"$error":"#REF!"}},{"$f":"Geothermal!#REF!","v":{"$error":"#REF!"}},{"$f":"Geothermal!#REF!","v":{"$error":"#REF!"}},{"$f":"Geothermal!#REF!","v":{"$error":"#REF!"}},{"$f":"Geothermal!#REF!","v":{"$error":"#REF!"}},null,null,null,{"$f":"Geothermal!L97","v":187.35813119971567},{"$f":"Geothermal!L303","v":187.35813119971567},{"$f":"Geothermal!M303","v":187.35813119971567},{"$f":"Geothermal!N303","v":187.35813119971567},{"$f":"Geothermal!O303","v":187.35813119971567},{"$f":"Geothermal!P303","v":187.35813119971567},{"$f":"Geothermal!Q303","v":187.35813119971567},{"$f":"Geothermal!R303","v":187.35813119971567},{"$f":"Geothermal!S303","v":187.35813119971567},{"$f":"Geothermal!T303","v":187.35813119971567},{"$f":"Geothermal!U303","v":187.35813119971567},{"$f":"Geothermal!V303","v":187.35813119971567},{"$f":"Geothermal!W303","v":187.35813119971567},{"$f":"Geothermal!X303","v":187.35813119971567},{"$f":"Geothermal!Y303","v":187.35813119971567},{"$f":"Geothermal!Z303","v":187.35813119971567},{"$f":"Geothermal!AA303","v":187.35813119971567},{"$f":"Geothermal!AB303","v":187.35813119971567},{"$f":"Geothermal!AC303","v":187.35813119971567},{"$f":"Geothermal!AD303","v":187.35813119971567},{"$f":"Geothermal!AE303","v":187.35813119971567},{"$f":"Geothermal!AF303","v":187.35813119971567},{"$f":"Geothermal!AG303","v":187.35813119971567},{"$f":"Geothermal!AH303","v":187.35813119971567},{"$f":"Geothermal!AI303","v":187.35813119971567},{"$f":"Geothermal!AJ303","v":187.35813119971567},{"$f":"Geothermal!AK303","v":187.35813119971567},{"$f":"Geothermal!AL303","v":187.35813119971567},{"$f":"Geothermal!AM303","v":187.35813119971567},{"$f":"Geothermal!AN303","v":187.35813119971567},{"$f":"Geothermal!AO303","v":187.35813119971567},{"$f":"Geothermal!AP303","v":187.35813119971567},{"$f":"Geothermal!AQ303","v":187.35813119971567},{"$f":"Geothermal!AR303","v":187.35813119971567},{"$f":"Geothermal!AS303","v":187.35813119971567},{"$f":"Geothermal!AT303","v":187.35813119971567},{"$f":"Geothermal!AU303","v":187.35813119971567},{"$f":"Geothermal!AV303","v":187.35813119971567}]
[null,null,null,null,{"$f":"Geothermal!K304","v":"NF EGS / Binary - high"},null,null,null,null,null,null,null,null,null,null,null,null,null,null,null,null,null,{"$f":"Geothermal!L304","v":187.35813119971567},{"$f":"Geothermal!M304","v":187.35813119971567},{"$f":"Geothermal!N304","v":187.35813119971567},{"$f":"Geothermal!O304","v":187.35813119971567},{"$f":"Geothermal!P304","v":187.35813119971567},{"$f":"Geothermal!Q304","v":187.35813119971567},{"$f":"Geothermal!R304","v":187.35813119971567},{"$f":"Geothermal!S304","v":187.35813119971567},{"$f":"Geothermal!T304","v":187.35813119971567},{"$f":"Geothermal!U304","v":187.35813119971567},{"$f":"Geothermal!V304","v":187.35813119971567},{"$f":"Geothermal!W304","v":187.35813119971567},{"$f":"Geothermal!X304","v":187.35813119971567},{"$f":"Geothermal!Y304","v":187.35813119971567},{"$f":"Geothermal!Z304","v":187.35813119971567},{"$f":"Geothermal!AA304","v":187.35813119971567},{"$f":"Geothermal!AB304","v":187.35813119971567},{"$f":"Geothermal!AC304","v":187.35813119971567},{"$f":"Geothermal!AD304","v":187.35813119971567},{"$f":"Geothermal!AE304","v":187.35813119971567},{"$f":"Geothermal!AF304","v":187.35813119971567},{"$f":"Geothermal!AG304","v":187.35813119971567},{"$f":"Geothermal!AH304","v":187.35813119971567},{"$f":"Geothermal!AI304","v":187.35813119971567},{"$f":"Geothermal!AJ304","v":187.35813119971567},{"$f":"Geothermal!AK304","v":187.35813119971567},{"$f":"Geothermal!AL304","v":187.35813119971567},{"$f":"Geothermal!AM304","v":187.35813119971567},{"$f":"Geothermal!AN304","v":187.35813119971567},{"$f":"Geothermal!AO304","v":187.35813119971567},{"$f":"Geothermal!AP304","v":187.35813119971567},{"$f":"Geothermal!AQ304","v":187.35813119971567},{"$f":"Geothermal!AR304","v":187.35813119971567},{"$f":"Geothermal!AS304","v":187.35813119971567},{"$f":"Geothermal!AT304","v":187.35813119971567},{"$f":"Geothermal!AU304","v":187.35813119971567},{"$f":"Geothermal!AV304","v":187.35813119971567}]
[null,null,null,null,{"$f":"Geothermal!K305","v":"Deep EGS / Flash - low"},null,null,null,null,null,null,null,null,null,null,null,null,null,null,null,null,null,{"$f":"Geothermal!L305","v":113.69813425791811},{"$f":"Geothermal!M305","v":113.69813425791811},{"$f":"Geothermal!N305","v":113.69813425791811},{"$f":"Geothermal!O305","v":113.69813425791811},{"$f":"Geothermal!P305","v":113.69813425791811},{"$f":"Geothermal!Q305","v":113.69813425791811},{"$f":"Geothermal!R305","v":113.69813425791811},{"$f":"Geothermal!S305","v":113.69813425791811},{"$f":"Geothermal!T305","v":113.69813425791811},{"$f":"Geothermal!U305","v":113.69813425791811},{"$f":"Geothermal!V305","v":113.69813425791811},{"$f":"Geothermal!W305","v":113.69813425791811},{"$f":"Geothermal!X305","v":113.69813425791811},{"$f":"Geothermal!Y305","v":113.69813425791811},{"$f":"Geothermal!Z305","v":113.69813425791811},{"$f":"Geothermal!AA305","v":113.69813425791811},{"$f":"Geothermal!AB305","v":113.69813425791811},{"$f":"Geothermal!AC305","v":113.69813425791811},{"$f":"Geothermal!AD305","v":113.69813425791811},{"$f":"Geothermal!AE305","v":113.69813425791811},{"$f":"Geothermal!AF305","v":113.69813425791811},{"$f":"Geothermal!AG305","v":113.69813425791811},{"$f":"Geothermal!AH305","v":113.69813425791811},{"$f":"Geothermal!AI305","v":113.69813425791811},{"$f":"Geothermal!AJ305","v":113.69813425791811},{"$f":"Geothermal!AK305","v":113.69813425791811},{"$f":"Geothermal!AL305","v":113.69813425791811},{"$f":"Geothermal!AM305","v":113.69813425791811},{"$f":"Geothermal!AN305","v":113.69813425791811},{"$f":"Geothermal!AO305","v":113.69813425791811},{"$f":"Geothermal!AP305","v":113.69813425791811},{"$f":"Geothermal!AQ305","v":113.69813425791811},{"$f":"Geothermal!AR305","v":113.69813425791811},{"$f":"Geothermal!AS305","v":113.69813425791811},{"$f":"Geothermal!AT305","v":113.69813425791811},{"$f":"Geothermal!AU305","v":113.69813425791811},{"$f":"Geothermal!AV305","v":113.69813425791811}]
[null,null,null,null,{"$f":"Geothermal!K306","v":"Deep EGS / Flash - mid"},{"$f":"Geothermal!#REF!","v":{"$error":"#REF!"}},{"$f":"Geothermal!#REF!","v":{"$error":"#REF!"}},{"$f":"Geothermal!#REF!","v":{"$error":"#REF!"}},{"$f":"Geothermal!#REF!","v":{"$error":"#REF!"}},{"$f":"Geothermal!#REF!","v":{"$error":"#REF!"}},{"$f":"Geothermal!#REF!","v":{"$error":"#REF!"}},{"$f":"Geothermal!#REF!","v":{"$error":"#REF!"}},{"$f":"Geothermal!#REF!","v":{"$error":"#REF!"}},{"$f":"Geothermal!#REF!","v":{"$error":"#REF!"}},{"$f":"Geothermal!#REF!","v":{"$error":"#REF!"}},{"$f":"Geothermal!#REF!","v":{"$error":"#REF!"}},{"$f":"Geothermal!#REF!","v":{"$error":"#REF!"}},{"$f":"Geothermal!#REF!","v":{"$error":"#REF!"}},null,null,null,{"$f":"Geothermal!L98","v":113.69813425791811},{"$f":"Geothermal!L306","v":113.69813425791811},{"$f":"Geothermal!M306","v":113.69813425791811},{"$f":"Geothermal!N306","v":113.69813425791811},{"$f":"Geothermal!O306","v":113.69813425791811},{"$f":"Geothermal!P306","v":113.69813425791811},{"$f":"Geothermal!Q306","v":113.69813425791811},{"$f":"Geothermal!R306","v":113.69813425791811},{"$f":"Geothermal!S306","v":113.69813425791811},{"$f":"Geothermal!T306","v":113.69813425791811},{"$f":"Geothermal!U306","v":113.69813425791811},{"$f":"Geothermal!V306","v":113.69813425791811},{"$f":"Geothermal!W306","v":113.69813425791811},{"$f":"Geothermal!X306","v":113.69813425791811},{"$f":"Geothermal!Y306","v":113.69813425791811},{"$f":"Geothermal!Z306","v":113.69813425791811},{"$f":"Geothermal!AA306","v":113.69813425791811},{"$f":"Geothermal!AB306","v":113.69813425791811},{"$f":"Geothermal!AC306","v":113.69813425791811},{"$f":"Geothermal!AD306","v":113.69813425791811},{"$f":"Geothermal!AE306","v":113.69813425791811},{"$f":"Geothermal!AF306","v":113.69813425791811},{"$f":"Geothermal!AG306","v":113.69813425791811},{"$f":"Geothermal!AH306","v":113.69813425791811},{"$f":"Geothermal!AI306","v":113.69813425791811},{"$f":"Geothermal!AJ306","v":113.69813425791811},{"$f":"Geothermal!AK306","v":113.69813425791811},{"$f":"Geothermal!AL306","v":113.69813425791811},{"$f":"Geothermal!AM306","v":113.69813425791811},{"$f":"Geothermal!AN306","v":113.69813425791811},{"$f":"Geothermal!AO306","v":113.69813425791811},{"$f":"Geothermal!AP306","v":113.69813425791811},{"$f":"Geothermal!AQ306","v":113.69813425791811},{"$f":"Geothermal!AR306","v":113.69813425791811},{"$f":"Geothermal!AS306","v":113.69813425791811},{"$f":"Geothermal!AT306","v":113.69813425791811},{"$f":"Geothermal!AU306","v":113.69813425791811},{"$f":"Geothermal!AV306","v":113.69813425791811}]
[null,null,null,null,{"$f":"Geothermal!K307","v":"Deep EGS / Flash - high"},null,null,null,null,null,null,null,null,null,null,null,null,null,null,null,null,null,{"$f":"Geothermal!L307","v":113.69813425791811},{"$f":"Geothermal!M307","v":113.69813425791811},{"$f":"Geothermal!N307","v":113.69813425791811},{"$f":"Geothermal!O307","v":113.69813425791811},{"$f":"Geothermal!P307","v":113.69813425791811},{"$f":"Geothermal!Q307","v":113.69813425791811},{"$f":"Geothermal!R307","v":113.69813425791811},{"$f":"Geothermal!S307","v":113.69813425791811},{"$f":"Geothermal!T307","v":113.69813425791811},{"$f":"Geothermal!U307","v":113.69813425791811},{"$f":"Geothermal!V307","v":113.69813425791811},{"$f":"Geothermal!W307","v":113.69813425791811},{"$f":"Geothermal!X307","v":113.69813425791811},{"$f":"Geothermal!Y307","v":113.69813425791811},{"$f":"Geothermal!Z307","v":113.69813425791811},{"$f":"Geothermal!AA307","v":113.69813425791811},{"$f":"Geothermal!AB307","v":113.69813425791811},{"$f":"Geothermal!AC307","v":113.69813425791811},{"$f":"Geothermal!AD307","v":113.69813425791811},{"$f":"Geothermal!AE307","v":113.69813425791811},{"$f":"Geothermal!AF307","v":113.69813425791811},{"$f":"Geothermal!AG307","v":113.69813425791811},{"$f":"Geothermal!AH307","v":113.69813425791811},{"$f":"Geothermal!AI307","v":113.69813425791811},{"$f":"Geothermal!AJ307","v":113.69813425791811},{"$f":"Geothermal!AK307","v":113.69813425791811},{"$f":"Geothermal!AL307","v":113.69813425791811},{"$f":"Geothermal!AM307","v":113.69813425791811},{"$f":"Geothermal!AN307","v":113.69813425791811},{"$f":"Geothermal!AO307","v":113.69813425791811},{"$f":"Geothermal!AP307","v":113.69813425791811},{"$f":"Geothermal!AQ307","v":113.69813425791811},{"$f":"Geothermal!AR307","v":113.69813425791811},{"$f":"Geothermal!AS307","v":113.69813425791811},{"$f":"Geothermal!AT307","v":113.69813425791811},{"$f":"Geothermal!AU307","v":113.69813425791811},{"$f":"Geothermal!AV307","v":113.69813425791811}]
[null,null,null,null,{"$f":"Geothermal!K308","v":"Deep EGS / Binary - low"},null,null,null,null,null,null,null,null,null,null,null,null,null,null,null,null,null,{"$f":"Geothermal!L308","v":187.35813119971567},{"$f":"Geothermal!M308","v":187.35813119971567},{"$f":"Geothermal!N308","v":187.35813119971567},{"$f":"Geothermal!O308","v":187.35813119971567},{"$f":"Geothermal!P308","v":187.35813119971567},{"$f":"Geothermal!Q308","v":187.35813119971567},{"$f":"Geothermal!R308","v":187.35813119971567},{"$f":"Geothermal!S308","v":187.35813119971567},{"$f":"Geothermal!T308","v":187.35813119971567},{"$f":"Geothermal!U308","v":187.35813119971567},{"$f":"Geothermal!V308","v":187.35813119971567},{"$f":"Geothermal!W308","v":187.35813119971567},{"$f":"Geothermal!X308","v":187.35813119971567},{"$f":"Geothermal!Y308","v":187.35813119971567},{"$f":"Geothermal!Z308","v":187.35813119971567},{"$f":"Geothermal!AA308","v":187.35813119971567},{"$f":"Geothermal!AB308","v":187.35813119971567},{"$f":"Geothermal!AC308","v":187.35813119971567},{"$f":"Geothermal!AD308","v":187.35813119971567},{"$f":"Geothermal!AE308","v":187.35813119971567},{"$f":"Geothermal!AF308","v":187.35813119971567},{"$f":"Geothermal!AG308","v":187.35813119971567},{"$f":"Geothermal!AH308","v":187.35813119971567},{"$f":"Geothermal!AI308","v":187.35813119971567},{"$f":"Geothermal!AJ308","v":187.35813119971567},{"$f":"Geothermal!AK308","v":187.35813119971567},{"$f":"Geothermal!AL308","v":187.35813119971567},{"$f":"Geothermal!AM308","v":187.35813119971567},{"$f":"Geothermal!AN308","v":187.35813119971567},{"$f":"Geothermal!AO308","v":187.35813119971567},{"$f":"Geothermal!AP308","v":187.35813119971567},{"$f":"Geothermal!AQ308","v":187.35813119971567},{"$f":"Geothermal!AR308","v":187.35813119971567},{"$f":"Geothermal!AS308","v":187.35813119971567},{"$f":"Geothermal!AT308","v":187.35813119971567},{"$f":"Geothermal!AU308","v":187.35813119971567},{"$f":"Geothermal!AV308","v":187.35813119971567}]
[null,null,null,null,{"$f":"Geothermal!K309","v":"Deep EGS / Binary - mid"},{"$f":"Geothermal!#REF!","v":{"$error":"#REF!"}},{"$f":"Geothermal!#REF!","v":{"$error":"#REF!"}},{"$f":"Geothermal!#REF!","v":{"$error":"#REF!"}},{"$f":"Geothermal!#REF!","v":{"$error":"#REF!"}},{"$f":"Geothermal!#REF!","v":{"$error":"#REF!"}},{"$f":"Geothermal!#REF!","v":{"$error":"#REF!"}},{"$f":"Geothermal!#REF!","v":{"$error":"#REF!"}},{"$f":"Geothermal!#REF!","v":{"$error":"#REF!"}},{"$f":"Geothermal!#REF!","v":{"$error":"#REF!"}},{"$f":"Geothermal!#REF!","v":{"$error":"#REF!"}},{"$f":"Geothermal!#REF!","v":{"$error":"#REF!"}},{"$f":"Geothermal!#REF!","v":{"$error":"#REF!"}},{"$f":"Geothermal!#REF!","v":{"$error":"#REF!"}},null,null,null,{"$f":"Geothermal!L99","v":187.35813119971567},{"$f":"Geothermal!L309","v":187.35813119971567},{"$f":"Geothermal!M309","v":187.35813119971567},{"$f":"Geothermal!N309","v":187.35813119971567},{"$f":"Geothermal!O309","v":187.35813119971567},{"$f":"Geothermal!P309","v":187.35813119971567},{"$f":"Geothermal!Q309","v":187.35813119971567},{"$f":"Geothermal!R309","v":187.35813119971567},{"$f":"Geothermal!S309","v":187.35813119971567},{"$f":"Geothermal!T309","v":187.35813119971567},{"$f":"Geothermal!U309","v":187.35813119971567},{"$f":"Geothermal!V309","v":187.35813119971567},{"$f":"Geothermal!W309","v":187.35813119971567},{"$f":"Geothermal!X309","v":187.35813119971567},{"$f":"Geothermal!Y309","v":187.35813119971567},{"$f":"Geothermal!Z309","v":187.35813119971567},{"$f":"Geothermal!AA309","v":187.35813119971567},{"$f":"Geothermal!AB309","v":187.35813119971567},{"$f":"Geothermal!AC309","v":187.35813119971567},{"$f":"Geothermal!AD309","v":187.35813119971567},{"$f":"Geothermal!AE309","v":187.35813119971567},{"$f":"Geothermal!AF309","v":187.35813119971567},{"$f":"Geothermal!AG309","v":187.35813119971567},{"$f":"Geothermal!AH309","v":187.35813119971567},{"$f":"Geothermal!AI309","v":187.35813119971567},{"$f":"Geothermal!AJ309","v":187.35813119971567},{"$f":"Geothermal!AK309","v":187.35813119971567},{"$f":"Geothermal!AL309","v":187.35813119971567},{"$f":"Geothermal!AM309","v":187.35813119971567},{"$f":"Geothermal!AN309","v":187.35813119971567},{"$f":"Geothermal!AO309","v":187.35813119971567},{"$f":"Geothermal!AP309","v":187.35813119971567},{"$f":"Geothermal!AQ309","v":187.35813119971567},{"$f":"Geothermal!AR309","v":187.35813119971567},{"$f":"Geothermal!AS309","v":187.35813119971567},{"$f":"Geothermal!AT309","v":187.35813119971567},{"$f":"Geothermal!AU309","v":187.35813119971567},{"$f":"Geothermal!AV309","v":187.35813119971567}]
[null,null,null,null,{"$f":"Geothermal!K310","v":"Deep EGS / Binary - high"},null,null,null,null,null,null,null,null,null,null,null,null,null,null,null,null,null,{"$f":"Geothermal!L310","v":187.35813119971567},{"$f":"Geothermal!M310","v":187.35813119971567},{"$f":"Geothermal!N310","v":187.35813119971567},{"$f":"Geothermal!O310","v":187.35813119971567},{"$f":"Geothermal!P310","v":187.35813119971567},{"$f":"Geothermal!Q310","v":187.35813119971567},{"$f":"Geothermal!R310","v":187.35813119971567},{"$f":"Geothermal!S310","v":187.35813119971567},{"$f":"Geothermal!T310","v":187.35813119971567},{"$f":"Geothermal!U310","v":187.35813119971567},{"$f":"Geothermal!V310","v":187.35813119971567},{"$f":"Geothermal!W310","v":187.35813119971567},{"$f":"Geothermal!X310","v":187.35813119971567},{"$f":"Geothermal!Y310","v":187.35813119971567},{"$f":"Geothermal!Z310","v":187.35813119971567},{"$f":"Geothermal!AA310","v":187.35813119971567},{"$f":"Geothermal!AB310","v":187.35813119971567},{"$f":"Geothermal!AC310","v":187.35813119971567},{"$f":"Geothermal!AD310","v":187.35813119971567},{"$f":"Geothermal!AE310","v":187.35813119971567},{"$f":"Geothermal!AF310","v":187.35813119971567},{"$f":"Geothermal!AG310","v":187.35813119971567},{"$f":"Geothermal!AH310","v":187.35813119971567},{"$f":"Geothermal!AI310","v":187.35813119971567},{"$f":"Geothermal!AJ310","v":187.35813119971567},{"$f":"Geothermal!AK310","v":187.35813119971567},{"$f":"Geothermal!AL310","v":187.35813119971567},{"$f":"Geothermal!AM310","v":187.35813119971567},{"$f":"Geothermal!AN310","v":187.35813119971567},{"$f":"Geothermal!AO310","v":187.35813119971567},{"$f":"Geothermal!AP310","v":187.35813119971567},{"$f":"Geothermal!AQ310","v":187.35813119971567},{"$f":"Geothermal!AR310","v":187.35813119971567},{"$f":"Geothermal!AS310","v":187.35813119971567},{"$f":"Geothermal!AT310","v":187.35813119971567},{"$f":"Geothermal!AU310","v":187.35813119971567},{"$f":"Geothermal!AV310","v":187.35813119971567}]
[]
[]
[null,null,null,null,null,{"$f":"F4","v":2000},2001,2002,2003,2004,2005,2006,2007,2008,2009,2010,2011,2012,2010,2011,2012,{"$f":"V4","v":2013},2014,2015,2016,2017,2018,2019,2020,2021,2022,2023,2024,2025,2026,2027,2028,2029,2030,2031,2032,2033,2034,2035,2036,2037,2038,2039,2040,2041,2042,2043,2044,2045,2046,2047,2048,2049,2050]
[null,"Geothermal",null,"CAPEX ($/kW)",{"$f":"Geothermal!K154","v":"Hydro / Flash - low"},null,null,null,null,null,null,null,null,null,null,null,null,null,null,null,null,null,{"$f":"Geothermal!L154","v":6624.1604037906363},{"$f":"Geothermal!M154","v":6624.1604037906363},{"$f":"Geothermal!N154","v":6624.1604037906363},{"$f":"Geothermal!O154","v":6624.1604037906363},{"$f":"Geothermal!P154","v":6624.1604037906363},{"$f":"Geothermal!Q154","v":6624.1604037906363},{"$f":"Geothermal!R154","v":6624.1604037906363},{"$f":"Geothermal!S154","v":6624.1604037906363},{"$f":"Geothermal!T154","v":6624.1604037906363},{"$f":"Geothermal!U154","v":6624.1604037906363},{"$f":"Geothermal!V154","v":6624.1604037906363},{"$f":"Geothermal!W154","v":6624.1604037906363},{"$f":"Geothermal!X154","v":6624.1604037906363},{"$f":"Geothermal!Y154","v":6624.1604037906363},{"$f":"Geothermal!Z154","v":6624.1604037906363},{"$f":"Geothermal!AA154","v":6624.1604037906363},{"$f":"Geothermal!AB154","v":6624.1604037906363},{"$f":"Geothermal!AC154","v":6624.1604037906363},{"$f":"Geothermal!AD154","v":6624.1604037906363},{"$f":"Geothermal!AE154","v":6624.1604037906363},{"$f":"Geothermal!AF154","v":6624.1604037906363},{"$f":"Geothermal!AG154","v":6624.1604037906363},{"$f":"Geothermal!AH154","v":6624.1604037906363},{"$f":"Geothermal!AI154","v":6624.1604037906363},{"$f":"Geothermal!AJ154","v":6624.1604037906363},{"$f":"Geothermal!AK154","v":6624.1604037906363},{"$f":"Geothermal!AL154","v":6624.1604037906363},{"$f":"Geothermal!AM154","v":6624.1604037906363},{"$f":"Geothermal!AN154","v":6624.1604037906363},{"$f":"Geothermal!AO154","v":6624.1604037906363},{"$f":"Geothermal!AP154","v":6624.1604037906363},{"$f":"Geothermal!AQ154","v":6624.1604037906363},{"$f":"Geothermal!AR154","v":6624.1604037906363},{"$f":"Geothermal!AS154","v":6624.1604037906363},{"$f":"Geothermal!AT154","v":6624.1604037906363},{"$f":"Geothermal!AU154","v":6624.1604037906363},{"$f":"Geothermal!AV154","v":6624.1604037906363}]
[null,null,null,null,{"$f":"Geothermal!K155","v":"Hydro / Flash - mid"},{"$f":"Geothermal!#REF!","v":{"$error":"#REF!"}},{"$f":"Geothermal!#REF!","v":{"$error":"#REF!"}},{"$f":"Geothermal!#REF!","v":{"$error":"#REF!"}},{"$f":"Geothermal!#REF!","v":{"$error":"#REF!"}},{"$f":"Geothermal!#REF!","v":{"$error":"#REF!"}},{"$f":"Geothermal!#REF!","v":{"$error":"#REF!"}},{"$f":"Geothermal!#REF!","v":{"$error":"#REF!"}},{"$f":"Geothermal!#REF!","v":{"$error":"#REF!"}},{"$f":"Geothermal!#REF!","v":{"$error":"#REF!"}},{"$f":"Geothermal!#REF!","v":{"$error":"#REF!"}},{"$f":"Geothermal!#REF!","v":{"$error":"#REF!"}},{"$f":"Geothermal!#REF!","v":{"$error":"#REF!"}},{"$f":"Geothermal!#REF!","v":{"$error":"#REF!"}},null,null,null,{"$f":"Geothermal!L28","v":6624.1604037906363},{"$f":"Geothermal!L155","v":6624.1604037906363},{"$f":"Geothermal!M155","v":6624.1604037906363},{"$f":"Geothermal!N155","v":6624.1604037906363},{"$f":"Geothermal!O155","v":6624.1604037906363},{"$f":"Geothermal!P155","v":6624.1604037906363},{"$f":"Geothermal!Q155","v":6624.1604037906363},{"$f":"Geothermal!R155","v":6624.1604037906363},{"$f":"Geothermal!S155","v":6624.1604037906363},{"$f":"Geothermal!T155","v":6624.1604037906363},{"$f":"Geothermal!U155","v":6624.1604037906363},{"$f":"Geothermal!V155","v":6624.1604037906363},{"$f":"Geothermal!W155","v":6624.1604037906363},{"$f":"Geothermal!X155","v":6624.1604037906363},{"$f":"Geothermal!Y155","v":6624.1604037906363},{"$f":"Geothermal!Z155","v":6624.1604037906363},{"$f":"Geothermal!AA155","v":6624.1604037906363},{"$f":"Geothermal!AB155","v":6624.1604037906363},{"$f":"Geothermal!AC155","v":6624.1604037906363},{"$f":"Geothermal!AD155","v":6624.1604037906363},{"$f":"Geothermal!AE155","v":6624.1604037906363},{"$f":"Geothermal!AF155","v":6624.1604037906363},{"$f":"Geothermal!AG155","v":6624.1604037906363},{"$f":"Geothermal!AH155","v":6624.1604037906363},{"$f":"Geothermal!AI155","v":6624.1604037906363},{"$f":"Geothermal!AJ155","v":6624.1604037906363},{"$f":"Geothermal!AK155","v":6624.1604037906363},{"$f":"Geothermal!AL155","v":6624.1604037906363},{"$f":"Geothermal!AM155","v":6624.1604037906363},{"$f":"Geothermal!AN155","v":6624.1604037906363},{"$f":"Geothermal!AO155","v":6624.1604037906363},{"$f":"Geothermal!AP155","v":6624.1604037906363},{"$f":"Geothermal!AQ155","v":6624.1604037906363},{"$f":"Geothermal!AR155","v":6624.1604037906363},{"$f":"Geothermal!AS155","v":6624.1604037906363},{"$f":"Geothermal!AT155","v":6624.1604037906363},{"$f":"Geothermal!AU155","v":6624.1604037906363},{"$f":"Geothermal!AV155","v":6624.1604037906363}]
[null,null,null,null,{"$f":"Geothermal!K156","v":"Hydro / Flash - high"},null,null,null,null,null,null,null,null,null,null,null,null,null,null,null,null,null,{"$f":"Geothermal!L156","v":6624.1604037906363},{"$f":"Geothermal!M156","v":6624.1604037906363},{"$f":"Geothermal!N156","v":6624.1604037906363},{"$f":"Geothermal!O156","v":6624.1604037906363},{"$f":"Geothermal!P156","v":6624.1604037906363},{"$f":"Geothermal!Q156","v":6624.1604037906363},{"$f":"Geothermal!R156","v":6624.1604037906363},{"$f":"Geothermal!S156","v":6624.1604037906363},{"$f":"Geothermal!T156","v":6624.1604037906363},{"$f":"Geothermal!U156","v":6624.1604037906363},{"$f":"Geothermal!V156","v":6624.1604037906363},{"$f":"Geothermal!W156","v":6624.1604037906363},{"$f":"Geothermal!X156","v":6624.1604037906363},{"$f":"Geothermal!Y156","v":6624.1604037906363},{"$f":"Geothermal!Z156","v":6624.1604037906363},{"$f":"Geothermal!AA156","v":6624.1604037906363},{"$f":"Geothermal!AB156","v":6624.1604037906363},{"$f":"Geothermal!AC156","v":6624.1604037906363},{"$f":"Geothermal!AD156","v":6624.1604037906363},{"$f":"Geothermal!AE156","v":6624.1604037906363},{"$f":"Geothermal!AF156","v":6624.1604037906363},{"$f":"Geothermal!AG156","v":6624.1604037906363},{"$f":"Geothermal!AH156","v":6624.1604037906363},{"$f":"Geothermal!AI156","v":6624.1604037906363},{"$f":"Geothermal!AJ156","v":6624.1604037906363},{"$f":"Geothermal!AK156","v":6624.1604037906363},{"$f":"Geothermal!AL156","v":6624.1604037906363},{"$f":"Geothermal!AM156","v":6624.1604037906363},{"$f":"Geothermal!AN156","v":6624.1604037906363},{"$f":"Geothermal!AO156","v":6624.1604037906363},{"$f":"Geothermal!AP156","v":6624.1604037906363},{"$f":"Geothermal!AQ156","v":6624.1604037906363},{"$f":"Geothermal!AR156","v":6624.1604037906363},{"$f":"Geothermal!AS156","v":6624.1604037906363},{"$f":"Geothermal!AT156","v":6624.1604037906363},{"$f":"Geothermal!AU156","v":6624.1604037906363},{"$f":"Geothermal!AV156","v":6624.1604037906363}]
[null,null,null,null,{"$f":"Geothermal!K157","v":"Hydro / Binary - low"},null,null,null,null,null,null,null,null,null,null,null,null,null,null,null,null,null,{"$f":"Geothermal!L157","v":6954.7051235392009},{"$f":"Geothermal!M157","v":6954.7051235392009},{"$f":"Geothermal!N157","v":6954.7051235392009},{"$f":"Geothermal!O157","v":6954.7051235392009},{"$f":"Geothermal!P157","v":6954.7051235392009},{"$f":"Geothermal!Q157","v":6954.7051235392009},{"$f":"Geothermal!R157","v":6954.7051235392009},{"$f":"Geothermal!S157","v":6954.7051235392009},{"$f":"Geothermal!T157","v":6954.7051235392009},{"$f":"Geothermal!U157","v":6954.7051235392009},{"$f":"Geothermal!V157","v":6954.7051235392009},{"$f":"Geothermal!W157","v":6954.7051235392009},{"$f":"Geothermal!X157","v":6954.7051235392009},{"$f":"Geothermal!Y157","v":6954.7051235392009},{"$f":"Geothermal!Z157","v":6954.7051235392009},{"$f":"Geothermal!AA157","v":6954.7051235392009},{"$f":"Geothermal!AB157","v":6954.7051235392009},{"$f":"Geothermal!AC157","v":6954.7051235392009},{"$f":"Geothermal!AD157","v":6954.7051235392009},{"$f":"Geothermal!AE157","v":6954.7051235392009},{"$f":"Geothermal!AF157","v":6954.7051235392009},{"$f":"Geothermal!AG157","v":6954.7051235392009},{"$f":"Geothermal!AH157","v":6954.7051235392009},{"$f":"Geothermal!AI157","v":6954.7051235392009},{"$f":"Geothermal!AJ157","v":6954.7051235392009},{"$f":"Geothermal!AK157","v":6954.7051235392009},{"$f":"Geothermal!AL157","v":6954.7051235392009},{"$f":"Geothermal!AM157","v":6954.7051235392009},{"$f":"Geothermal!AN157","v":6954.7051235392009},{"$f":"Geothermal!AO157","v":6954.7051235392009},{"$f":"Geothermal!AP157","v":6954.7051235392009},{"$f":"Geothermal!AQ157","v":6954.7051235392009},{"$f":"Geothermal!AR157","v":6954.7051235392009},{"$f":"Geothermal!AS157","v":6954.7051235392009},{"$f":"Geothermal!AT157","v":6954.7051235392009},{"$f":"Geothermal!AU157","v":6954.7051235392009},{"$f":"Geothermal!AV157","v":6954.7051235392009}]
[null,null,null,null,{"$f":"Geothermal!K158","v":"Hydro / Binary - mid"},{"$f":"Geothermal!#REF!","v":{"$error":"#REF!"}},{"$f":"Geothermal!#REF!","v":{"$error":"#REF!"}},{"$f":"Geothermal!#REF!","v":{"$error":"#REF!"}},{"$f":"Geothermal!#REF!","v":{"$error":"#REF!"}},{"$f":"Geothermal!#REF!","v":{"$error":"#REF!"}},{"$f":"Geothermal!#REF!","v":{"$error":"#REF!"}},{"$f":"Geothermal!#REF!","v":{"$error":"#REF!"}},{"$f":"Geothermal!#REF!","v":{"$error":"#REF!"}},{"$f":"Geothermal!#REF!","v":{"$error":"#REF!"}},{"$f":"Geothermal!#REF!","v":{"$error":"#REF!"}},{"$f":"Geothermal!#REF!","v":{"$error":"#REF!"}},{"$f":"Geothermal!#REF!","v":{"$error":"#REF!"}},{"$f":"Geothermal!#REF!","v":{"$error":"#REF!"}},null,null,null,{"$f":"Geothermal!L29","v":6954.7051235392009},{"$f":"Geothermal!L158","v":6954.7051235392009},{"$f":"Geothermal!M158","v":6954.7051235392009},{"$f":"Geothermal!N158","v":6954.7051235392009},{"$f":"Geothermal!O158","v":6954.7051235392009},{"$f":"Geothermal!P158","v":6954.7051235392009},{"$f":"Geothermal!Q158","v":6954.7051235392009},{"$f":"Geothermal!R158","v":6954.7051235392009},{"$f":"Geothermal!S158","v":6954.7051235392009},{"$f":"Geothermal!T158","v":6954.7051235392009},{"$f":"Geothermal!U158","v":6954.7051235392009},{"$f":"Geothermal!V158","v":6954.7051235392009},{"$f":"Geothermal!W158","v":6954.7051235392009},{"$f":"Geothermal!X158","v":6954.7051235392009},{"$f":"Geothermal!Y158","v":6954.7051235392009},{"$f":"Geothermal!Z158","v":6954.7051235392009},{"$f":"Geothermal!AA158","v":6954.7051235392009},{"$f":"Geothermal!AB158","v":6954.7051235392009},{"$f":"Geothermal!AC158","v":6954.7051235392009},{"$f":"Geothermal!AD158","v":6954.7051235392009},{"$f":"Geothermal!AE158","v":6954.7051235392009},{"$f":"Geothermal!AF158","v":6954.7051235392009},{"$f":"Geothermal!AG158","v":6954.7051235392009},{"$f":"Geothermal!AH158","v":6954.7051235392009},{"$f":"Geothermal!AI158","v":6954.7051235392009},{"$f":"Geothermal!AJ158","v":6954.7051235392009},{"$f":"Geothermal!AK158","v":6954.7051235392009},{"$f":"Geothermal!AL158","v":6954.7051235392009},{"$f":"Geothermal!AM158","v":6954.7051235392009},{"$f":"Geothermal!AN158","v":6954.7051235392009},{"$f":"Geothermal!AO158","v":6954.7051235392009},{"$f":"Geothermal!AP158","v":6954.7051235392009},{"$f":"Geothermal!AQ158","v":6954.7051235392009},{"$f":"Geothermal!AR158","v":6954.7051235392009},{"$f":"Geothermal!AS158","v":6954.7051235392009},{"$f":"Geothermal!AT158","v":6954.7051235392009},{"$f":"Geothermal!AU158","v":6954.7051235392009},{"$f":"Geothermal!AV158","v":6954.7051235392009}]
[null,null,null,null,{"$f":"Geothermal!K159","v":"Hydro / Binary - high"},null,null,null,null,null,null,null,null,null,null,null,null,null,null,null,null,null,{"$f":"Geothermal!L159","v":6954.7051235392009},{"$f":"Geothermal!M159","v":6954.7051235392009},{"$f":"Geothermal!N159","v":6954.7051235392009},{"$f":"Geothermal!O159","v":6954.7051235392009},{"$f":"Geothermal!P159","v":6954.7051235392009},{"$f":"Geothermal!Q159","v":6954.7051235392009},{"$f":"Geothermal!R159","v":6954.7051235392009},{"$f":"Geothermal!S159","v":6954.7051235392009},{"$f":"Geothermal!T159","v":6954.7051235392009},{"$f":"Geothermal!U159","v":6954.7051235392009},{"$f":"Geothermal!V159","v":6954.7051235392009},{"$f":"Geothermal!W159","v":6954.7051235392009},{"$f":"Geothermal!X159","v":6954.7051235392009},{"$f":"Geothermal!Y159","v":6954.7051235392009},{"$f":"Geothermal!Z159","v":6954.7051235392009},{"$f":"Geothermal!AA159","v":6954.7051235392009},{"$f":"Geothermal!AB159","v":6954.7051235392009},{"$f":"Geothermal!AC159","v":6954.7051235392009},{"$f":"Geothermal!AD159","v":6954.7051235392009},{"$f":"Geothermal!AE159","v":6954.7051235392009},{"$f":"Geothermal!AF159","v":6954.7051235392009},{"$f":"Geothermal!AG159","v":6954.7051235392009},{"$f":"Geothermal!AH159","v":6954.7051235392009},{"$f":"Geothermal!AI159","v":6954.7051235392009},{"$f":"Geothermal!AJ159","v":6954.7051235392009},{"$f":"Geothermal!AK159","v":6954.7051235392009},{"$f":"Geothermal!AL159","v":6954.7051235392009},{"$f":"Geothermal!AM159","v":6954.7051235392009},{"$f":"Geothermal!AN159","v":6954.7051235392009},{"$f":"Geothermal!AO159","v":6954.7051235392009},{"$f":"Geothermal!AP159","v":6954.7051235392009},{"$f":"Geothermal!AQ159","v":6954.7051235392009},{"$f":"Geothermal!AR159","v":6954.7051235392009},{"$f":"Geothermal!AS159","v":6954.7051235392009},{"$f":"Geothermal!AT159","v":6954.7051235392009},{"$f":"Geothermal!AU159","v":6954.7051235392009},{"$f":"Geothermal!AV159","v":6954.7051235392009}]
[null,null,null,null,{"$f":"Geothermal!K160","v":"NF EGS / Flash - low"},null,null,null,null,null,null,null,null,null,null,null,null,null,null,null,null,null,{"$f":"Geothermal!L160","v":7729.6611387356688},{"$f":"Geothermal!M160","v":7729.6611387356688},{"$f":"Geothermal!N160","v":7729.6611387356688},{"$f":"Geothermal!O160","v":7729.6611387356688},{"$f":"Geothermal!P160","v":7729.6611387356688},{"$f":"Geothermal!Q160","v":7729.6611387356688},{"$f":"Geothermal!R160","v":7729.6611387356688},{"$f":"Geothermal!S160","v":7729.6611387356688},{"$f":"Geothermal!T160","v":7729.6611387356688},{"$f":"Geothermal!U160","v":7729.6611387356688},{"$f":"Geothermal!V160","v":7729.6611387356688},{"$f":"Geothermal!W160","v":7729.6611387356688},{"$f":"Geothermal!X160","v":7729.6611387356688},{"$f":"Geothermal!Y160","v":7729.6611387356688},{"$f":"Geothermal!Z160","v":7729.6611387356688},{"$f":"Geothermal!AA160","v":7729.6611387356688},{"$f":"Geothermal!AB160","v":7729.6611387356688},{"$f":"Geothermal!AC160","v":7729.6611387356688},{"$f":"Geothermal!AD160","v":7729.6611387356688},{"$f":"Geothermal!AE160","v":7729.6611387356688},{"$f":"Geothermal!AF160","v":7729.6611387356688},{"$f":"Geothermal!AG160","v":7729.6611387356688},{"$f":"Geothermal!AH160","v":7729.6611387356688},{"$f":"Geothermal!AI160","v":7729.6611387356688},{"$f":"Geothermal!AJ160","v":7729.6611387356688},{"$f":"Geothermal!AK160","v":7729.6611387356688},{"$f":"Geothermal!AL160","v":7729.6611387356688},{"$f":"Geothermal!AM160","v":7729.6611387356688},{"$f":"Geothermal!AN160","v":7729.6611387356688},{"$f":"Geothermal!AO160","v":7729.6611387356688},{"$f":"Geothermal!AP160","v":7729.6611387356688},{"$f":"Geothermal!AQ160","v":7729.6611387356688},{"$f":"Geothermal!AR160","v":7729.6611387356688},{"$f":"Geothermal!AS160","v":7729.6611387356688},{"$f":"Geothermal!AT160","v":7729.6611387356688},{"$f":"Geothermal!AU160","v":7729.6611387356688},{"$f":"Geothermal!AV160","v":7729.6611387356688}]
[null,null,null,null,{"$f":"Geothermal!K161","v":"NF EGS / Flash - mid"},{"$f":"Geothermal!#REF!","v":{"$error":"#REF!"}},{"$f":"Geothermal!#REF!","v":{"$error":"#REF!"}},{"$f":"Geothermal!#REF!","v":{"$error":"#REF!"}},{"$f":"Geothermal!#REF!","v":{"$error":"#REF!"}},{"$f":"Geothermal!#REF!","v":{"$error":"#REF!"}},{"$f":"Geothermal!#REF!","v":{"$error":"#REF!"}},{"$f":"Geothermal!#REF!","v":{"$error":"#REF!"}},{"$f":"Geothermal!#REF!","v":{"$error":"#REF!"}},{"$f":"Geothermal!#REF!","v":{"$error":"#REF!"}},{"$f":"Geothermal!#REF!","v":{"$error":"#REF!"}},{"$f":"Geothermal!#REF!","v":{"$error":"#REF!"}},{"$f":"Geothermal!#REF!","v":{"$error":"#REF!"}},{"$f":"Geothermal!#REF!","v":{"$error":"#REF!"}},null,null,null,{"$f":"Geothermal!L30","v":7729.6611387356688},{"$f":"Geothermal!L161","v":7729.6611387356688},{"$f":"Geothermal!M161","v":7729.6611387356688},{"$f":"Geothermal!N161","v":7729.6611387356688},{"$f":"Geothermal!O161","v":7729.6611387356688},{"$f":"Geothermal!P161","v":7729.6611387356688},{"$f":"Geothermal!Q161","v":7729.6611387356688},{"$f":"Geothermal!R161","v":7729.6611387356688},{"$f":"Geothermal!S161","v":7729.6611387356688},{"$f":"Geothermal!T161","v":7729.6611387356688},{"$f":"Geothermal!U161","v":7729.6611387356688},{"$f":"Geothermal!V161","v":7729.6611387356688},{"$f":"Geothermal!W161","v":7729.6611387356688},{"$f":"Geothermal!X161","v":7729.6611387356688},{"$f":"Geothermal!Y161","v":7729.6611387356688},{"$f":"Geothermal!Z161","v":7729.6611387356688},{"$f":"Geothermal!AA161","v":7729.6611387356688},{"$f":"Geothermal!AB161","v":7729.6611387356688},{"$f":"Geothermal!AC161","v":7729.6611387356688},{"$f":"Geothermal!AD161","v":7729.6611387356688},{"$f":"Geothermal!AE161","v":7729.6611387356688},{"$f":"Geothermal!AF161","v":7729.6611387356688},{"$f":"Geothermal!AG161","v":7729.6611387356688},{"$f":"Geothermal!AH161","v":7729.6611387356688},{"$f":"Geothermal!AI161","v":7729.6611387356688},{"$f":"Geothermal!AJ161","v":7729.6611387356688},{"$f":"Geothermal!AK161","v":7729.6611387356688},{"$f":"Geothermal!AL161","v":7729.6611387356688},{"$f":"Geothermal!AM161","v":7729.6611387356688},{"$f":"Geothermal!AN161","v":7729.6611387356688},{"$f":"Geothermal!AO161","v":7729.6611387356688},{"$f":"Geothermal!AP161","v":7729.6611387356688},{"$f":"Geothermal!AQ161","v":7729.6611387356688},{"$f":"Geothermal!AR161","v":7729.6611387356688},{"$f":"Geothermal!AS161","v":7729.6611387356688},{"$f":"Geothermal!AT161","v":7729.6611387356688},{"$f":"Geothermal!AU161","v":7729.6611387356688},{"$f":"Geothermal!AV161","v":7729.6611387356688}]
[null,null,null,null,{"$f":"Geothermal!K162","v":"NF EGS / Flash - high"},null,null,null,null,null,null,null,null,null,null,null,null,null,null,null,null,null,{"$f":"Geothermal!L162","v":7729.6611387356688},{"$f":"Geothermal!M162","v":7729.6611387356688},{"$f":"Geothermal!N162","v":7729.6611387356688},{"$f":"Geothermal!O162","v":7729.6611387356688},{"$f":"Geothermal!P162","v":7729.6611387356688},{"$f":"Geothermal!Q162","v":7729.6611387356688},{"$f":"Geothermal!R162","v":7729.6611387356688},{"$f":"Geothermal!S162","v":7729.6611387356688},{"$f":"Geothermal!T162","v":7729.6611387356688},{"$f":"Geothermal!U162","v":7729.6611387356688},{"$f":"Geothermal!V162","v":7729.6611387356688},{"$f":"Geothermal!W162","v":7729.6611387356688},{"$f":"Geothermal!X162","v":7729.6611387356688},{"$f":"Geothermal!Y162","v":7729.6611387356688},{"$f":"Geothermal!Z162","v":7729.6611387356688},{"$f":"Geothermal!AA162","v":7729.6611387356688},{"$f":"Geothermal!AB162","v":7729.6611387356688},{"$f":"Geothermal!AC162","v":7729.6611387356688},{"$f":"Geothermal!AD162","v":7729.6611387356688},{"$f":"Geothermal!AE162","v":7729.6611387356688},{"$f":"Geothermal!AF162","v":7729.6611387356688},{"$f":"Geothermal!AG162","v":7729.6611387356688},{"$f":"Geothermal!AH162","v":7729.6611387356688},{"$f":"Geothermal!AI162","v":7729.6611387356688},{"$f":"Geothermal!AJ162","v":7729.6611387356688},{"$f":"Geothermal!AK162","v":7729.6611387356688},{"$f":"Geothermal!AL162","v":7729.6611387356688},{"$f":"Geothermal!AM162","v":7729.6611387356688},{"$f":"Geothermal!AN162","v":7729.6611387356688},{"$f":"Geothermal!AO162","v":7729.6611387356688},{"$f":"Geothermal!AP162","v":7729.6611387356688},{"$f":"Geothermal!AQ162","v":7729.6611387356688},{"$f":"Geothermal!AR162","v":7729.6611387356688},{"$f":"Geothermal!AS162","v":7729.6611387356688},{"$f":"Geothermal!AT162","v":7729.6611387356688},{"$f":"Geothermal!AU162","v":7729.6611387356688},{"$f":"Geothermal!AV162","v":7729.6611387356688}]
[null,null,null,null,{"$f":"Geothermal!K163","v":"NF EGS / Binary - low"},null,null,null,null,null,null,null,null,null,null,null,null,null,null,null,null,null,{"$f":"Geothermal!L163","v":11848.756877140861},{"$f":"Geothermal!M163","v":11848.756877140861},{"$f":"Geothermal!N163","v":11848.756877140861},{"$f":"Geothermal!O163","v":11848.756877140861},{"$f":"Geothermal!P163","v":11848.756877140861},{"$f":"Geothermal!Q163","v":11848.756877140861},{"$f":"Geothermal!R163","v":11848.756877140861},{"$f":"Geothermal!S163","v":11848.756877140861},{"$f":"Geothermal!T163","v":11848.756877140861},{"$f":"Geothermal!U163","v":11848.756877140861},{"$f":"Geothermal!V163","v":11848.756877140861},{"$f":"Geothermal!W163","v":11848.756877140861},{"$f":"Geothermal!X163","v":11848.756877140861},{"$f":"Geothermal!Y163","v":11848.756877140861},{"$f":"Geothermal!Z163","v":11848.756877140861},{"$f":"Geothermal!AA163","v":11848.756877140861},{"$f":"Geothermal!AB163","v":11848.756877140861},{"$f":"Geothermal!AC163","v":11848.756877140861},{"$f":"Geothermal!AD163","v":11848.756877140861},{"$f":"Geothermal!AE163","v":11848.756877140861},{"$f":"Geothermal!AF163","v":11848.756877140861},{"$f":"Geothermal!AG163","v":11848.756877140861},{"$f":"Geothermal!AH163","v":11848.756877140861},{"$f":"Geothermal!AI163","v":11848.756877140861},{"$f":"Geothermal!AJ163","v":11848.756877140861},{"$f":"Geothermal!AK163","v":11848.756877140861},{"$f":"Geothermal!AL163","v":11848.756877140861},{"$f":"Geothermal!AM163","v":11848.756877140861},{"$f":"Geothermal!AN163","v":11848.756877140861},{"$f":"Geothermal!AO163","v":11848.756877140861},{"$f":"Geothermal!AP163","v":11848.756877140861},{"$f":"Geothermal!AQ163","v":11848.756877140861},{"$f":"Geothermal!AR163","v":11848.756877140861},{"$f":"Geothermal!AS163","v":11848.756877140861},{"$f":"Geothermal!AT163","v":11848.756877140861},{"$f":"Geothermal!AU163","v":11848.756877140861},{"$f":"Geothermal!AV163","v":11848.756877140861}]
[null,null,null,null,{"$f":"Geothermal!K164","v":"NF EGS / Binary - mid"},{"$f":"Geothermal!#REF!","v":{"$error":"#REF!"}},{"$f":"Geothermal!#REF!","v":{"$error":"#REF!"}},{"$f":"Geothermal!#REF!","v":{"$error":"#REF!"}},{"$f":"Geothermal!#REF!","v":{"$error":"#REF!"}},{"$f":"Geothermal!#REF!","v":{"$error":"#REF!"}},{"$f":"Geothermal!#REF!","v":{"$error":"#REF!"}},{"$f":"Geothermal!#REF!","v":{"$error":"#REF!"}},{"$f":"Geothermal!#REF!","v":{"$error":"#REF!"}},{"$f":"Geothermal!#REF!","v":{"$error":"#REF!"}},{"$f":"Geothermal!#REF!","v":{"$error":"#REF!"}},{"$f":"Geothermal!#REF!","v":{"$error":"#REF!"}},{"$f":"Geothermal!#REF!","v":{"$error":"#REF!"}},{"$f":"Geothermal!#REF!","v":{"$error":"#REF!"}},null,null,null,{"$f":"Geothermal!L31","v":11848.756877140861},{"$f":"Geothermal!L164","v":11848.756877140861},{"$f":"Geothermal!M164","v":11848.756877140861},{"$f":"Geothermal!N164","v":11848.756877140861},{"$f":"Geothermal!O164","v":11848.756877140861},{"$f":"Geothermal!P164","v":11848.756877140861},{"$f":"Geothermal!Q164","v":11848.756877140861},{"$f":"Geothermal!R164","v":11848.756877140861},{"$f":"Geothermal!S164","v":11848.756877140861},{"$f":"Geothermal!T164","v":11848.756877140861},{"$f":"Geothermal!U164","v":11848.756877140861},{"$f":"Geothermal!V164","v":11848.756877140861},{"$f":"Geothermal!W164","v":11848.756877140861},{"$f":"Geothermal!X164","v":11848.756877140861},{"$f":"Geothermal!Y164","v":11848.756877140861},{"$f":"Geothermal!Z164","v":11848.756877140861},{"$f":"Geothermal!AA164","v":11848.756877140861},{"$f":"Geothermal!AB164","v":11848.756877140861},{"$f":"Geothermal!AC164","v":11848.756877140861},{"$f":"Geothermal!AD164","v":11848.756877140861},{"$f":"Geothermal!AE164","v":11848.756877140861},{"$f":"Geothermal!AF164","v":11848.756877140861},{"$f":"Geothermal!AG164","v":11848.756877140861},{"$f":"Geothermal!AH164","v":11848.756877140861},{"$f":"Geothermal!AI164","v":11848.756877140861},{"$f":"Geothermal!AJ164","v":11848.756877140861},{"$f":"Geothermal!AK164","v":11848.756877140861},{"$f":"Geothermal!AL164","v":11848.756877140861},{"$f":"Geothermal!AM164","v":11848.756877140861},{"$f":"Geothermal!AN164","v":11848.756877140861},{"$f":"Geothermal!AO164","v":11848.756877140861},{"$f":"Geothermal!AP164","v":11848.756877140861},{"$f":"Geothermal!AQ164","v":11848.756877140861},{"$f":"Geothermal!AR164","v":11848.756877140861},{"$f":"Geothermal!AS164","v":11848.756877140861},{"$f":"Geothermal!AT164","v":11848.756877140861},{"$f":"Geothermal!AU164","v":11848.756877140861},{"$f":"Geothermal!AV164","v":11848.756877140861}]
[null,null,null,null,{"$f":"Geothermal!K165","v":"NF EGS / Binary - high"},null,null,null,null,null,null,null,null,null,null,null,null,null,null,null,null,null,{"$f":"Geothermal!L165","v":11848.756877140861},{"$f":"Geothermal!M165","v":11848.756877140861},{"$f":"Geothermal!N165","v":11848.756877140861},{"$f":"Geothermal!O165","v":11848.756877140861},{"$f":"Geothermal!P165","v":11848.756877140861},{"$f":"Geothermal!Q165","v":11848.756877140861},{"$f":"Geothermal!R165","v":11848.756877140861},{"$f":"Geothermal!S165","v":11848.756877140861},{"$f":"Geothermal!T165","v":11848.756877140861},{"$f":"Geothermal!U165","v":11848.756877140861},{"$f":"Geothermal!V165","v":11848.756877140861},{"$f":"Geothermal!W165","v":11848.756877140861},{"$f":"Geothermal!X165","v":11848.756877140861},{"$f":"Geothermal!Y165","v":11848.756877140861},{"$f":"Geothermal!Z165","v":11848.756877140861},{"$f":"Geothermal!AA165","v":11848.756877140861},{"$f":"Geothermal!AB165","v":11848.756877140861},{"$f":"Geothermal!AC165","v":11848.756877140861},{"$f":"Geothermal!AD165","v":11848.756877140861},{"$f":"Geothermal!AE165","v":11848.756877140861},{"$f":"Geothermal!AF165","v":11848.756877140861},{"$f":"Geothermal!AG165","v":11848.756877140861},{"$f":"Geothermal!AH165","v":11848.756877140861},{"$f":"Geothermal!AI165","v":11848.756877140861},{"$f":"Geothermal!AJ165","v":11848.756877140861},{"$f":"Geothermal!AK165","v":11848.756877140861},{"$f":"Geothermal!AL165","v":11848.756877140861},{"$f":"Geothermal!AM165","v":11848.756877140861},{"$f":"Geothermal!AN165","v":11848.756877140861},{"$f":"Geothermal!AO165","v":11848.756877140861},{"$f":"Geothermal!AP165","v":11848.756877140861},{"$f":"Geothermal!AQ165","v":11848.756877140861},{"$f":"Geothermal!AR165","v":11848.756877140861},{"$f":"Geothermal!AS165","v":11848.756877140861},{"$f":"Geothermal!AT165","v":11848.756877140861},{"$f":"Geothermal!AU165","v":11848.756877140861},{"$f":"Geothermal!AV165","v":11848.756877140861}]
[null,null,null,null,{"$f":"Geothermal!K166","v":"Deep EGS / Flash - low"},null,null,null,null,null,null,null,null,null,null,null,null,null,null,null,null,null,{"$f":"Geothermal!L166","v":7729.6611387356688},{"$f":"Geothermal!M166","v":7729.6611387356688},{"$f":"Geothermal!N166","v":7729.6611387356688},{"$f":"Geothermal!O166","v":7729.6611387356688},{"$f":"Geothermal!P166","v":7729.6611387356688},{"$f":"Geothermal!Q166","v":7729.6611387356688},{"$f":"Geothermal!R166","v":7729.6611387356688},{"$f":"Geothermal!S166","v":7729.6611387356688},{"$f":"Geothermal!T166","v":7729.6611387356688},{"$f":"Geothermal!U166","v":7729.6611387356688},{"$f":"Geothermal!V166","v":7729.6611387356688},{"$f":"Geothermal!W166","v":7729.6611387356688},{"$f":"Geothermal!X166","v":7729.6611387356688},{"$f":"Geothermal!Y166","v":7729.6611387356688},{"$f":"Geothermal!Z166","v":7729.6611387356688},{"$f":"Geothermal!AA166","v":7729.6611387356688},{"$f":"Geothermal!AB166","v":7729.6611387356688},{"$f":"Geothermal!AC166","v":7729.6611387356688},{"$f":"Geothermal!AD166","v":7729.6611387356688},{"$f":"Geothermal!AE166","v":7729.6611387356688},{"$f":"Geothermal!AF166","v":7729.6611387356688},{"$f":"Geothermal!AG166","v":7729.6611387356688},{"$f":"Geothermal!AH166","v":7729.6611387356688},{"$f":"Geothermal!AI166","v":7729.6611387356688},{"$f":"Geothermal!AJ166","v":7729.6611387356688},{"$f":"Geothermal!AK166","v":7729.6611387356688},{"$f":"Geothermal!AL166","v":7729.6611387356688},{"$f":"Geothermal!AM166","v":7729.6611387356688},{"$f":"Geothermal!AN166","v":7729.6611387356688},{"$f":"Geothermal!AO166","v":7729.6611387356688},{"$f":"Geothermal!AP166","v":7729.6611387356688},{"$f":"Geothermal!AQ166","v":7729.6611387356688},{"$f":"Geothermal!AR166","v":7729.6611387356688},{"$f":"Geothermal!AS166","v":7729.6611387356688},{"$f":"Geothermal!AT166","v":7729.6611387356688},{"$f":"Geothermal!AU166","v":7729.6611387356688},{"$f":"Geothermal!AV166","v":7729.6611387356688}]
[null,null,null,null,{"$f":"Geothermal!K167","v":"Deep EGS / Flash - mid"},{"$f":"Geothermal!#REF!","v":{"$error":"#REF!"}},{"$f":"Geothermal!#REF!","v":{"$error":"#REF!"}},{"$f":"Geothermal!#REF!","v":{"$error":"#REF!"}},{"$f":"Geothermal!#REF!","v":{"$error":"#REF!"}},{"$f":"Geothermal!#REF!","v":{"$error":"#REF!"}},{"$f":"Geothermal!#REF!","v":{"$error":"#REF!"}},{"$f":"Geothermal!#REF!","v":{"$error":"#REF!"}},{"$f":"Geothermal!#REF!","v":{"$error":"#REF!"}},{"$f":"Geothermal!#REF!","v":{"$error":"#REF!"}},{"$f":"Geothermal!#REF!","v":{"$error":"#REF!"}},{"$f":"Geothermal!#REF!","v":{"$error":"#REF!"}},{"$f":"Geothermal!#REF!","v":{"$error":"#REF!"}},{"$f":"Geothermal!#REF!","v":{"$error":"#REF!"}},null,null,null,{"$f":"Geothermal!L32","v":7729.6611387356688},{"$f":"Geothermal!L167","v":7729.6611387356688},{"$f":"Geothermal!M167","v":7729.6611387356688},{"$f":"Geothermal!N167","v":7729.6611387356688},{"$f":"Geothermal!O167","v":7729.6611387356688},{"$f":"Geothermal!P167","v":7729.6611387356688},{"$f":"Geothermal!Q167","v":7729.6611387356688},{"$f":"Geothermal!R167","v":7729.6611387356688},{"$f":"Geothermal!S167","v":7729.6611387356688},{"$f":"Geothermal!T167","v":7729.6611387356688},{"$f":"Geothermal!U167","v":7729.6611387356688},{"$f":"Geothermal!V167","v":7729.6611387356688},{"$f":"Geothermal!W167","v":7729.6611387356688},{"$f":"Geothermal!X167","v":7729.6611387356688},{"$f":"Geothermal!Y167","v":7729.6611387356688},{"$f":"Geothermal!Z167","v":7729.6611387356688},{"$f":"Geothermal!AA167","v":7729.6611387356688},{"$f":"Geothermal!AB167","v":7729.6611387356688},{"$f":"Geothermal!AC167","v":7729.6611387356688},{"$f":"Geothermal!AD167","v":7729.6611387356688},{"$f":"Geothermal!AE167","v":7729.6611387356688},{"$f":"Geothermal!AF167","v":7729.6611387356688},{"$f":"Geothermal!AG167","v":7729.6611387356688},{"$f":"Geothermal!AH167","v":7729.6611387356688},{"$f":"Geothermal!AI167","v":7729.6611387356688},{"$f":"Geothermal!AJ167","v":7729.6611387356688},{"$f":"Geothermal!AK167","v":7729.6611387356688},{"$f":"Geothermal!AL167","v":7729.6611387356688},{"$f":"Geothermal!AM167","v":7729.6611387356688},{"$f":"Geothermal!AN167","v":7729.6611387356688},{"$f":"Geothermal!AO167","v":7729.6611387356688},{"$f":"Geothermal!AP167","v":7729.6611387356688},{"$f":"Geothermal!AQ167","v":7729.6611387356688},{"$f":"Geothermal!AR167","v":7729.6611387356688},{"$f":"Geothermal!AS167","v":7729.6611387356688},{"$f":"Geothermal!AT167","v":7729.6611387356688},{"$f":"Geothermal!AU167","v":7729.6611387356688},{"$f":"Geothermal!AV167","v":7729.6611387356688}]
[null,null,null,null,{"$f":"Geothermal!K168","v":"Deep EGS / Flash - high"},null,null,null,null,null,null,null,null,null,null,null,null,null,null,null,null,null,{"$f":"Geothermal!L168","v":7729.6611387356688},{"$f":"Geothermal!M168","v":7729.6611387356688},{"$f":"Geothermal!N168","v":7729.6611387356688},{"$f":"Geothermal!O168","v":7729.6611387356688},{"$f":"Geothermal!P168","v":7729.6611387356688},{"$f":"Geothermal!Q168","v":7729.6611387356688},{"$f":"Geothermal!R168","v":7729.6611387356688},{"$f":"Geothermal!S168","v":7729.6611387356688},{"$f":"Geothermal!T168","v":7729.6611387356688},{"$f":"Geothermal!U168","v":7729.6611387356688},{"$f":"Geothermal!V168","v":7729.6611387356688},{"$f":"Geothermal!W168","v":7729.6611387356688},{"$f":"Geothermal!X168","v":7729.6611387356688},{"$f":"Geothermal!Y168","v":7729.6611387356688},{"$f":"Geothermal!Z168","v":7729.6611387356688},{"$f":"Geothermal!AA168","v":7729.6611387356688},{"$f":"Geothermal!AB168","v":7729.6611387356688},{"$f":"Geothermal!AC168","v":7729.6611387356688},{"$f":"Geothermal!AD168","v":7729.6611387356688},{"$f":"Geothermal!AE168","v":7729.6611387356688},{"$f":"Geothermal!AF168","v":7729.6611387356688},{"$f":"Geothermal!AG168","v":7729.6611387356688},{"$f":"Geothermal!AH168","v":7729.6611387356688},{"$f":"Geothermal!AI168","v":7729.6611387356688},{"$f":"Geothermal!AJ168","v":7729.6611387356688},{"$f":"Geothermal!AK168","v":7729.6611387356688},{"$f":"Geothermal!AL168","v":7729.6611387356688},{"$f":"Geothermal!AM168","v":7729.6611387356688},{"$f":"Geothermal!AN168","v":7729.6611387356688},{"$f":"Geothermal!AO168","v":7729.6611387356688},{"$f":"Geothermal!AP168","v":7729.6611387356688},{"$f":"Geothermal!AQ168","v":7729.6611387356688},{"$f":"Geothermal!AR168","v":7729.6611387356688},{"$f":"Geothermal!AS168","v":7729.6611387356688},{"$f":"Geothermal!AT168","v":7729.6611387356688},{"$f":"Geothermal!AU168","v":7729.6611387356688},{"$f":"Geothermal!AV168","v":7729.6611387356688}]
[null,null,null,null,{"$f":"Geothermal!K169","v":"Deep EGS / Binary - low"},null,null,null,null,null,null,null,null,null,null,null,null,null,null,null,null,null,{"$f":"Geothermal!L169","v":11848.756877140861},{"$f":"Geothermal!M169","v":11848.756877140861},{"$f":"Geothermal!N169","v":11848.756877140861},{"$f":"Geothermal!O169","v":11848.756877140861},{"$f":"Geothermal!P169","v":11848.756877140861},{"$f":"Geothermal!Q169","v":11848.756877140861},{"$f":"Geothermal!R169","v":11848.756877140861},{"$f":"Geothermal!S169","v":11848.756877140861},{"$f":"Geothermal!T169","v":11848.756877140861},{"$f":"Geothermal!U169","v":11848.756877140861},{"$f":"Geothermal!V169","v":11848.756877140861},{"$f":"Geothermal!W169","v":11848.756877140861},{"$f":"Geothermal!X169","v":11848.756877140861},{"$f":"Geothermal!Y169","v":11848.756877140861},{"$f":"Geothermal!Z169","v":11848.756877140861},{"$f":"Geothermal!AA169","v":11848.756877140861},{"$f":"Geothermal!AB169","v":11848.756877140861},{"$f":"Geothermal!AC169","v":11848.756877140861},{"$f":"Geothermal!AD169","v":11848.756877140861},{"$f":"Geothermal!AE169","v":11848.756877140861},{"$f":"Geothermal!AF169","v":11848.756877140861},{"$f":"Geothermal!AG169","v":11848.756877140861},{"$f":"Geothermal!AH169","v":11848.756877140861},{"$f":"Geothermal!AI169","v":11848.756877140861},{"$f":"Geothermal!AJ169","v":11848.756877140861},{"$f":"Geothermal!AK169","v":11848.756877140861},{"$f":"Geothermal!AL169","v":11848.756877140861},{"$f":"Geothermal!AM169","v":11848.756877140861},{"$f":"Geothermal!AN169","v":11848.756877140861},{"$f":"Geothermal!AO169","v":11848.756877140861},{"$f":"Geothermal!AP169","v":11848.756877140861},{"$f":"Geothermal!AQ169","v":11848.756877140861},{"$f":"Geothermal!AR169","v":11848.756877140861},{"$f":"Geothermal!AS169","v":11848.756877140861},{"$f":"Geothermal!AT169","v":11848.756877140861},{"$f":"Geothermal!AU169","v":11848.756877140861},{"$f":"Geothermal!AV169","v":11848.756877140861}]
[null,null,null,null,{"$f":"Geothermal!K170","v":"Deep EGS / Binary - mid"},{"$f":"Geothermal!#REF!","v":{"$error":"#REF!"}},{"$f":"Geothermal!#REF!","v":{"$error":"#REF!"}},{"$f":"Geothermal!#REF!","v":{"$error":"#REF!"}},{"$f":"Geothermal!#REF!","v":{"$error":"#REF!"}},{"$f":"Geothermal!#REF!","v":{"$error":"#REF!"}},{"$f":"Geothermal!#REF!","v":{"$error":"#REF!"}},{"$f":"Geothermal!#REF!","v":{"$error":"#REF!"}},{"$f":"Geothermal!#REF!","v":{"$error":"#REF!"}},{"$f":"Geothermal!#REF!","v":{"$error":"#REF!"}},{"$f":"Geothermal!#REF!","v":{"$error":"#REF!"}},{"$f":"Geothermal!#REF!","v":{"$error":"#REF!"}},{"$f":"Geothermal!#REF!","v":{"$error":"#REF!"}},{"$f":"Geothermal!#REF!","v":{"$error":"#REF!"}},null,null,null,{"$f":"Geothermal!L33","v":11848.756877140861},{"$f":"Geothermal!L170","v":11848.756877140861},{"$f":"Geothermal!M170","v":11848.756877140861},{"$f":"Geothermal!N170","v":11848.756877140861},{"$f":"Geothermal!O170","v":11848.756877140861},{"$f":"Geothermal!P170","v":11848.756877140861},{"$f":"Geothermal!Q170","v":11848.756877140861},{"$f":"Geothermal!R170","v":11848.756877140861},{"$f":"Geothermal!S170","v":11848.756877140861},{"$f":"Geothermal!T170","v":11848.756877140861},{"$f":"Geothermal!U170","v":11848.756877140861},{"$f":"Geothermal!V170","v":11848.756877140861},{"$f":"Geothermal!W170","v":11848.756877140861},{"$f":"Geothermal!X170","v":11848.756877140861},{"$f":"Geothermal!Y170","v":11848.756877140861},{"$f":"Geothermal!Z170","v":11848.756877140861},{"$f":"Geothermal!AA170","v":11848.756877140861},{"$f":"Geothermal!AB170","v":11848.756877140861},{"$f":"Geothermal!AC170","v":11848.756877140861},{"$f":"Geothermal!AD170","v":11848.756877140861},{"$f":"Geothermal!AE170","v":11848.756877140861},{"$f":"Geothermal!AF170","v":11848.756877140861},{"$f":"Geothermal!AG170","v":11848.756877140861},{"$f":"Geothermal!AH170","v":11848.756877140861},{"$f":"Geothermal!AI170","v":11848.756877140861},{"$f":"Geothermal!AJ170","v":11848.756877140861},{"$f":"Geothermal!AK170","v":11848.756877140861},{"$f":"Geothermal!AL170","v":11848.756877140861},{"$f":"Geothermal!AM170","v":11848.756877140861},{"$f":"Geothermal!AN170","v":11848.756877140861},{"$f":"Geothermal!AO170","v":11848.756877140861},{"$f":"Geothermal!AP170","v":11848.756877140861},{"$f":"Geothermal!AQ170","v":11848.756877140861},{"$f":"Geothermal!AR170","v":11848.756877140861},{"$f":"Geothermal!AS170","v":11848.756877140861},{"$f":"Geothermal!AT170","v":11848.756877140861},{"$f":"Geothermal!AU170","v":11848.756877140861},{"$f":"Geothermal!AV170","v":11848.756877140861}]
[null,null,null,null,{"$f":"Geothermal!K171","v":"Deep EGS / Binary - high"},null,null,null,null,null,null,null,null,null,null,null,null,null,null,null,null,null,{"$f":"Geothermal!L171","v":11848.756877140861},{"$f":"Geothermal!M171","v":11848.756877140861},{"$f":"Geothermal!N171","v":11848.756877140861},{"$f":"Geothermal!O171","v":11848.756877140861},{"$f":"Geothermal!P171","v":11848.756877140861},{"$f":"Geothermal!Q171","v":11848.756877140861},{"$f":"Geothermal!R171","v":11848.756877140861},{"$f":"Geothermal!S171","v":11848.756877140861},{"$f":"Geothermal!T171","v":11848.756877140861},{"$f":"Geothermal!U171","v":11848.756877140861},{"$f":"Geothermal!V171","v":11848.756877140861},{"$f":"Geothermal!W171","v":11848.756877140861},{"$f":"Geothermal!X171","v":11848.756877140861},{"$f":"Geothermal!Y171","v":11848.756877140861},{"$f":"Geothermal!Z171","v":11848.756877140861},{"$f":"Geothermal!AA171","v":11848.756877140861},{"$f":"Geothermal!AB171","v":11848.756877140861},{"$f":"Geothermal!AC171","v":11848.756877140861},{"$f":"Geothermal!AD171","v":11848.756877140861},{"$f":"Geothermal!AE171","v":11848.756877140861},{"$f":"Geothermal!AF171","v":11848.756877140861},{"$f":"Geothermal!AG171","v":11848.756877140861},{"$f":"Geothermal!AH171","v":11848.756877140861},{"$f":"Geothermal!AI171","v":11848.756877140861},{"$f":"Geothermal!AJ171","v":11848.756877140861},{"$f":"Geothermal!AK171","v":11848.756877140861},{"$f":"Geothermal!AL171","v":11848.756877140861},{"$f":"Geothermal!AM171","v":11848.756877140861},{"$f":"Geothermal!AN171","v":11848.756877140861},{"$f":"Geothermal!AO171","v":11848.756877140861},{"$f":"Geothermal!AP171","v":11848.756877140861},{"$f":"Geothermal!AQ171","v":11848.756877140861},{"$f":"Geothermal!AR171","v":11848.756877140861},{"$f":"Geothermal!AS171","v":11848.756877140861},{"$f":"Geothermal!AT171","v":11848.756877140861},{"$f":"Geothermal!AU171","v":11848.756877140861},{"$f":"Geothermal!AV171","v":11848.756877140861}]
[]
[null,null,null,null,null,{"$f":"F4","v":2000},2001,2002,2003,2004,2005,2006,2007,2008,2009,2010,2011,2012,2010,2011,2012,{"$f":"V4","v":2013},2014,2015,2016,2017,2018,2019,2020,2021,2022,2023,2024,2025,2026,2027,2028,2029,2030,2031,2032,2033,2034,2035,2036,2037,2038,2039,2040,2041,2042,2043,2044,2045,2046,2047,2048,2049,2050]
[null,"Geothermal",null,"Net Capacity Factor (%)",{"$f":"Geothermal!K116","v":"Hydro / Flash - low"},null,null,null,null,null,null,null,null,null,null,null,null,null,null,null,null,null,{"$f":"Geothermal!L116","v":0.9},{"$f":"Geothermal!M116","v":0.9},{"$f":"Geothermal!N116","v":0.9},{"$f":"Geothermal!O116","v":0.9},{"$f":"Geothermal!P116","v":0.9},{"$f":"Geothermal!Q116","v":0.9},{"$f":"Geothermal!R116","v":0.9},{"$f":"Geothermal!S116","v":0.9},{"$f":"Geothermal!T116","v":0.9},{"$f":"Geothermal!U116","v":0.9},{"$f":"Geothermal!V116","v":0.9},{"$f":"Geothermal!W116","v":0.9},{"$f":"Geothermal!X116","v":0.9},{"$f":"Geothermal!Y116","v":0.9},{"$f":"Geothermal!Z116","v":0.9},{"$f":"Geothermal!AA116","v":0.9},{"$f":"Geothermal!AB116","v":0.9},{"$f":"Geothermal!AC116","v":0.9},{"$f":"Geothermal!AD116","v":0.9},{"$f":"Geothermal!AE116","v":0.9},{"$f":"Geothermal!AF116","v":0.9},{"$f":"Geothermal!AG116","v":0.9},{"$f":"Geothermal!AH116","v":0.9},{"$f":"Geothermal!AI116","v":0.9},{"$f":"Geothermal!AJ116","v":0.9},{"$f":"Geothermal!AK116","v":0.9},{"$f":"Geothermal!AL116","v":0.9},{"$f":"Geothermal!AM116","v":0.9},{"$f":"Geothermal!AN116","v":0.9},{"$f":"Geothermal!AO116","v":0.9},{"$f":"Geothermal!AP116","v":0.9},{"$f":"Geothermal!AQ116","v":0.9},{"$f":"Geothermal!AR116","v":0.9},{"$f":"Geothermal!AS116","v":0.9},{"$f":"Geothermal!AT116","v":0.9},{"$f":"Geothermal!AU116","v":0.9},{"$f":"Geothermal!AV116","v":0.9}]
[null,null,null,null,{"$f":"Geothermal!K117","v":"Hydro / Flash - mid"},{"$f":"Geothermal!#REF!","v":{"$error":"#REF!"}},{"$f":"Geothermal!#REF!","v":{"$error":"#REF!"}},{"$f":"Geothermal!#REF!","v":{"$error":"#REF!"}},{"$f":"Geothermal!#REF!","v":{"$error":"#REF!"}},{"$f":"Geothermal!#REF!","v":{"$error":"#REF!"}},{"$f":"Geothermal!#REF!","v":{"$error":"#REF!"}},{"$f":"Geothermal!#REF!","v":{"$error":"#REF!"}},{"$f":"Geothermal!#REF!","v":{"$error":"#REF!"}},{"$f":"Geothermal!#REF!","v":{"$error":"#REF!"}},{"$f":"Geothermal!#REF!","v":{"$error":"#REF!"}},{"$f":"Geothermal!#REF!","v":{"$error":"#REF!"}},{"$f":"Geothermal!#REF!","v":{"$error":"#REF!"}},{"$f":"Geothermal!#REF!","v":{"$error":"#REF!"}},null,null,null,{"$f":"Geothermal!L14","v":0.9},{"$f":"Geothermal!L117","v":0.9},{"$f":"Geothermal!M117","v":0.9},{"$f":"Geothermal!N117","v":0.9},{"$f":"Geothermal!O117","v":0.9},{"$f":"Geothermal!P117","v":0.9},{"$f":"Geothermal!Q117","v":0.9},{"$f":"Geothermal!R117","v":0.9},{"$f":"Geothermal!S117","v":0.9},{"$f":"Geothermal!T117","v":0.9},{"$f":"Geothermal!U117","v":0.9},{"$f":"Geothermal!V117","v":0.9},{"$f":"Geothermal!W117","v":0.9},{"$f":"Geothermal!X117","v":0.9},{"$f":"Geothermal!Y117","v":0.9},{"$f":"Geothermal!Z117","v":0.9},{"$f":"Geothermal!AA117","v":0.9},{"$f":"Geothermal!AB117","v":0.9},{"$f":"Geothermal!AC117","v":0.9},{"$f":"Geothermal!AD117","v":0.9},{"$f":"Geothermal!AE117","v":0.9},{"$f":"Geothermal!AF117","v":0.9},{"$f":"Geothermal!AG117","v":0.9},{"$f":"Geothermal!AH117","v":0.9},{"$f":"Geothermal!AI117","v":0.9},{"$f":"Geothermal!AJ117","v":0.9},{"$f":"Geothermal!AK117","v":0.9},{"$f":"Geothermal!AL117","v":0.9},{"$f":"Geothermal!AM117","v":0.9},{"$f":"Geothermal!AN117","v":0.9},{"$f":"Geothermal!AO117","v":0.9},{"$f":"Geothermal!AP117","v":0.9},{"$f":"Geothermal!AQ117","v":0.9},{"$f":"Geothermal!AR117","v":0.9},{"$f":"Geothermal!AS117","v":0.9},{"$f":"Geothermal!AT117","v":0.9},{"$f":"Geothermal!AU117","v":0.9},{"$f":"Geothermal!AV117","v":0.9}]
[null,null,null,null,{"$f":"Geothermal!K118","v":"Hydro / Flash - high"},null,null,null,null,null,null,null,null,null,null,null,null,null,null,null,null,null,{"$f":"Geothermal!L118","v":0.9},{"$f":"Geothermal!M118","v":0.9},{"$f":"Geothermal!N118","v":0.9},{"$f":"Geothermal!O118","v":0.9},{"$f":"Geothermal!P118","v":0.9},{"$f":"Geothermal!Q118","v":0.9},{"$f":"Geothermal!R118","v":0.9},{"$f":"Geothermal!S118","v":0.9},{"$f":"Geothermal!T118","v":0.9},{"$f":"Geothermal!U118","v":0.9},{"$f":"Geothermal!V118","v":0.9},{"$f":"Geothermal!W118","v":0.9},{"$f":"Geothermal!X118","v":0.9},{"$f":"Geothermal!Y118","v":0.9},{"$f":"Geothermal!Z118","v":0.9},{"$f":"Geothermal!AA118","v":0.9},{"$f":"Geothermal!AB118","v":0.9},{"$f":"Geothermal!AC118","v":0.9},{"$f":"Geothermal!AD118","v":0.9},{"$f":"Geothermal!AE118","v":0.9},{"$f":"Geothermal!AF118","v":0.9},{"$f":"Geothermal!AG118","v":0.9},{"$f":"Geothermal!AH118","v":0.9},{"$f":"Geothermal!AI118","v":0.9},{"$f":"Geothermal!AJ118","v":0.9},{"$f":"Geothermal!AK118","v":0.9},{"$f":"Geothermal!AL118","v":0.9},{"$f":"Geothermal!AM118","v":0.9},{"$f":"Geothermal!AN118","v":0.9},{"$f":"Geothermal!AO118","v":0.9},{"$f":"Geothermal!AP118","v":0.9},{"$f":"Geothermal!AQ118","v":0.9},{"$f":"Geothermal!AR118","v":0.9},{"$f":"Geothermal!AS118","v":0.9},{"$f":"Geothermal!AT118","v":0.9},{"$f":"Geothermal!AU118","v":0.9},{"$f":"Geothermal!AV118","v":0.9}]
[null,null,null,null,{"$f":"Geothermal!K119","v":"Hydro / Binary - low"},null,null,null,null,null,null,null,null,null,null,null,null,null,null,null,null,null,{"$f":"Geothermal!L119","v":0.8},{"$f":"Geothermal!M119","v":0.8},{"$f":"Geothermal!N119","v":0.8},{"$f":"Geothermal!O119","v":0.8},{"$f":"Geothermal!P119","v":0.8},{"$f":"Geothermal!Q119","v":0.8},{"$f":"Geothermal!R119","v":0.8},{"$f":"Geothermal!S119","v":0.8},{"$f":"Geothermal!T119","v":0.8},{"$f":"Geothermal!U119","v":0.8},{"$f":"Geothermal!V119","v":0.8},{"$f":"Geothermal!W119","v":0.8},{"$f":"Geothermal!X119","v":0.8},{"$f":"Geothermal!Y119","v":0.8},{"$f":"Geothermal!Z119","v":0.8},{"$f":"Geothermal!AA119","v":0.8},{"$f":"Geothermal!AB119","v":0.8},{"$f":"Geothermal!AC119","v":0.8},{"$f":"Geothermal!AD119","v":0.8},{"$f":"Geothermal!AE119","v":0.8},{"$f":"Geothermal!AF119","v":0.8},{"$f":"Geothermal!AG119","v":0.8},{"$f":"Geothermal!AH119","v":0.8},{"$f":"Geothermal!AI119","v":0.8},{"$f":"Geothermal!AJ119","v":0.8},{"$f":"Geothermal!AK119","v":0.8},{"$f":"Geothermal!AL119","v":0.8},{"$f":"Geothermal!AM119","v":0.8},{"$f":"Geothermal!AN119","v":0.8},{"$f":"Geothermal!AO119","v":0.8},{"$f":"Geothermal!AP119","v":0.8},{"$f":"Geothermal!AQ119","v":0.8},{"$f":"Geothermal!AR119","v":0.8},{"$f":"Geothermal!AS119","v":0.8},{"$f":"Geothermal!AT119","v":0.8},{"$f":"Geothermal!AU119","v":0.8},{"$f":"Geothermal!AV119","v":0.8}]
[null,null,null,null,{"$f":"Geothermal!K120","v":"Hydro / Binary - mid"},{"$f":"Geothermal!#REF!","v":{"$error":"#REF!"}},{"$f":"Geothermal!#REF!","v":{"$error":"#REF!"}},{"$f":"Geothermal!#REF!","v":{"$error":"#REF!"}},{"$f":"Geothermal!#REF!","v":{"$error":"#REF!"}},{"$f":"Geothermal!#REF!","v":{"$error":"#REF!"}},{"$f":"Geothermal!#REF!","v":{"$error":"#REF!"}},{"$f":"Geothermal!#REF!","v":{"$error":"#REF!"}},{"$f":"Geothermal!#REF!","v":{"$error":"#REF!"}},{"$f":"Geothermal!#REF!","v":{"$error":"#REF!"}},{"$f":"Geothermal!#REF!","v":{"$error":"#REF!"}},{"$f":"Geothermal!#REF!","v":{"$error":"#REF!"}},{"$f":"Geothermal!#REF!","v":{"$error":"#REF!"}},{"$f":"Geothermal!#REF!","v":{"$error":"#REF!"}},null,null,null,{"$f":"Geothermal!L15","v":0.8},{"$f":"Geothermal!L120","v":0.8},{"$f":"Geothermal!M120","v":0.8},{"$f":"Geothermal!N120","v":0.8},{"$f":"Geothermal!O120","v":0.8},{"$f":"Geothermal!P120","v":0.8},{"$f":"Geothermal!Q120","v":0.8},{"$f":"Geothermal!R120","v":0.8},{"$f":"Geothermal!S120","v":0.8},{"$f":"Geothermal!T120","v":0.8},{"$f":"Geothermal!U120","v":0.8},{"$f":"Geothermal!V120","v":0.8},{"$f":"Geothermal!W120","v":0.8},{"$f":"Geothermal!X120","v":0.8},{"$f":"Geothermal!Y120","v":0.8},{"$f":"Geothermal!Z120","v":0.8},{"$f":"Geothermal!AA120","v":0.8},{"$f":"Geothermal!AB120","v":0.8},{"$f":"Geothermal!AC120","v":0.8},{"$f":"Geothermal!AD120","v":0.8},{"$f":"Geothermal!AE120","v":0.8},{"$f":"Geothermal!AF120","v":0.8},{"$f":"Geothermal!AG120","v":0.8},{"$f":"Geothermal!AH120","v":0.8},{"$f":"Geothermal!AI120","v":0.8},{"$f":"Geothermal!AJ120","v":0.8},{"$f":"Geothermal!AK120","v":0.8},{"$f":"Geothermal!AL120","v":0.8},{"$f":"Geothermal!AM120","v":0.8},{"$f":"Geothermal!AN120","v":0.8},{"$f":"Geothermal!AO120","v":0.8},{"$f":"Geothermal!AP120","v":0.8},{"$f":"Geothermal!AQ120","v":0.8},{"$f":"Geothermal!AR120","v":0.8},{"$f":"Geothermal!AS120","v":0.8},{"$f":"Geothermal!AT120","v":0.8},{"$f":"Geothermal!AU120","v":0.8},{"$f":"Geothermal!AV120","v":0.8}]
[null,null,null,null,{"$f":"Geothermal!K121","v":"Hydro / Binary - high"},null,null,null,null,null,null,null,null,null,null,null,null,null,null,null,null,null,{"$f":"Geothermal!L121","v":0.8},{"$f":"Geothermal!M121","v":0.8},{"$f":"Geothermal!N121","v":0.8},{"$f":"Geothermal!O121","v":0.8},{"$f":"Geothermal!P121","v":0.8},{"$f":"Geothermal!Q121","v":0.8},{"$f":"Geothermal!R121","v":0.8},{"$f":"Geothermal!S121","v":0.8},{"$f":"Geothermal!T121","v":0.8},{"$f":"Geothermal!U121","v":0.8},{"$f":"Geothermal!V121","v":0.8},{"$f":"Geothermal!W121","v":0.8},{"$f":"Geothermal!X121","v":0.8},{"$f":"Geothermal!Y121","v":0.8},{"$f":"Geothermal!Z121","v":0.8},{"$f":"Geothermal!AA121","v":0.8},{"$f":"Geothermal!AB121","v":0.8},{"$f":"Geothermal!AC121","v":0.8},{"$f":"Geothermal!AD121","v":0.8},{"$f":"Geothermal!AE121","v":0.8},{"$f":"Geothermal!AF121","v":0.8},{"$f":"Geothermal!AG121","v":0.8},{"$f":"Geothermal!AH121","v":0.8},{"$f":"Geothermal!AI121","v":0.8},{"$f":"Geothermal!AJ121","v":0.8},{"$f":"Geothermal!AK121","v":0.8},{"$f":"Geothermal!AL121","v":0.8},{"$f":"Geothermal!AM121","v":0.8},{"$f":"Geothermal!AN121","v":0.8},{"$f":"Geothermal!AO121","v":0.8},{"$f":"Geothermal!AP121","v":0.8},{"$f":"Geothermal!AQ121","v":0.8},{"$f":"Geothermal!AR121","v":0.8},{"$f":"Geothermal!AS121","v":0.8},{"$f":"Geothermal!AT121","v":0.8},{"$f":"Geothermal!AU121","v":0.8},{"$f":"Geothermal!AV121","v":0.8}]
[null,null,null,null,{"$f":"Geothermal!K122","v":"NF EGS / Flash - low"},null,null,null,null,null,null,null,null,null,null,null,null,null,null,null,null,null,{"$f":"Geothermal!L122","v":0.9},{"$f":"Geothermal!M122","v":0.9},{"$f":"Geothermal!N122","v":0.9},{"$f":"Geothermal!O122","v":0.9},{"$f":"Geothermal!P122","v":0.9},{"$f":"Geothermal!Q122","v":0.9},{"$f":"Geothermal!R122","v":0.9},{"$f":"Geothermal!S122","v":0.9},{"$f":"Geothermal!T122","v":0.9},{"$f":"Geothermal!U122","v":0.9},{"$f":"Geothermal!V122","v":0.9},{"$f":"Geothermal!W122","v":0.9},{"$f":"Geothermal!X122","v":0.9},{"$f":"Geothermal!Y122","v":0.9},{"$f":"Geothermal!Z122","v":0.9},{"$f":"Geothermal!AA122","v":0.9},{"$f":"Geothermal!AB122","v":0.9},{"$f":"Geothermal!AC122","v":0.9},{"$f":"Geothermal!AD122","v":0.9},{"$f":"Geothermal!AE122","v":0.9},{"$f":"Geothermal!AF122","v":0.9},{"$f":"Geothermal!AG122","v":0.9},{"$f":"Geothermal!AH122","v":0.9},{"$f":"Geothermal!AI122","v":0.9},{"$f":"Geothermal!AJ122","v":0.9},{"$f":"Geothermal!AK122","v":0.9},{"$f":"Geothermal!AL122","v":0.9},{"$f":"Geothermal!AM122","v":0.9},{"$f":"Geothermal!AN122","v":0.9},{"$f":"Geothermal!AO122","v":0.9},{"$f":"Geothermal!AP122","v":0.9},{"$f":"Geothermal!AQ122","v":0.9},{"$f":"Geothermal!AR122","v":0.9},{"$f":"Geothermal!AS122","v":0.9},{"$f":"Geothermal!AT122","v":0.9},{"$f":"Geothermal!AU122","v":0.9},{"$f":"Geothermal!AV122","v":0.9}]
[null,null,null,null,{"$f":"Geothermal!K123","v":"NF EGS / Flash - mid"},{"$f":"Geothermal!#REF!","v":{"$error":"#REF!"}},{"$f":"Geothermal!#REF!","v":{"$error":"#REF!"}},{"$f":"Geothermal!#REF!","v":{"$error":"#REF!"}},{"$f":"Geothermal!#REF!","v":{"$error":"#REF!"}},{"$f":"Geothermal!#REF!","v":{"$error":"#REF!"}},{"$f":"Geothermal!#REF!","v":{"$error":"#REF!"}},{"$f":"Geothermal!#REF!","v":{"$error":"#REF!"}},{"$f":"Geothermal!#REF!","v":{"$error":"#REF!"}},{"$f":"Geothermal!#REF!","v":{"$error":"#REF!"}},{"$f":"Geothermal!#REF!","v":{"$error":"#REF!"}},{"$f":"Geothermal!#REF!","v":{"$error":"#REF!"}},{"$f":"Geothermal!#REF!","v":{"$error":"#REF!"}},{"$f":"Geothermal!#REF!","v":{"$error":"#REF!"}},null,null,null,{"$f":"Geothermal!L16","v":0.9},{"$f":"Geothermal!L123","v":0.9},{"$f":"Geothermal!M123","v":0.9},{"$f":"Geothermal!N123","v":0.9},{"$f":"Geothermal!O123","v":0.9},{"$f":"Geothermal!P123","v":0.9},{"$f":"Geothermal!Q123","v":0.9},{"$f":"Geothermal!R123","v":0.9},{"$f":"Geothermal!S123","v":0.9},{"$f":"Geothermal!T123","v":0.9},{"$f":"Geothermal!U123","v":0.9},{"$f":"Geothermal!V123","v":0.9},{"$f":"Geothermal!W123","v":0.9},{"$f":"Geothermal!X123","v":0.9},{"$f":"Geothermal!Y123","v":0.9},{"$f":"Geothermal!Z123","v":0.9},{"$f":"Geothermal!AA123","v":0.9},{"$f":"Geothermal!AB123","v":0.9},{"$f":"Geothermal!AC123","v":0.9},{"$f":"Geothermal!AD123","v":0.9},{"$f":"Geothermal!AE123","v":0.9},{"$f":"Geothermal!AF123","v":0.9},{"$f":"Geothermal!AG123","v":0.9},{"$f":"Geothermal!AH123","v":0.9},{"$f":"Geothermal!AI123","v":0.9},{"$f":"Geothermal!AJ123","v":0.9},{"$f":"Geothermal!AK123","v":0.9},{"$f":"Geothermal!AL123","v":0.9},{"$f":"Geothermal!AM123","v":0.9},{"$f":"Geothermal!AN123","v":0.9},{"$f":"Geothermal!AO123","v":0.9},{"$f":"Geothermal!AP123","v":0.9},{"$f":"Geothermal!AQ123","v":0.9},{"$f":"Geothermal!AR123","v":0.9},{"$f":"Geothermal!AS123","v":0.9},{"$f":"Geothermal!AT123","v":0.9},{"$f":"Geothermal!AU123","v":0.9},{"$f":"Geothermal!AV123","v":0.9}]
[null,null,null,null,{"$f":"Geothermal!K124","v":"NF EGS / Flash - high"},null,null,null,null,null,null,null,null,null,null,null,null,null,null,null,null,null,{"$f":"Geothermal!L124","v":0.9},{"$f":"Geothermal!M124","v":0.9},{"$f":"Geothermal!N124","v":0.9},{"$f":"Geothermal!O124","v":0.9},{"$f":"Geothermal!P124","v":0.9},{"$f":"Geothermal!Q124","v":0.9},{"$f":"Geothermal!R124","v":0.9},{"$f":"Geothermal!S124","v":0.9},{"$f":"Geothermal!T124","v":0.9},{"$f":"Geothermal!U124","v":0.9},{"$f":"Geothermal!V124","v":0.9},{"$f":"Geothermal!W124","v":0.9},{"$f":"Geothermal!X124","v":0.9},{"$f":"Geothermal!Y124","v":0.9},{"$f":"Geothermal!Z124","v":0.9},{"$f":"Geothermal!AA124","v":0.9},{"$f":"Geothermal!AB124","v":0.9},{"$f":"Geothermal!AC124","v":0.9},{"$f":"Geothermal!AD124","v":0.9},{"$f":"Geothermal!AE124","v":0.9},{"$f":"Geothermal!AF124","v":0.9},{"$f":"Geothermal!AG124","v":0.9},{"$f":"Geothermal!AH124","v":0.9},{"$f":"Geothermal!AI124","v":0.9},{"$f":"Geothermal!AJ124","v":0.9},{"$f":"Geothermal!AK124","v":0.9},{"$f":"Geothermal!AL124","v":0.9},{"$f":"Geothermal!AM124","v":0.9},{"$f":"Geothermal!AN124","v":0.9},{"$f":"Geothermal!AO124","v":0.9},{"$f":"Geothermal!AP124","v":0.9},{"$f":"Geothermal!AQ124","v":0.9},{"$f":"Geothermal!AR124","v":0.9},{"$f":"Geothermal!AS124","v":0.9},{"$f":"Geothermal!AT124","v":0.9},{"$f":"Geothermal!AU124","v":0.9},{"$f":"Geothermal!AV124","v":0.9}]
[null,null,null,null,{"$f":"Geothermal!K125","v":"NF EGS / Binary - low"},null,null,null,null,null,null,null,null,null,null,null,null,null,null,null,null,null,{"$f":"Geothermal!L125","v":0.8},{"$f":"Geothermal!M125","v":0.8},{"$f":"Geothermal!N125","v":0.8},{"$f":"Geothermal!O125","v":0.8},{"$f":"Geothermal!P125","v":0.8},{"$f":"Geothermal!Q125","v":0.8},{"$f":"Geothermal!R125","v":0.8},{"$f":"Geothermal!S125","v":0.8},{"$f":"Geothermal!T125","v":0.8},{"$f":"Geothermal!U125","v":0.8},{"$f":"Geothermal!V125","v":0.8},{"$f":"Geothermal!W125","v":0.8},{"$f":"Geothermal!X125","v":0.8},{"$f":"Geothermal!Y125","v":0.8},{"$f":"Geothermal!Z125","v":0.8},{"$f":"Geothermal!AA125","v":0.8},{"$f":"Geothermal!AB125","v":0.8},{"$f":"Geothermal!AC125","v":0.8},{"$f":"Geothermal!AD125","v":0.8},{"$f":"Geothermal!AE125","v":0.8},{"$f":"Geothermal!AF125","v":0.8},{"$f":"Geothermal!AG125","v":0.8},{"$f":"Geothermal!AH125","v":0.8},{"$f":"Geothermal!AI125","v":0.8},{"$f":"Geothermal!AJ125","v":0.8},{"$f":"Geothermal!AK125","v":0.8},{"$f":"Geothermal!AL125","v":0.8},{"$f":"Geothermal!AM125","v":0.8},{"$f":"Geothermal!AN125","v":0.8},{"$f":"Geothermal!AO125","v":0.8},{"$f":"Geothermal!AP125","v":0.8},{"$f":"Geothermal!AQ125","v":0.8},{"$f":"Geothermal!AR125","v":0.8},{"$f":"Geothermal!AS125","v":0.8},{"$f":"Geothermal!AT125","v":0.8},{"$f":"Geothermal!AU125","v":0.8},{"$f":"Geothermal!AV125","v":0.8}]
[null,null,null,null,{"$f":"Geothermal!K126","v":"NF EGS / Binary - mid"},{"$f":"Geothermal!#REF!","v":{"$error":"#REF!"}},{"$f":"Geothermal!#REF!","v":{"$error":"#REF!"}},{"$f":"Geothermal!#REF!","v":{"$error":"#REF!"}},{"$f":"Geothermal!#REF!","v":{"$error":"#REF!"}},{"$f":"Geothermal!#REF!","v":{"$error":"#REF!"}},{"$f":"Geothermal!#REF!","v":{"$error":"#REF!"}},{"$f":"Geothermal!#REF!","v":{"$error":"#REF!"}},{"$f":"Geothermal!#REF!","v":{"$error":"#REF!"}},{"$f":"Geothermal!#REF!","v":{"$error":"#REF!"}},{"$f":"Geothermal!#REF!","v":{"$error":"#REF!"}},{"$f":"Geothermal!#REF!","v":{"$error":"#REF!"}},{"$f":"Geothermal!#REF!","v":{"$error":"#REF!"}},{"$f":"Geothermal!#REF!","v":{"$error":"#REF!"}},null,null,null,{"$f":"Geothermal!L17","v":0.8},{"$f":"Geothermal!L126","v":0.8},{"$f":"Geothermal!M126","v":0.8},{"$f":"Geothermal!N126","v":0.8},{"$f":"Geothermal!O126","v":0.8},{"$f":"Geothermal!P126","v":0.8},{"$f":"Geothermal!Q126","v":0.8},{"$f":"Geothermal!R126","v":0.8},{"$f":"Geothermal!S126","v":0.8},{"$f":"Geothermal!T126","v":0.8},{"$f":"Geothermal!U126","v":0.8},{"$f":"Geothermal!V126","v":0.8},{"$f":"Geothermal!W126","v":0.8},{"$f":"Geothermal!X126","v":0.8},{"$f":"Geothermal!Y126","v":0.8},{"$f":"Geothermal!Z126","v":0.8},{"$f":"Geothermal!AA126","v":0.8},{"$f":"Geothermal!AB126","v":0.8},{"$f":"Geothermal!AC126","v":0.8},{"$f":"Geothermal!AD126","v":0.8},{"$f":"Geothermal!AE126","v":0.8},{"$f":"Geothermal!AF126","v":0.8},{"$f":"Geothermal!AG126","v":0.8},{"$f":"Geothermal!AH126","v":0.8},{"$f":"Geothermal!AI126","v":0.8},{"$f":"Geothermal!AJ126","v":0.8},{"$f":"Geothermal!AK126","v":0.8},{"$f":"Geothermal!AL126","v":0.8},{"$f":"Geothermal!AM126","v":0.8},{"$f":"Geothermal!AN126","v":0.8},{"$f":"Geothermal!AO126","v":0.8},{"$f":"Geothermal!AP126","v":0.8},{"$f":"Geothermal!AQ126","v":0.8},{"$f":"Geothermal!AR126","v":0.8},{"$f":"Geothermal!AS126","v":0.8},{"$f":"Geothermal!AT126","v":0.8},{"$f":"Geothermal!AU126","v":0.8},{"$f":"Geothermal!AV126","v":0.8}]
[null,null,null,null,{"$f":"Geothermal!K127","v":"NF EGS / Binary - high"},null,null,null,null,null,null,null,null,null,null,null,null,null,null,null,null,null,{"$f":"Geothermal!L127","v":0.8},{"$f":"Geothermal!M127","v":0.8},{"$f":"Geothermal!N127","v":0.8},{"$f":"Geothermal!O127","v":0.8},{"$f":"Geothermal!P127","v":0.8},{"$f":"Geothermal!Q127","v":0.8},{"$f":"Geothermal!R127","v":0.8},{"$f":"Geothermal!S127","v":0.8},{"$f":"Geothermal!T127","v":0.8},{"$f":"Geothermal!U127","v":0.8},{"$f":"Geothermal!V127","v":0.8},{"$f":"Geothermal!W127","v":0.8},{"$f":"Geothermal!X127","v":0.8},{"$f":"Geothermal!Y127","v":0.8},{"$f":"Geothermal!Z127","v":0.8},{"$f":"Geothermal!AA127","v":0.8},{"$f":"Geothermal!AB127","v":0.8},{"$f":"Geothermal!AC127","v":0.8},{"$f":"Geothermal!AD127","v":0.8},{"$f":"Geothermal!AE127","v":0.8},{"$f":"Geothermal!AF127","v":0.8},{"$f":"Geothermal!AG127","v":0.8},{"$f":"Geothermal!AH127","v":0.8},{"$f":"Geothermal!AI127","v":0.8},{"$f":"Geothermal!AJ127","v":0.8},{"$f":"Geothermal!AK127","v":0.8},{"$f":"Geothermal!AL127","v":0.8},{"$f":"Geothermal!AM127","v":0.8},{"$f":"Geothermal!AN127","v":0.8},{"$f":"Geothermal!AO127","v":0.8},{"$f":"Geothermal!AP127","v":0.8},{"$f":"Geothermal!AQ127","v":0.8},{"$f":"Geothermal!AR127","v":0.8},{"$f":"Geothermal!AS127","v":0.8},{"$f":"Geothermal!AT127","v":0.8},{"$f":"Geothermal!AU127","v":0.8},{"$f":"Geothermal!AV127","v":0.8}]
[null,null,null,null,{"$f":"Geothermal!K128","v":"Deep EGS / Flash - low"},null,null,null,null,null,null,null,null,null,null,null,null,null,null,null,null,null,{"$f":"Geothermal!L128","v":0.9},{"$f":"Geothermal!M128","v":0.9},{"$f":"Geothermal!N128","v":0.9},{"$f":"Geothermal!O128","v":0.9},{"$f":"Geothermal!P128","v":0.9},{"$f":"Geothermal!Q128","v":0.9},{"$f":"Geothermal!R128","v":0.9},{"$f":"Geothermal!S128","v":0.9},{"$f":"Geothermal!T128","v":0.9},{"$f":"Geothermal!U128","v":0.9},{"$f":"Geothermal!V128","v":0.9},{"$f":"Geothermal!W128","v":0.9},{"$f":"Geothermal!X128","v":0.9},{"$f":"Geothermal!Y128","v":0.9},{"$f":"Geothermal!Z128","v":0.9},{"$f":"Geothermal!AA128","v":0.9},{"$f":"Geothermal!AB128","v":0.9},{"$f":"Geothermal!AC128","v":0.9},{"$f":"Geothermal!AD128","v":0.9},{"$f":"Geothermal!AE128","v":0.9},{"$f":"Geothermal!AF128","v":0.9},{"$f":"Geothermal!AG128","v":0.9},{"$f":"Geothermal!AH128","v":0.9},{"$f":"Geothermal!AI128","v":0.9},{"$f":"Geothermal!AJ128","v":0.9},{"$f":"Geothermal!AK128","v":0.9},{"$f":"Geothermal!AL128","v":0.9},{"$f":"Geothermal!AM128","v":0.9},{"$f":"Geothermal!AN128","v":0.9},{"$f":"Geothermal!AO128","v":0.9},{"$f":"Geothermal!AP128","v":0.9},{"$f":"Geothermal!AQ128","v":0.9},{"$f":"Geothermal!AR128","v":0.9},{"$f":"Geothermal!AS128","v":0.9},{"$f":"Geothermal!AT128","v":0.9},{"$f":"Geothermal!AU128","v":0.9},{"$f":"Geothermal!AV128","v":0.9}]
[null,null,null,null,{"$f":"Geothermal!K129","v":"Deep EGS / Flash - mid"},{"$f":"Geothermal!#REF!","v":{"$error":"#REF!"}},{"$f":"Geothermal!#REF!","v":{"$error":"#REF!"}},{"$f":"Geothermal!#REF!","v":{"$error":"#REF!"}},{"$f":"Geothermal!#REF!","v":{"$error":"#REF!"}},{"$f":"Geothermal!#REF!","v":{"$error":"#REF!"}},{"$f":"Geothermal!#REF!","v":{"$error":"#REF!"}},{"$f":"Geothermal!#REF!","v":{"$error":"#REF!"}},{"$f":"Geothermal!#REF!","v":{"$error":"#REF!"}},{"$f":"Geothermal!#REF!","v":{"$error":"#REF!"}},{"$f":"Geothermal!#REF!","v":{"$error":"#REF!"}},{"$f":"Geothermal!#REF!","v":{"$error":"#REF!"}},{"$f":"Geothermal!#REF!","v":{"$error":"#REF!"}},{"$f":"Geothermal!#REF!","v":{"$error":"#REF!"}},null,null,null,{"$f":"Geothermal!L18","v":0.9},{"$f":"Geothermal!L129","v":0.9},{"$f":"Geothermal!M129","v":0.9},{"$f":"Geothermal!N129","v":0.9},{"$f":"Geothermal!O129","v":0.9},{"$f":"Geothermal!P129","v":0.9},{"$f":"Geothermal!Q129","v":0.9},{"$f":"Geothermal!R129","v":0.9},{"$f":"Geothermal!S129","v":0.9},{"$f":"Geothermal!T129","v":0.9},{"$f":"Geothermal!U129","v":0.9},{"$f":"Geothermal!V129","v":0.9},{"$f":"Geothermal!W129","v":0.9},{"$f":"Geothermal!X129","v":0.9},{"$f":"Geothermal!Y129","v":0.9},{"$f":"Geothermal!Z129","v":0.9},{"$f":"Geothermal!AA129","v":0.9},{"$f":"Geothermal!AB129","v":0.9},{"$f":"Geothermal!AC129","v":0.9},{"$f":"Geothermal!AD129","v":0.9},{"$f":"Geothermal!AE129","v":0.9},{"$f":"Geothermal!AF129","v":0.9},{"$f":"Geothermal!AG129","v":0.9},{"$f":"Geothermal!AH129","v":0.9},{"$f":"Geothermal!AI129","v":0.9},{"$f":"Geothermal!AJ129","v":0.9},{"$f":"Geothermal!AK129","v":0.9},{"$f":"Geothermal!AL129","v":0.9},{"$f":"Geothermal!AM129","v":0.9},{"$f":"Geothermal!AN129","v":0.9},{"$f":"Geothermal!AO129","v":0.9},{"$f":"Geothermal!AP129","v":0.9},{"$f":"Geothermal!AQ129","v":0.9},{"$f":"Geothermal!AR129","v":0.9},{"$f":"Geothermal!AS129","v":0.9},{"$f":"Geothermal!AT129","v":0.9},{"$f":"Geothermal!AU129","v":0.9},{"$f":"Geothermal!AV129","v":0.9}]
[null,null,null,null,{"$f":"Geothermal!K130","v":"Deep EGS / Flash - high"},null,null,null,null,null,null,null,null,null,null,null,null,null,null,null,null,null,{"$f":"Geothermal!L130","v":0.9},{"$f":"Geothermal!M130","v":0.9},{"$f":"Geothermal!N130","v":0.9},{"$f":"Geothermal!O130","v":0.9},{"$f":"Geothermal!P130","v":0.9},{"$f":"Geothermal!Q130","v":0.9},{"$f":"Geothermal!R130","v":0.9},{"$f":"Geothermal!S130","v":0.9},{"$f":"Geothermal!T130","v":0.9},{"$f":"Geothermal!U130","v":0.9},{"$f":"Geothermal!V130","v":0.9},{"$f":"Geothermal!W130","v":0.9},{"$f":"Geothermal!X130","v":0.9},{"$f":"Geothermal!Y130","v":0.9},{"$f":"Geothermal!Z130","v":0.9},{"$f":"Geothermal!AA130","v":0.9},{"$f":"Geothermal!AB130","v":0.9},{"$f":"Geothermal!AC130","v":0.9},{"$f":"Geothermal!AD130","v":0.9},{"$f":"Geothermal!AE130","v":0.9},{"$f":"Geothermal!AF130","v":0.9},{"$f":"Geothermal!AG130","v":0.9},{"$f":"Geothermal!AH130","v":0.9},{"$f":"Geothermal!AI130","v":0.9},{"$f":"Geothermal!AJ130","v":0.9},{"$f":"Geothermal!AK130","v":0.9},{"$f":"Geothermal!AL130","v":0.9},{"$f":"Geothermal!AM130","v":0.9},{"$f":"Geothermal!AN130","v":0.9},{"$f":"Geothermal!AO130","v":0.9},{"$f":"Geothermal!AP130","v":0.9},{"$f":"Geothermal!AQ130","v":0.9},{"$f":"Geothermal!AR130","v":0.9},{"$f":"Geothermal!AS130","v":0.9},{"$f":"Geothermal!AT130","v":0.9},{"$f":"Geothermal!AU130","v":0.9},{"$f":"Geothermal!AV130","v":0.9}]
[null,null,null,null,{"$f":"Geothermal!K131","v":"Deep EGS / Binary - low"},null,null,null,null,null,null,null,null,null,null,null,null,null,null,null,null,null,{"$f":"Geothermal!L131","v":0.8},{"$f":"Geothermal!M131","v":0.8},{"$f":"Geothermal!N131","v":0.8},{"$f":"Geothermal!O131","v":0.8},{"$f":"Geothermal!P131","v":0.8},{"$f":"Geothermal!Q131","v":0.8},{"$f":"Geothermal!R131","v":0.8},{"$f":"Geothermal!S131","v":0.8},{"$f":"Geothermal!T131","v":0.8},{"$f":"Geothermal!U131","v":0.8},{"$f":"Geothermal!V131","v":0.8},{"$f":"Geothermal!W131","v":0.8},{"$f":"Geothermal!X131","v":0.8},{"$f":"Geothermal!Y131","v":0.8},{"$f":"Geothermal!Z131","v":0.8},{"$f":"Geothermal!AA131","v":0.8},{"$f":"Geothermal!AB131","v":0.8},{"$f":"Geothermal!AC131","v":0.8},{"$f":"Geothermal!AD131","v":0.8},{"$f":"Geothermal!AE131","v":0.8},{"$f":"Geothermal!AF131","v":0.8},{"$f":"Geothermal!AG131","v":0.8},{"$f":"Geothermal!AH131","v":0.8},{"$f":"Geothermal!AI131","v":0.8},{"$f":"Geothermal!AJ131","v":0.8},{"$f":"Geothermal!AK131","v":0.8},{"$f":"Geothermal!AL131","v":0.8},{"$f":"Geothermal!AM131","v":0.8},{"$f":"Geothermal!AN131","v":0.8},{"$f":"Geothermal!AO131","v":0.8},{"$f":"Geothermal!AP131","v":0.8},{"$f":"Geothermal!AQ131","v":0.8},{"$f":"Geothermal!AR131","v":0.8},{"$f":"Geothermal!AS131","v":0.8},{"$f":"Geothermal!AT131","v":0.8},{"$f":"Geothermal!AU131","v":0.8},{"$f":"Geothermal!AV131","v":0.8}]
[null,null,null,null,{"$f":"Geothermal!K132","v":"Deep EGS / Binary - mid"},{"$f":"Geothermal!#REF!","v":{"$error":"#REF!"}},{"$f":"Geothermal!#REF!","v":{"$error":"#REF!"}},{"$f":"Geothermal!#REF!","v":{"$error":"#REF!"}},{"$f":"Geothermal!#REF!","v":{"$error":"#REF!"}},{"$f":"Geothermal!#REF!","v":{"$error":"#REF!"}},{"$f":"Geothermal!#REF!","v":{"$error":"#REF!"}},{"$f":"Geothermal!#REF!","v":{"$error":"#REF!"}},{"$f":"Geothermal!#REF!","v":{"$error":"#REF!"}},{"$f":"Geothermal!#REF!","v":{"$error":"#REF!"}},{"$f":"Geothermal!#REF!","v":{"$error":"#REF!"}},{"$f":"Geothermal!#REF!","v":{"$error":"#REF!"}},{"$f":"Geothermal!#REF!","v":{"$error":"#REF!"}},{"$f":"Geothermal!#REF!","v":{"$error":"#REF!"}},null,null,null,{"$f":"Geothermal!L19","v":0.8},{"$f":"Geothermal!L132","v":0.8},{"$f":"Geothermal!M132","v":0.8},{"$f":"Geothermal!N132","v":0.8},{"$f":"Geothermal!O132","v":0.8},{"$f":"Geothermal!P132","v":0.8},{"$f":"Geothermal!Q132","v":0.8},{"$f":"Geothermal!R132","v":0.8},{"$f":"Geothermal!S132","v":0.8},{"$f":"Geothermal!T132","v":0.8},{"$f":"Geothermal!U132","v":0.8},{"$f":"Geothermal!V132","v":0.8},{"$f":"Geothermal!W132","v":0.8},{"$f":"Geothermal!X132","v":0.8},{"$f":"Geothermal!Y132","v":0.8},{"$f":"Geothermal!Z132","v":0.8},{"$f":"Geothermal!AA132","v":0.8},{"$f":"Geothermal!AB132","v":0.8},{"$f":"Geothermal!AC132","v":0.8},{"$f":"Geothermal!AD132","v":0.8},{"$f":"Geothermal!AE132","v":0.8},{"$f":"Geothermal!AF132","v":0.8},{"$f":"Geothermal!AG132","v":0.8},{"$f":"Geothermal!AH132","v":0.8},{"$f":"Geothermal!AI132","v":0.8},{"$f":"Geothermal!AJ132","v":0.8},{"$f":"Geothermal!AK132","v":0.8},{"$f":"Geothermal!AL132","v":0.8},{"$f":"Geothermal!AM132","v":0.8},{"$f":"Geothermal!AN132","v":0.8},{"$f":"Geothermal!AO132","v":0.8},{"$f":"Geothermal!AP132","v":0.8},{"$f":"Geothermal!AQ132","v":0.8},{"$f":"Geothermal!AR132","v":0.8},{"$f":"Geothermal!AS132","v":0.8},{"$f":"Geothermal!AT132","v":0.8},{"$f":"Geothermal!AU132","v":0.8},{"$f":"Geothermal!AV132","v":0.8}]
[null,null,null,null,{"$f":"Geothermal!K133","v":"Deep EGS / Binary - high"},null,null,null,null,null,null,null,null,null,null,null,null,null,null,null,null,null,{"$f":"Geothermal!L133","v":0.8},{"$f":"Geothermal!M133","v":0.8},{"$f":"Geothermal!N133","v":0.8},{"$f":"Geothermal!O133","v":0.8},{"$f":"Geothermal!P133","v":0.8},{"$f":"Geothermal!Q133","v":0.8},{"$f":"Geothermal!R133","v":0.8},{"$f":"Geothermal!S133","v":0.8},{"$f":"Geothermal!T133","v":0.8},{"$f":"Geothermal!U133","v":0.8},{"$f":"Geothermal!V133","v":0.8},{"$f":"Geothermal!W133","v":0.8},{"$f":"Geothermal!X133","v":0.8},{"$f":"Geothermal!Y133","v":0.8},{"$f":"Geothermal!Z133","v":0.8},{"$f":"Geothermal!AA133","v":0.8},{"$f":"Geothermal!AB133","v":0.8},{"$f":"Geothermal!AC133","v":0.8},{"$f":"Geothermal!AD133","v":0.8},{"$f":"Geothermal!AE133","v":0.8},{"$f":"Geothermal!AF133","v":0.8},{"$f":"Geothermal!AG133","v":0.8},{"$f":"Geothermal!AH133","v":0.8},{"$f":"Geothermal!AI133","v":0.8},{"$f":"Geothermal!AJ133","v":0.8},{"$f":"Geothermal!AK133","v":0.8},{"$f":"Geothermal!AL133","v":0.8},{"$f":"Geothermal!AM133","v":0.8},{"$f":"Geothermal!AN133","v":0.8},{"$f":"Geothermal!AO133","v":0.8},{"$f":"Geothermal!AP133","v":0.8},{"$f":"Geothermal!AQ133","v":0.8},{"$f":"Geothermal!AR133","v":0.8},{"$f":"Geothermal!AS133","v":0.8},{"$f":"Geothermal!AT133","v":0.8},{"$f":"Geothermal!AU133","v":0.8},{"$f":"Geothermal!AV133","v":0.8}]
[]
[null,null,null,null,null,{"$f":"F4","v":2000},2001,2002,2003,2004,2005,2006,2007,2008,2009,2010,2011,2012,2010,2011,2012,{"$f":"V4","v":2013},2014,2015,2016,2017,2018,2019,2020,2021,2022,2023,2024,2025,2026,2027,2028,2029,2030,2031,2032,2033,2034,2035,2036,2037,2038,2039,2040,2041,2042,2043,2044,2045,2046,2047,2048,2049,2050]
[null,"Geothermal",null,"Fixed Operation and Maintenance Expenses ($/kW",{"$f":"Geothermal!K211","v":"Hydro / Flash - low"},null,null,null,null,null,null,null,null,null,null,null,null,null,null,null,null,null,{"$f":"Geothermal!L211","v":114.61},{"$f":"Geothermal!M211","v":114.61},{"$f":"Geothermal!N211","v":114.61},{"$f":"Geothermal!O211","v":114.61},{"$f":"Geothermal!P211","v":114.61},{"$f":"Geothermal!Q211","v":114.61},{"$f":"Geothermal!R211","v":114.61},{"$f":"Geothermal!S211","v":114.61},{"$f":"Geothermal!T211","v":114.61},{"$f":"Geothermal!U211","v":114.61},{"$f":"Geothermal!V211","v":114.61},{"$f":"Geothermal!W211","v":114.61},{"$f":"Geothermal!X211","v":114.61},{"$f":"Geothermal!Y211","v":114.61},{"$f":"Geothermal!Z211","v":114.61},{"$f":"Geothermal!AA211","v":114.61},{"$f":"Geothermal!AB211","v":114.61},{"$f":"Geothermal!AC211","v":114.61},{"$f":"Geothermal!AD211","v":114.61},{"$f":"Geothermal!AE211","v":114.61},{"$f":"Geothermal!AF211","v":114.61},{"$f":"Geothermal!AG211","v":114.61},{"$f":"Geothermal!AH211","v":114.61},{"$f":"Geothermal!AI211","v":114.61},{"$f":"Geothermal!AJ211","v":114.61},{"$f":"Geothermal!AK211","v":114.61},{"$f":"Geothermal!AL211","v":114.61},{"$f":"Geothermal!AM211","v":114.61},{"$f":"Geothermal!AN211","v":114.61},{"$f":"Geothermal!AO211","v":114.61},{"$f":"Geothermal!AP211","v":114.61},{"$f":"Geothermal!AQ211","v":114.61},{"$f":"Geothermal!AR211","v":114.61},{"$f":"Geothermal!AS211","v":114.61},{"$f":"Geothermal!AT211","v":114.61},{"$f":"Geothermal!AU211","v":114.61},{"$f":"Geothermal!AV211","v":114.61}]
[null,null,null,null,{"$f":"Geothermal!K212","v":"Hydro / Flash - mid"},{"$f":"Geothermal!#REF!","v":{"$error":"#REF!"}},{"$f":"Geothermal!#REF!","v":{"$error":"#REF!"}},{"$f":"Geothermal!#REF!","v":{"$error":"#REF!"}},{"$f":"Geothermal!#REF!","v":{"$error":"#REF!"}},{"$f":"Geothermal!#REF!","v":{"$error":"#REF!"}},{"$f":"Geothermal!#REF!","v":{"$error":"#REF!"}},{"$f":"Geothermal!#REF!","v":{"$error":"#REF!"}},{"$f":"Geothermal!#REF!","v":{"$error":"#REF!"}},{"$f":"Geothermal!#REF!","v":{"$error":"#REF!"}},{"$f":"Geothermal!#REF!","v":{"$error":"#REF!"}},{"$f":"Geothermal!#REF!","v":{"$error":"#REF!"}},{"$f":"Geothermal!#REF!","v":{"$error":"#REF!"}},{"$f":"Geothermal!#REF!","v":{"$error":"#REF!"}},null,null,null,{"$f":"Geothermal!$L$49","v":114.61},{"$f":"Geothermal!L212","v":114.61},{"$f":"Geothermal!M212","v":114.61},{"$f":"Geothermal!N212","v":114.61},{"$f":"Geothermal!O212","v":114.61},{"$f":"Geothermal!P212","v":114.61},{"$f":"Geothermal!Q212","v":114.61},{"$f":"Geothermal!R212","v":114.61},{"$f":"Geothermal!S212","v":114.61},{"$f":"Geothermal!T212","v":114.61},{"$f":"Geothermal!U212","v":114.61},{"$f":"Geothermal!V212","v":114.61},{"$f":"Geothermal!W212","v":114.61},{"$f":"Geothermal!X212","v":114.61},{"$f":"Geothermal!Y212","v":114.61},{"$f":"Geothermal!Z212","v":114.61},{"$f":"Geothermal!AA212","v":114.61},{"$f":"Geothermal!AB212","v":114.61},{"$f":"Geothermal!AC212","v":114.61},{"$f":"Geothermal!AD212","v":114.61},{"$f":"Geothermal!AE212","v":114.61},{"$f":"Geothermal!AF212","v":114.61},{"$f":"Geothermal!AG212","v":114.61},{"$f":"Geothermal!AH212","v":114.61},{"$f":"Geothermal!AI212","v":114.61},{"$f":"Geothermal!AJ212","v":114.61},{"$f":"Geothermal!AK212","v":114.61},{"$f":"Geothermal!AL212","v":114.61},{"$f":"Geothermal!AM212","v":114.61},{"$f":"Geothermal!AN212","v":114.61},{"$f":"Geothermal!AO212","v":114.61},{"$f":"Geothermal!AP212","v":114.61},{"$f":"Geothermal!AQ212","v":114.61},{"$f":"Geothermal!AR212","v":114.61},{"$f":"Geothermal!AS212","v":114.61},{"$f":"Geothermal!AT212","v":114.61},{"$f":"Geothermal!AU212","v":114.61},{"$f":"Geothermal!AV212","v":114.61}]
[null,null,null,null,{"$f":"Geothermal!K213","v":"Hydro / Flash - high"},null,null,null,null,null,null,null,null,null,null,null,null,null,null,null,null,null,{"$f":"Geothermal!L213","v":114.61},{"$f":"Geothermal!M213","v":114.61},{"$f":"Geothermal!N213","v":114.61},{"$f":"Geothermal!O213","v":114.61},{"$f":"Geothermal!P213","v":114.61},{"$f":"Geothermal!Q213","v":114.61},{"$f":"Geothermal!R213","v":114.61},{"$f":"Geothermal!S213","v":114.61},{"$f":"Geothermal!T213","v":114.61},{"$f":"Geothermal!U213","v":114.61},{"$f":"Geothermal!V213","v":114.61},{"$f":"Geothermal!W213","v":114.61},{"$f":"Geothermal!X213","v":114.61},{"$f":"Geothermal!Y213","v":114.61},{"$f":"Geothermal!Z213","v":114.61},{"$f":"Geothermal!AA213","v":114.61},{"$f":"Geothermal!AB213","v":114.61},{"$f":"Geothermal!AC213","v":114.61},{"$f":"Geothermal!AD213","v":114.61},{"$f":"Geothermal!AE213","v":114.61},{"$f":"Geothermal!AF213","v":114.61},{"$f":"Geothermal!AG213","v":114.61},{"$f":"Geothermal!AH213","v":114.61},{"$f":"Geothermal!AI213","v":114.61},{"$f":"Geothermal!AJ213","v":114.61},{"$f":"Geothermal!AK213","v":114.61},{"$f":"Geothermal!AL213","v":114.61},{"$f":"Geothermal!AM213","v":114.61},{"$f":"Geothermal!AN213","v":114.61},{"$f":"Geothermal!AO213","v":114.61},{"$f":"Geothermal!AP213","v":114.61},{"$f":"Geothermal!AQ213","v":114.61},{"$f":"Geothermal!AR213","v":114.61},{"$f":"Geothermal!AS213","v":114.61},{"$f":"Geothermal!AT213","v":114.61},{"$f":"Geothermal!AU213","v":114.61},{"$f":"Geothermal!AV213","v":114.61}]
[null,null,null,null,{"$f":"Geothermal!K214","v":"Hydro / Binary - low"},null,null,null,null,null,null,null,null,null,null,null,null,null,null,null,null,null,{"$f":"Geothermal!L214","v":114.61},{"$f":"Geothermal!M214","v":114.61},{"$f":"Geothermal!N214","v":114.61},{"$f":"Geothermal!O214","v":114.61},{"$f":"Geothermal!P214","v":114.61},{"$f":"Geothermal!Q214","v":114.61},{"$f":"Geothermal!R214","v":114.61},{"$f":"Geothermal!S214","v":114.61},{"$f":"Geothermal!T214","v":114.61},{"$f":"Geothermal!U214","v":114.61},{"$f":"Geothermal!V214","v":114.61},{"$f":"Geothermal!W214","v":114.61},{"$f":"Geothermal!X214","v":114.61},{"$f":"Geothermal!Y214","v":114.61},{"$f":"Geothermal!Z214","v":114.61},{"$f":"Geothermal!AA214","v":114.61},{"$f":"Geothermal!AB214","v":114.61},{"$f":"Geothermal!AC214","v":114.61},{"$f":"Geothermal!AD214","v":114.61},{"$f":"Geothermal!AE214","v":114.61},{"$f":"Geothermal!AF214","v":114.61},{"$f":"Geothermal!AG214","v":114.61},{"$f":"Geothermal!AH214","v":114.61},{"$f":"Geothermal!AI214","v":114.61},{"$f":"Geothermal!AJ214","v":114.61},{"$f":"Geothermal!AK214","v":114.61},{"$f":"Geothermal!AL214","v":114.61},{"$f":"Geothermal!AM214","v":114.61},{"$f":"Geothermal!AN214","v":114.61},{"$f":"Geothermal!AO214","v":114.61},{"$f":"Geothermal!AP214","v":114.61},{"$f":"Geothermal!AQ214","v":114.61},{"$f":"Geothermal!AR214","v":114.61},{"$f":"Geothermal!AS214","v":114.61},{"$f":"Geothermal!AT214","v":114.61},{"$f":"Geothermal!AU214","v":114.61},{"$f":"Geothermal!AV214","v":114.61}]
[null,null,null,null,{"$f":"Geothermal!K215","v":"Hydro / Binary - mid"},{"$f":"Geothermal!#REF!","v":{"$error":"#REF!"}},{"$f":"Geothermal!#REF!","v":{"$error":"#REF!"}},{"$f":"Geothermal!#REF!","v":{"$error":"#REF!"}},{"$f":"Geothermal!#REF!","v":{"$error":"#REF!"}},{"$f":"Geothermal!#REF!","v":{"$error":"#REF!"}},{"$f":"Geothermal!#REF!","v":{"$error":"#REF!"}},{"$f":"Geothermal!#REF!","v":{"$error":"#REF!"}},{"$f":"Geothermal!#REF!","v":{"$error":"#REF!"}},{"$f":"Geothermal!#REF!","v":{"$error":"#REF!"}},{"$f":"Geothermal!#REF!","v":{"$error":"#REF!"}},{"$f":"Geothermal!#REF!","v":{"$error":"#REF!"}},{"$f":"Geothermal!#REF!","v":{"$error":"#REF!"}},{"$f":"Geothermal!#REF!","v":{"$error":"#REF!"}},null,null,null,{"$f":"Geothermal!$L$50","v":114.61},{"$f":"Geothermal!L215","v":114.61},{"$f":"Geothermal!M215","v":114.61},{"$f":"Geothermal!N215","v":114.61},{"$f":"Geothermal!O215","v":114.61},{"$f":"Geothermal!P215","v":114.61},{"$f":"Geothermal!Q215","v":114.61},{"$f":"Geothermal!R215","v":114.61},{"$f":"Geothermal!S215","v":114.61},{"$f":"Geothermal!T215","v":114.61},{"$f":"Geothermal!U215","v":114.61},{"$f":"Geothermal!V215","v":114.61},{"$f":"Geothermal!W215","v":114.61},{"$f":"Geothermal!X215","v":114.61},{"$f":"Geothermal!Y215","v":114.61},{"$f":"Geothermal!Z215","v":114.61},{"$f":"Geothermal!AA215","v":114.61},{"$f":"Geothermal!AB215","v":114.61},{"$f":"Geothermal!AC215","v":114.61},{"$f":"Geothermal!AD215","v":114.61},{"$f":"Geothermal!AE215","v":114.61},{"$f":"Geothermal!AF215","v":114.61},{"$f":"Geothermal!AG215","v":114.61},{"$f":"Geothermal!AH215","v":114.61},{"$f":"Geothermal!AI215","v":114.61},{"$f":"Geothermal!AJ215","v":114.61},{"$f":"Geothermal!AK215","v":114.61},{"$f":"Geothermal!AL215","v":114.61},{"$f":"Geothermal!AM215","v":114.61},{"$f":"Geothermal!AN215","v":114.61},{"$f":"Geothermal!AO215","v":114.61},{"$f":"Geothermal!AP215","v":114.61},{"$f":"Geothermal!AQ215","v":114.61},{"$f":"Geothermal!AR215","v":114.61},{"$f":"Geothermal!AS215","v":114.61},{"$f":"Geothermal!AT215","v":114.61},{"$f":"Geothermal!AU215","v":114.61},{"$f":"Geothermal!AV215","v":114.61}]
[null,null,null,null,{"$f":"Geothermal!K216","v":"Hydro / Binary - high"},null,null,null,null,null,null,null,null,null,null,null,null,null,null,null,null,null,{"$f":"Geothermal!L216","v":114.61},{"$f":"Geothermal!M216","v":114.61},{"$f":"Geothermal!N216","v":114.61},{"$f":"Geothermal!O216","v":114.61},{"$f":"Geothermal!P216","v":114.61},{"$f":"Geothermal!Q216","v":114.61},{"$f":"Geothermal!R216","v":114.61},{"$f":"Geothermal!S216","v":114.61},{"$f":"Geothermal!T216","v":114.61},{"$f":"Geothermal!U216","v":114.61},{"$f":"Geothermal!V216","v":114.61},{"$f":"Geothermal!W216","v":114.61},{"$f":"Geothermal!X216","v":114.61},{"$f":"Geothermal!Y216","v":114.61},{"$f":"Geothermal!Z216","v":114.61},{"$f":"Geothermal!AA216","v":114.61},{"$f":"Geothermal!AB216","v":114.61},{"$f":"Geothermal!AC216","v":114.61},{"$f":"Geothermal!AD216","v":114.61},{"$f":"Geothermal!AE216","v":114.61},{"$f":"Geothermal!AF216","v":114.61},{"$f":"Geothermal!AG216","v":114.61},{"$f":"Geothermal!AH216","v":114.61},{"$f":"Geothermal!AI216","v":114.61},{"$f":"Geothermal!AJ216","v":114.61},{"$f":"Geothermal!AK216","v":114.61},{"$f":"Geothermal!AL216","v":114.61},{"$f":"Geothermal!AM216","v":114.61},{"$f":"Geothermal!AN216","v":114.61},{"$f":"Geothermal!AO216","v":114.61},{"$f":"Geothermal!AP216","v":114.61},{"$f":"Geothermal!AQ216","v":114.61},{"$f":"Geothermal!AR216","v":114.61},{"$f":"Geothermal!AS216","v":114.61},{"$f":"Geothermal!AT216","v":114.61},{"$f":"Geothermal!AU216","v":114.61},{"$f":"Geothermal!AV216","v":114.61}]
[null,null,null,null,{"$f":"Geothermal!K217","v":"NF EGS / Flash - low"},null,null,null,null,null,null,null,null,null,null,null,null,null,null,null,null,null,{"$f":"Geothermal!L217","v":114.61},{"$f":"Geothermal!M217","v":114.61},{"$f":"Geothermal!N217","v":114.61},{"$f":"Geothermal!O217","v":114.61},{"$f":"Geothermal!P217","v":114.61},{"$f":"Geothermal!Q217","v":114.61},{"$f":"Geothermal!R217","v":114.61},{"$f":"Geothermal!S217","v":114.61},{"$f":"Geothermal!T217","v":114.61},{"$f":"Geothermal!U217","v":114.61},{"$f":"Geothermal!V217","v":114.61},{"$f":"Geothermal!W217","v":114.61},{"$f":"Geothermal!X217","v":114.61},{"$f":"Geothermal!Y217","v":114.61},{"$f":"Geothermal!Z217","v":114.61},{"$f":"Geothermal!AA217","v":114.61},{"$f":"Geothermal!AB217","v":114.61},{"$f":"Geothermal!AC217","v":114.61},{"$f":"Geothermal!AD217","v":114.61},{"$f":"Geothermal!AE217","v":114.61},{"$f":"Geothermal!AF217","v":114.61},{"$f":"Geothermal!AG217","v":114.61},{"$f":"Geothermal!AH217","v":114.61},{"$f":"Geothermal!AI217","v":114.61},{"$f":"Geothermal!AJ217","v":114.61},{"$f":"Geothermal!AK217","v":114.61},{"$f":"Geothermal!AL217","v":114.61},{"$f":"Geothermal!AM217","v":114.61},{"$f":"Geothermal!AN217","v":114.61},{"$f":"Geothermal!AO217","v":114.61},{"$f":"Geothermal!AP217","v":114.61},{"$f":"Geothermal!AQ217","v":114.61},{"$f":"Geothermal!AR217","v":114.61},{"$f":"Geothermal!AS217","v":114.61},{"$f":"Geothermal!AT217","v":114.61},{"$f":"Geothermal!AU217","v":114.61},{"$f":"Geothermal!AV217","v":114.61}]
[null,null,null,null,{"$f":"Geothermal!K218","v":"NF EGS / Flash - mid"},{"$f":"Geothermal!#REF!","v":{"$error":"#REF!"}},{"$f":"Geothermal!#REF!","v":{"$error":"#REF!"}},{"$f":"Geothermal!#REF!","v":{"$error":"#REF!"}},{"$f":"Geothermal!#REF!","v":{"$error":"#REF!"}},{"$f":"Geothermal!#REF!","v":{"$error":"#REF!"}},{"$f":"Geothermal!#REF!","v":{"$error":"#REF!"}},{"$f":"Geothermal!#REF!","v":{"$error":"#REF!"}},{"$f":"Geothermal!#REF!","v":{"$error":"#REF!"}},{"$f":"Geothermal!#REF!","v":{"$error":"#REF!"}},{"$f":"Geothermal!#REF!","v":{"$error":"#REF!"}},{"$f":"Geothermal!#REF!","v":{"$error":"#REF!"}},{"$f":"Geothermal!#REF!","v":{"$error":"#REF!"}},{"$f":"Geothermal!#REF!","v":{"$error":"#REF!"}},null,null,null,{"$f":"Geothermal!$L$51","v":114.61},{"$f":"Geothermal!L218","v":114.61},{"$f":"Geothermal!M218","v":114.61},{"$f":"Geothermal!N218","v":114.61},{"$f":"Geothermal!O218","v":114.61},{"$f":"Geothermal!P218","v":114.61},{"$f":"Geothermal!Q218","v":114.61},{"$f":"Geothermal!R218","v":114.61},{"$f":"Geothermal!S218","v":114.61},{"$f":"Geothermal!T218","v":114.61},{"$f":"Geothermal!U218","v":114.61},{"$f":"Geothermal!V218","v":114.61},{"$f":"Geothermal!W218","v":114.61},{"$f":"Geothermal!X218","v":114.61},{"$f":"Geothermal!Y218","v":114.61},{"$f":"Geothermal!Z218","v":114.61},{"$f":"Geothermal!AA218","v":114.61},{"$f":"Geothermal!AB218","v":114.61},{"$f":"Geothermal!AC218","v":114.61},{"$f":"Geothermal!AD218","v":114.61},{"$f":"Geothermal!AE218","v":114.61},{"$f":"Geothermal!AF218","v":114.61},{"$f":"Geothermal!AG218","v":114.61},{"$f":"Geothermal!AH218","v":114.61},{"$f":"Geothermal!AI218","v":114.61},{"$f":"Geothermal!AJ218","v":114.61},{"$f":"Geothermal!AK218","v":114.61},{"$f":"Geothermal!AL218","v":114.61},{"$f":"Geothermal!AM218","v":114.61},{"$f":"Geothermal!AN218","v":114.61},{"$f":"Geothermal!AO218","v":114.61},{"$f":"Geothermal!AP218","v":114.61},{"$f":"Geothermal!AQ218","v":114.61},{"$f":"Geothermal!AR218","v":114.61},{"$f":"Geothermal!AS218","v":114.61},{"$f":"Geothermal!AT218","v":114.61},{"$f":"Geothermal!AU218","v":114.61},{"$f":"Geothermal!AV218","v":114.61}]
[null,null,null,null,{"$f":"Geothermal!K219","v":"NF EGS / Flash - high"},null,null,null,null,null,null,null,null,null,null,null,null,null,null,null,null,null,{"$f":"Geothermal!L219","v":114.61},{"$f":"Geothermal!M219","v":114.61},{"$f":"Geothermal!N219","v":114.61},{"$f":"Geothermal!O219","v":114.61},{"$f":"Geothermal!P219","v":114.61},{"$f":"Geothermal!Q219","v":114.61},{"$f":"Geothermal!R219","v":114.61},{"$f":"Geothermal!S219","v":114.61},{"$f":"Geothermal!T219","v":114.61},{"$f":"Geothermal!U219","v":114.61},{"$f":"Geothermal!V219","v":114.61},{"$f":"Geothermal!W219","v":114.61},{"$f":"Geothermal!X219","v":114.61},{"$f":"Geothermal!Y219","v":114.61},{"$f":"Geothermal!Z219","v":114.61},{"$f":"Geothermal!AA219","v":114.61},{"$f":"Geothermal!AB219","v":114.61},{"$f":"Geothermal!AC219","v":114.61},{"$f":"Geothermal!AD219","v":114.61},{"$f":"Geothermal!AE219","v":114.61},{"$f":"Geothermal!AF219","v":114.61},{"$f":"Geothermal!AG219","v":114.61},{"$f":"Geothermal!AH219","v":114.61},{"$f":"Geothermal!AI219","v":114.61},{"$f":"Geothermal!AJ219","v":114.61},{"$f":"Geothermal!AK219","v":114.61},{"$f":"Geothermal!AL219","v":114.61},{"$f":"Geothermal!AM219","v":114.61},{"$f":"Geothermal!AN219","v":114.61},{"$f":"Geothermal!AO219","v":114.61},{"$f":"Geothermal!AP219","v":114.61},{"$f":"Geothermal!AQ219","v":114.61},{"$f":"Geothermal!AR219","v":114.61},{"$f":"Geothermal!AS219","v":114.61},{"$f":"Geothermal!AT219","v":114.61},{"$f":"Geothermal!AU219","v":114.61},{"$f":"Geothermal!AV219","v":114.61}]
[null,null,null,null,{"$f":"Geothermal!K220","v":"NF EGS / Binary - low"},null,null,null,null,null,null,null,null,null,null,null,null,null,null,null,null,null,{"$f":"Geothermal!L220","v":114.61},{"$f":"Geothermal!M220","v":114.61},{"$f":"Geothermal!N220","v":114.61},{"$f":"Geothermal!O220","v":114.61},{"$f":"Geothermal!P220","v":114.61},{"$f":"Geothermal!Q220","v":114.61},{"$f":"Geothermal!R220","v":114.61},{"$f":"Geothermal!S220","v":114.61},{"$f":"Geothermal!T220","v":114.61},{"$f":"Geothermal!U220","v":114.61},{"$f":"Geothermal!V220","v":114.61},{"$f":"Geothermal!W220","v":114.61},{"$f":"Geothermal!X220","v":114.61},{"$f":"Geothermal!Y220","v":114.61},{"$f":"Geothermal!Z220","v":114.61},{"$f":"Geothermal!AA220","v":114.61},{"$f":"Geothermal!AB220","v":114.61},{"$f":"Geothermal!AC220","v":114.61},{"$f":"Geothermal!AD220","v":114.61},{"$f":"Geothermal!AE220","v":114.61},{"$f":"Geothermal!AF220","v":114.61},{"$f":"Geothermal!AG220","v":114.61},{"$f":"Geothermal!AH220","v":114.61},{"$f":"Geothermal!AI220","v":114.61},{"$f":"Geothermal!AJ220","v":114.61},{"$f":"Geothermal!AK220","v":114.61},{"$f":"Geothermal!AL220","v":114.61},{"$f":"Geothermal!AM220","v":114.61},{"$f":"Geothermal!AN220","v":114.61},{"$f":"Geothermal!AO220","v":114.61},{"$f":"Geothermal!AP220","v":114.61},{"$f":"Geothermal!AQ220","v":114.61},{"$f":"Geothermal!AR220","v":114.61},{"$f":"Geothermal!AS220","v":114.61},{"$f":"Geothermal!AT220","v":114.61},{"$f":"Geothermal!AU220","v":114.61},{"$f":"Geothermal!AV220","v":114.61}]
[null,null,null,null,{"$f":"Geothermal!K221","v":"NF EGS / Binary - mid"},{"$f":"Geothermal!#REF!","v":{"$error":"#REF!"}},{"$f":"Geothermal!#REF!","v":{"$error":"#REF!"}},{"$f":"Geothermal!#REF!","v":{"$error":"#REF!"}},{"$f":"Geothermal!#REF!","v":{"$error":"#REF!"}},{"$f":"Geothermal!#REF!","v":{"$error":"#REF!"}},{"$f":"Geothermal!#REF!","v":{"$error":"#REF!"}},{"$f":"Geothermal!#REF!","v":{"$error":"#REF!"}},{"$f":"Geothermal!#REF!","v":{"$error":"#REF!"}},{"$f":"Geothermal!#REF!","v":{"$error":"#REF!"}},{"$f":"Geothermal!#REF!","v":{"$error":"#REF!"}},{"$f":"Geothermal!#REF!","v":{"$error":"#REF!"}},{"$f":"Geothermal!#REF!","v":{"$error":"#REF!"}},{"$f":"Geothermal!#REF!","v":{"$error":"#REF!"}},null,null,null,{"$f":"Geothermal!$L$52","v":114.61},{"$f":"Geothermal!L221","v":114.61},{"$f":"Geothermal!M221","v":114.61},{"$f":"Geothermal!N221","v":114.61},{"$f":"Geothermal!O221","v":114.61},{"$f":"Geothermal!P221","v":114.61},{"$f":"Geothermal!Q221","v":114.61},{"$f":"Geothermal!R221","v":114.61},{"$f":"Geothermal!S221","v":114.61},{"$f":"Geothermal!T221","v":114.61},{"$f":"Geothermal!U221","v":114.61},{"$f":"Geothermal!V221","v":114.61},{"$f":"Geothermal!W221","v":114.61},{"$f":"Geothermal!X221","v":114.61},{"$f":"Geothermal!Y221","v":114.61},{"$f":"Geothermal!Z221","v":114.61},{"$f":"Geothermal!AA221","v":114.61},{"$f":"Geothermal!AB221","v":114.61},{"$f":"Geothermal!AC221","v":114.61},{"$f":"Geothermal!AD221","v":114.61},{"$f":"Geothermal!AE221","v":114.61},{"$f":"Geothermal!AF221","v":114.61},{"$f":"Geothermal!AG221","v":114.61},{"$f":"Geothermal!AH221","v":114.61},{"$f":"Geothermal!AI221","v":114.61},{"$f":"Geothermal!AJ221","v":114.61},{"$f":"Geothermal!AK221","v":114.61},{"$f":"Geothermal!AL221","v":114.61},{"$f":"Geothermal!AM221","v":114.61},{"$f":"Geothermal!AN221","v":114.61},{"$f":"Geothermal!AO221","v":114.61},{"$f":"Geothermal!AP221","v":114.61},{"$f":"Geothermal!AQ221","v":114.61},{"$f":"Geothermal!AR221","v":114.61},{"$f":"Geothermal!AS221","v":114.61},{"$f":"Geothermal!AT221","v":114.61},{"$f":"Geothermal!AU221","v":114.61},{"$f":"Geothermal!AV221","v":114.61}]
[null,null,null,null,{"$f":"Geothermal!K222","v":"NF EGS / Binary - high"},null,null,null,null,null,null,null,null,null,null,null,null,null,null,null,null,null,{"$f":"Geothermal!L222","v":114.61},{"$f":"Geothermal!M222","v":114.61},{"$f":"Geothermal!N222","v":114.61},{"$f":"Geothermal!O222","v":114.61},{"$f":"Geothermal!P222","v":114.61},{"$f":"Geothermal!Q222","v":114.61},{"$f":"Geothermal!R222","v":114.61},{"$f":"Geothermal!S222","v":114.61},{"$f":"Geothermal!T222","v":114.61},{"$f":"Geothermal!U222","v":114.61},{"$f":"Geothermal!V222","v":114.61},{"$f":"Geothermal!W222","v":114.61},{"$f":"Geothermal!X222","v":114.61},{"$f":"Geothermal!Y222","v":114.61},{"$f":"Geothermal!Z222","v":114.61},{"$f":"Geothermal!AA222","v":114.61},{"$f":"Geothermal!AB222","v":114.61},{"$f":"Geothermal!AC222","v":114.61},{"$f":"Geothermal!AD222","v":114.61},{"$f":"Geothermal!AE222","v":114.61},{"$f":"Geothermal!AF222","v":114.61},{"$f":"Geothermal!AG222","v":114.61},{"$f":"Geothermal!AH222","v":114.61},{"$f":"Geothermal!AI222","v":114.61},{"$f":"Geothermal!AJ222","v":114.61},{"$f":"Geothermal!AK222","v":114.61},{"$f":"Geothermal!AL222","v":114.61},{"$f":"Geothermal!AM222","v":114.61},{"$f":"Geothermal!AN222","v":114.61},{"$f":"Geothermal!AO222","v":114.61},{"$f":"Geothermal!AP222","v":114.61},{"$f":"Geothermal!AQ222","v":114.61},{"$f":"Geothermal!AR222","v":114.61},{"$f":"Geothermal!AS222","v":114.61},{"$f":"Geothermal!AT222","v":114.61},{"$f":"Geothermal!AU222","v":114.61},{"$f":"Geothermal!AV222","v":114.61}]
[null,null,null,null,{"$f":"Geothermal!K223","v":"Deep EGS / Flash - low"},null,null,null,null,null,null,null,null,null,null,null,null,null,null,null,null,null,{"$f":"Geothermal!L223","v":114.61},{"$f":"Geothermal!M223","v":114.61},{"$f":"Geothermal!N223","v":114.61},{"$f":"Geothermal!O223","v":114.61},{"$f":"Geothermal!P223","v":114.61},{"$f":"Geothermal!Q223","v":114.61},{"$f":"Geothermal!R223","v":114.61},{"$f":"Geothermal!S223","v":114.61},{"$f":"Geothermal!T223","v":114.61},{"$f":"Geothermal!U223","v":114.61},{"$f":"Geothermal!V223","v":114.61},{"$f":"Geothermal!W223","v":114.61},{"$f":"Geothermal!X223","v":114.61},{"$f":"Geothermal!Y223","v":114.61},{"$f":"Geothermal!Z223","v":114.61},{"$f":"Geothermal!AA223","v":114.61},{"$f":"Geothermal!AB223","v":114.61},{"$f":"Geothermal!AC223","v":114.61},{"$f":"Geothermal!AD223","v":114.61},{"$f":"Geothermal!AE223","v":114.61},{"$f":"Geothermal!AF223","v":114.61},{"$f":"Geothermal!AG223","v":114.61},{"$f":"Geothermal!AH223","v":114.61},{"$f":"Geothermal!AI223","v":114.61},{"$f":"Geothermal!AJ223","v":114.61},{"$f":"Geothermal!AK223","v":114.61},{"$f":"Geothermal!AL223","v":114.61},{"$f":"Geothermal!AM223","v":114.61},{"$f":"Geothermal!AN223","v":114.61},{"$f":"Geothermal!AO223","v":114.61},{"$f":"Geothermal!AP223","v":114.61},{"$f":"Geothermal!AQ223","v":114.61},{"$f":"Geothermal!AR223","v":114.61},{"$f":"Geothermal!AS223","v":114.61},{"$f":"Geothermal!AT223","v":114.61},{"$f":"Geothermal!AU223","v":114.61},{"$f":"Geothermal!AV223","v":114.61}]
[null,null,null,null,{"$f":"Geothermal!K224","v":"Deep EGS / Flash - mid"},{"$f":"Geothermal!#REF!","v":{"$error":"#REF!"}},{"$f":"Geothermal!#REF!","v":{"$error":"#REF!"}},{"$f":"Geothermal!#REF!","v":{"$error":"#REF!"}},{"$f":"Geothermal!#REF!","v":{"$error":"#REF!"}},{"$f":"Geothermal!#REF!","v":{"$error":"#REF!"}},{"$f":"Geothermal!#REF!","v":{"$error":"#REF!"}},{"$f":"Geothermal!#REF!","v":{"$error":"#REF!"}},{"$f":"Geothermal!#REF!","v":{"$error":"#REF!"}},{"$f":"Geothermal!#REF!","v":{"$error":"#REF!"}},{"$f":"Geothermal!#REF!","v":{"$error":"#REF!"}},{"$f":"Geothermal!#REF!","v":{"$error":"#REF!"}},{"$f":"Geothermal!#REF!","v":{"$error":"#REF!"}},{"$f":"Geothermal!#REF!","v":{"$error":"#REF!"}},null,null,null,{"$f":"Geothermal!$L$53","v":114.61},{"$f":"Geothermal!L224","v":114.61},{"$f":"Geothermal!M224","v":114.61},{"$f":"Geothermal!N224","v":114.61},{"$f":"Geothermal!O224","v":114.61},{"$f":"Geothermal!P224","v":114.61},{"$f":"Geothermal!Q224","v":114.61},{"$f":"Geothermal!R224","v":114.61},{"$f":"Geothermal!S224","v":114.61},{"$f":"Geothermal!T224","v":114.61},{"$f":"Geothermal!U224","v":114.61},{"$f":"Geothermal!V224","v":114.61},{"$f":"Geothermal!W224","v":114.61},{"$f":"Geothermal!X224","v":114.61},{"$f":"Geothermal!Y224","v":114.61},{"$f":"Geothermal!Z224","v":114.61},{"$f":"Geothermal!AA224","v":114.61},{"$f":"Geothermal!AB224","v":114.61},{"$f":"Geothermal!AC224","v":114.61},{"$f":"Geothermal!AD224","v":114.61},{"$f":"Geothermal!AE224","v":114.61},{"$f":"Geothermal!AF224","v":114.61},{"$f":"Geothermal!AG224","v":114.61},{"$f":"Geothermal!AH224","v":114.61},{"$f":"Geothermal!AI224","v":114.61},{"$f":"Geothermal!AJ224","v":114.61},{"$f":"Geothermal!AK224","v":114.61},{"$f":"Geothermal!AL224","v":114.61},{"$f":"Geothermal!AM224","v":114.61},{"$f":"Geothermal!AN224","v":114.61},{"$f":"Geothermal!AO224","v":114.61},{"$f":"Geothermal!AP224","v":114.61},{"$f":"Geothermal!AQ224","v":114.61},{"$f":"Geothermal!AR224","v":114.61},{"$f":"Geothermal!AS224","v":114.61},{"$f":"Geothermal!AT224","v":114.61},{"$f":"Geothermal!AU224","v":114.61},{"$f":"Geothermal!AV224","v":114.61}]
[null,null,null,null,{"$f":"Geothermal!K225","v":"Deep EGS / Flash - high"},null,null,null,null,null,null,null,null,null,null,null,null,null,null,null,null,null,{"$f":"Geothermal!L225","v":114.61},{"$f":"Geothermal!M225","v":114.61},{"$f":"Geothermal!N225","v":114.61},{"$f":"Geothermal!O225","v":114.61},{"$f":"Geothermal!P225","v":114.61},{"$f":"Geothermal!Q225","v":114.61},{"$f":"Geothermal!R225","v":114.61},{"$f":"Geothermal!S225","v":114.61},{"$f":"Geothermal!T225","v":114.61},{"$f":"Geothermal!U225","v":114.61},{"$f":"Geothermal!V225","v":114.61},{"$f":"Geothermal!W225","v":114.61},{"$f":"Geothermal!X225","v":114.61},{"$f":"Geothermal!Y225","v":114.61},{"$f":"Geothermal!Z225","v":114.61},{"$f":"Geothermal!AA225","v":114.61},{"$f":"Geothermal!AB225","v":114.61},{"$f":"Geothermal!AC225","v":114.61},{"$f":"Geothermal!AD225","v":114.61},{"$f":"Geothermal!AE225","v":114.61},{"$f":"Geothermal!AF225","v":114.61},{"$f":"Geothermal!AG225","v":114.61},{"$f":"Geothermal!AH225","v":114.61},{"$f":"Geothermal!AI225","v":114.61},{"$f":"Geothermal!AJ225","v":114.61},{"$f":"Geothermal!AK225","v":114.61},{"$f":"Geothermal!AL225","v":114.61},{"$f":"Geothermal!AM225","v":114.61},{"$f":"Geothermal!AN225","v":114.61},{"$f":"Geothermal!AO225","v":114.61},{"$f":"Geothermal!AP225","v":114.61},{"$f":"Geothermal!AQ225","v":114.61},{"$f":"Geothermal!AR225","v":114.61},{"$f":"Geothermal!AS225","v":114.61},{"$f":"Geothermal!AT225","v":114.61},{"$f":"Geothermal!AU225","v":114.61},{"$f":"Geothermal!AV225","v":114.61}]
[null,null,null,null,{"$f":"Geothermal!K226","v":"Deep EGS / Binary - low"},null,null,null,null,null,null,null,null,null,null,null,null,null,null,null,null,null,{"$f":"Geothermal!L226","v":114.61},{"$f":"Geothermal!M226","v":114.61},{"$f":"Geothermal!N226","v":114.61},{"$f":"Geothermal!O226","v":114.61},{"$f":"Geothermal!P226","v":114.61},{"$f":"Geothermal!Q226","v":114.61},{"$f":"Geothermal!R226","v":114.61},{"$f":"Geothermal!S226","v":114.61},{"$f":"Geothermal!T226","v":114.61},{"$f":"Geothermal!U226","v":114.61},{"$f":"Geothermal!V226","v":114.61},{"$f":"Geothermal!W226","v":114.61},{"$f":"Geothermal!X226","v":114.61},{"$f":"Geothermal!Y226","v":114.61},{"$f":"Geothermal!Z226","v":114.61},{"$f":"Geothermal!AA226","v":114.61},{"$f":"Geothermal!AB226","v":114.61},{"$f":"Geothermal!AC226","v":114.61},{"$f":"Geothermal!AD226","v":114.61},{"$f":"Geothermal!AE226","v":114.61},{"$f":"Geothermal!AF226","v":114.61},{"$f":"Geothermal!AG226","v":114.61},{"$f":"Geothermal!AH226","v":114.61},{"$f":"Geothermal!AI226","v":114.61},{"$f":"Geothermal!AJ226","v":114.61},{"$f":"Geothermal!AK226","v":114.61},{"$f":"Geothermal!AL226","v":114.61},{"$f":"Geothermal!AM226","v":114.61},{"$f":"Geothermal!AN226","v":114.61},{"$f":"Geothermal!AO226","v":114.61},{"$f":"Geothermal!AP226","v":114.61},{"$f":"Geothermal!AQ226","v":114.61},{"$f":"Geothermal!AR226","v":114.61},{"$f":"Geothermal!AS226","v":114.61},{"$f":"Geothermal!AT226","v":114.61},{"$f":"Geothermal!AU226","v":114.61},{"$f":"Geothermal!AV226","v":114.61}]
[null,null,null,null,{"$f":"Geothermal!K227","v":"Deep EGS / Binary - mid"},{"$f":"Geothermal!#REF!","v":{"$error":"#REF!"}},{"$f":"Geothermal!#REF!","v":{"$error":"#REF!"}},{"$f":"Geothermal!#REF!","v":{"$error":"#REF!"}},{"$f":"Geothermal!#REF!","v":{"$error":"#REF!"}},{"$f":"Geothermal!#REF!","v":{"$error":"#REF!"}},{"$f":"Geothermal!#REF!","v":{"$error":"#REF!"}},{"$f":"Geothermal!#REF!","v":{"$error":"#REF!"}},{"$f":"Geothermal!#REF!","v":{"$error":"#REF!"}},{"$f":"Geothermal!#REF!","v":{"$error":"#REF!"}},{"$f":"Geothermal!#REF!","v":{"$error":"#REF!"}},{"$f":"Geothermal!#REF!","v":{"$error":"#REF!"}},{"$f":"Geothermal!#REF!","v":{"$error":"#REF!"}},{"$f":"Geothermal!#REF!","v":{"$error":"#REF!"}},null,null,null,{"$f":"Geothermal!$L$54","v":114.61},{"$f":"Geothermal!L227","v":114.61},{"$f":"Geothermal!M227","v":114.61},{"$f":"Geothermal!N227","v":114.61},{"$f":"Geothermal!O227","v":114.61},{"$f":"Geothermal!P227","v":114.61},{"$f":"Geothermal!Q227","v":114.61},{"$f":"Geothermal!R227","v":114.61},{"$f":"Geothermal!S227","v":114.61},{"$f":"Geothermal!T227","v":114.61},{"$f":"Geothermal!U227","v":114.61},{"$f":"Geothermal!V227","v":114.61},{"$f":"Geothermal!W227","v":114.61},{"$f":"Geothermal!X227","v":114.61},{"$f":"Geothermal!Y227","v":114.61},{"$f":"Geothermal!Z227","v":114.61},{"$f":"Geothermal!AA227","v":114.61},{"$f":"Geothermal!AB227","v":114.61},{"$f":"Geothermal!AC227","v":114.61},{"$f":"Geothermal!AD227","v":114.61},{"$f":"Geothermal!AE227","v":114.61},{"$f":"Geothermal!AF227","v":114.61},{"$f":"Geothermal!AG227","v":114.61},{"$f":"Geothermal!AH227","v":114.61},{"$f":"Geothermal!AI227","v":114.61},{"$f":"Geothermal!AJ227","v":114.61},{"$f":"Geothermal!AK227","v":114.61},{"$f":"Geothermal!AL227","v":114.61},{"$f":"Geothermal!AM227","v":114.61},{"$f":"Geothermal!AN227","v":114.61},{"$f":"Geothermal!AO227","v":114.61},{"$f":"Geothermal!AP227","v":114.61},{"$f":"Geothermal!AQ227","v":114.61},{"$f":"Geothermal!AR227","v":114.61},{"$f":"Geothermal!AS227","v":114.61},{"$f":"Geothermal!AT227","v":114.61},{"$f":"Geothermal!AU227","v":114.61},{"$f":"Geothermal!AV227","v":114.61}]
[null,null,null,null,{"$f":"Geothermal!K228","v":"Deep EGS / Binary - high"},null,null,null,null,null,null,null,null,null,null,null,null,null,null,null,null,null,{"$f":"Geothermal!L228","v":114.61},{"$f":"Geothermal!M228","v":114.61},{"$f":"Geothermal!N228","v":114.61},{"$f":"Geothermal!O228","v":114.61},{"$f":"Geothermal!P228","v":114.61},{"$f":"Geothermal!Q228","v":114.61},{"$f":"Geothermal!R228","v":114.61},{"$f":"Geothermal!S228","v":114.61},{"$f":"Geothermal!T228","v":114.61},{"$f":"Geothermal!U228","v":114.61},{"$f":"Geothermal!V228","v":114.61},{"$f":"Geothermal!W228","v":114.61},{"$f":"Geothermal!X228","v":114.61},{"$f":"Geothermal!Y228","v":114.61},{"$f":"Geothermal!Z228","v":114.61},{"$f":"Geothermal!AA228","v":114.61},{"$f":"Geothermal!AB228","v":114.61},{"$f":"Geothermal!AC228","v":114.61},{"$f":"Geothermal!AD228","v":114.61},{"$f":"Geothermal!AE228","v":114.61},{"$f":"Geothermal!AF228","v":114.61},{"$f":"Geothermal!AG228","v":114.61},{"$f":"Geothermal!AH228","v":114.61},{"$f":"Geothermal!AI228","v":114.61},{"$f":"Geothermal!AJ228","v":114.61},{"$f":"Geothermal!AK228","v":114.61},{"$f":"Geothermal!AL228","v":114.61},{"$f":"Geothermal!AM228","v":114.61},{"$f":"Geothermal!AN228","v":114.61},{"$f":"Geothermal!AO228","v":114.61},{"$f":"Geothermal!AP228","v":114.61},{"$f":"Geothermal!AQ228","v":114.61},{"$f":"Geothermal!AR228","v":114.61},{"$f":"Geothermal!AS228","v":114.61},{"$f":"Geothermal!AT228","v":114.61},{"$f":"Geothermal!AU228","v":114.61},{"$f":"Geothermal!AV228","v":114.61}]
[]
[]
["Hydropower"]
[null,null,null,null,null,null,null,null,null,null,null,{"$f":"Q154+1","v":1},{"$f":"L454+1","v":2},{"$f":"M454+1","v":3},{"$f":"N454+1","v":4},5,6,{"$f":"Q454+1","v":7},null,null,null,{"$f":"R454+1","v":8},9,10,{"$f":"X454+1","v":11},{"$f":"Y454+1","v":12},13,14,15,16,17,{"$f":"AE454+1","v":18},{"$f":"AF454+1","v":19},{"$f":"AG454+1","v":20},{"$f":"AH454+1","v":21},{"$f":"AI454+1","v":22},23,24,25,26,27,28,29,30,31,32,33,34,35,36,37,null,null,41,"hydclass1",8.6487999999999995E-2,8481.8546586529646,null,0.6264659166760187,null,{"$f":" (($V$49 * $V$47 * $V$45 * (BE454 * 1 + $L$106) +$L$70) * 1000 / (BG454 * 8760)) + $L$82 + 0","v":0},null,null,null,null,null,null,null,null,null,null,null,null,null,null,null,null,null,null,null,null,null,null,null,null,null,null,null,null,null,null,null,null,null,null,null,null,null,null,null,75,"hydclass4",5.8959709999999994,10385.388294638957,null,0.78965490292293072,null,{"$f":" (($V$49 * $V$47 * $V$45 * (CZ454 * 1 + $L$106) +$L$70) * 1000 / (DB454 * 8760)) + $L$82 + 0","v":0}]
[null,null,null,null,null,{"$f":"F4","v":2000},2001,2002,2003,2004,2005,2006,2007,2008,2009,2010,2011,2012,2010,2011,2012,{"$f":"V4","v":2013},2014,2015,2016,2017,2018,2019,2020,2021,2022,2023,2024,2025,2026,2027,2028,2029,2030,2031,2032,2033,2034,2035,2036,2037,2038,2039,2040,2041,2042,2043,2044,2045,2046,2047,2048,2049,2050,null,106,"hydclass2",2.0537800000000002,7979.1802084438559,null,0.58813099999999985,null,{"$f":" (($V$49 * $V$47 * $V$45 * (BL455 * 1 + $L$106) +$L$70) * 1000 / (BN455 * 8760)) + $L$82 + 0","v":0},null,null,null,null,null,null,null,null,null,null,null,null,null,null,null,null,null,null,null,null,null,null,null,null,null,null,null,null,null,null,null,null,null,null,null,null,null,null,null,12,"hydclass2",12.344867000000001,8396.3927356662261,null,0.63995516833225574,null,{"$f":" (($V$49 * $V$47 * $V$45 * (DG455 * 1 + $L$106) +$L$70) * 1000 / (DI455 * 8760)) + $L$82 + 0","v":0}]
[null,null,null,"Net Capacity Factor (%)",{"$f":"Hydropower!K168","v":"NPD 1 - low"},null,null,null,null,null,null,null,null,null,null,null,null,null,null,null,null,null,{"$f":"Hydropower!L168","v":0.65103313838999499},{"$f":"Hydropower!M168","v":0.65103313838999499},{"$f":"Hydropower!N168","v":0.65103313838999499},{"$f":"Hydropower!O168","v":0.65103313838999499},{"$f":"Hydropower!P168","v":0.65103313838999499},{"$f":"Hydropower!Q168","v":0.65103313838999499},{"$f":"Hydropower!R168","v":0.65103313838999499},{"$f":"Hydropower!S168","v":0.65103313838999499},{"$f":"Hydropower!T168","v":0.65103313838999499},{"$f":"Hydropower!U168","v":0.65103313838999499},{"$f":"Hydropower!V168","v":0.65103313838999499},{"$f":"Hydropower!W168","v":0.65103313838999499},{"$f":"Hydropower!X168","v":0.65103313838999499},{"$f":"Hydropower!Y168","v":0.65103313838999499},{"$f":"Hydropower!Z168","v":0.65103313838999499},{"$f":"Hydropower!AA168","v":0.65103313838999499},{"$f":"Hydropower!AB168","v":0.65103313838999499},{"$f":"Hydropower!AC168","v":0.65103313838999499},{"$f":"Hydropower!AD168","v":0.65103313838999499},{"$f":"Hydropower!AE168","v":0.65103313838999499},{"$f":"Hydropower!AF168","v":0.65103313838999499},{"$f":"Hydropower!AG168","v":0.65103313838999499},{"$f":"Hydropower!AH168","v":0.65103313838999499},{"$f":"Hydropower!AI168","v":0.65103313838999499},{"$f":"Hydropower!AJ168","v":0.65103313838999499},{"$f":"Hydropower!AK168","v":0.65103313838999499},{"$f":"Hydropower!AL168","v":0.65103313838999499},{"$f":"Hydropower!AM168","v":0.65103313838999499},{"$f":"Hydropower!AN168","v":0.65103313838999499},{"$f":"Hydropower!AO168","v":0.65103313838999499},{"$f":"Hydropower!AP168","v":0.65103313838999499},{"$f":"Hydropower!AQ168","v":0.65103313838999499},{"$f":"Hydropower!AR168","v":0.65103313838999499},{"$f":"Hydropower!AS168","v":0.65103313838999499},{"$f":"Hydropower!AT168","v":0.65103313838999499},{"$f":"Hydropower!AU168","v":0.65103313838999499},{"$f":"Hydropower!AV168","v":0.65103313838999499},null,null,100,"hydclass2",8.9771999999999991E-2,8575.0254267756845,null,0.62956994284550449,null,{"$f":" (($V$49 * $V$47 * $V$45 * (BM456 * 1 + $L$106) +$L$70) * 1000 / (BO456 * 8760)) + $L$82 + 0","v":0},null,null,null,null,null,null,null,null,null,null,null,null,null,null,null,null,null,null,null,null,null,null,null,null,null,null,null,null,null,null,null,null,null,null,null,null,null,null,null,114,"hydclass2",8.2059010000000008,7853.2965939314035,null,0.59839216617093705,null,{"$f":" (($V$49 * $V$47 * $V$45 * (DH456 * 1 + $L$106) +$L$70) * 1000 / (DJ456 * 8760)) + $L$82 + 0","v":0}]
[null,null,null,null,{"$f":"Hydropower!K169","v":"NPD 1 - mid"},null,null,null,null,null,null,null,null,null,null,null,null,null,null,null,null,{"$f":"Hydropower!L14","v":0.65103313838999499},{"$f":"Hydropower!L169","v":0.65103313838999499},{"$f":"Hydropower!M169","v":0.65103313838999499},{"$f":"Hydropower!N169","v":0.65103313838999499},{"$f":"Hydropower!O169","v":0.65103313838999499},{"$f":"Hydropower!P169","v":0.65103313838999499},{"$f":"Hydropower!Q169","v":0.65103313838999499},{"$f":"Hydropower!R169","v":0.65103313838999499},{"$f":"Hydropower!S169","v":0.65103313838999499},{"$f":"Hydropower!T169","v":0.65103313838999499},{"$f":"Hydropower!U169","v":0.65103313838999499},{"$f":"Hydropower!V169","v":0.65103313838999499},{"$f":"Hydropower!W169","v":0.65103313838999499},{"$f":"Hydropower!X169","v":0.65103313838999499},{"$f":"Hydropower!Y169","v":0.65103313838999499},{"$f":"Hydropower!Z169","v":0.65103313838999499},{"$f":"Hydropower!AA169","v":0.65103313838999499},{"$f":"Hydropower!AB169","v":0.65103313838999499},{"$f":"Hydropower!AC169","v":0.65103313838999499},{"$f":"Hydropower!AD169","v":0.65103313838999499},{"$f":"Hydropower!AE169","v":0.65103313838999499},{"$f":"Hydropower!AF169","v":0.65103313838999499},{"$f":"Hydropower!AG169","v":0.65103313838999499},{"$f":"Hydropower!AH169","v":0.65103313838999499},{"$f":"Hydropower!AI169","v":0.65103313838999499},{"$f":"Hydropower!AJ169","v":0.65103313838999499},{"$f":"Hydropower!AK169","v":0.65103313838999499},{"$f":"Hydropower!AL169","v":0.65103313838999499},{"$f":"Hydropower!AM169","v":0.65103313838999499},{"$f":"Hydropower!AN169","v":0.65103313838999499},{"$f":"Hydropower!AO169","v":0.65103313838999499},{"$f":"Hydropower!AP169","v":0.65103313838999499},{"$f":"Hydropower!AQ169","v":0.65103313838999499},{"$f":"Hydropower!AR169","v":0.65103313838999499},{"$f":"Hydropower!AS169","v":0.65103313838999499},{"$f":"Hydropower!AT169","v":0.65103313838999499},{"$f":"Hydropower!AU169","v":0.65103313838999499},{"$f":"Hydropower!AV169","v":0.65103313838999499},null,null,84,"hydclass2",0.392791,8525.6354981812729,null,0.62537762891732096,null,0,null,null,null,null,null,null,null,null,null,null,null,null,null,null,null,null,null,null,null,null,null,null,null,null,null,null,null,null,null,null,null,null,null,null,null,null,null,null,null,129,"hydclass4",23.045099,8710.0898807321009,null,0.66219337606371098,null,0]
[null,null,null,null,{"$f":"Hydropower!K170","v":"NPD 1 - high"},null,null,null,null,null,null,null,null,null,null,null,null,null,null,null,null,null,{"$f":"Hydropower!L170","v":0.65103313838999499},{"$f":"Hydropower!M170","v":0.65103313838999499},{"$f":"Hydropower!N170","v":0.65103313838999499},{"$f":"Hydropower!O170","v":0.65103313838999499},{"$f":"Hydropower!P170","v":0.65103313838999499},{"$f":"Hydropower!Q170","v":0.65103313838999499},{"$f":"Hydropower!R170","v":0.65103313838999499},{"$f":"Hydropower!S170","v":0.65103313838999499},{"$f":"Hydropower!T170","v":0.65103313838999499},{"$f":"Hydropower!U170","v":0.65103313838999499},{"$f":"Hydropower!V170","v":0.65103313838999499},{"$f":"Hydropower!W170","v":0.65103313838999499},{"$f":"Hydropower!X170","v":0.65103313838999499},{"$f":"Hydropower!Y170","v":0.65103313838999499},{"$f":"Hydropower!Z170","v":0.65103313838999499},{"$f":"Hydropower!AA170","v":0.65103313838999499},{"$f":"Hydropower!AB170","v":0.65103313838999499},{"$f":"Hydropower!AC170","v":0.65103313838999499},{"$f":"Hydropower!AD170","v":0.65103313838999499},{"$f":"Hydropower!AE170","v":0.65103313838999499},{"$f":"Hydropower!AF170","v":0.65103313838999499},{"$f":"Hydropower!AG170","v":0.65103313838999499},{"$f":"Hydropower!AH170","v":0.65103313838999499},{"$f":"Hydropower!AI170","v":0.65103313838999499},{"$f":"Hydropower!AJ170","v":0.65103313838999499},{"$f":"Hydropower!AK170","v":0.65103313838999499},{"$f":"Hydropower!AL170","v":0.65103313838999499},{"$f":"Hydropower!AM170","v":0.65103313838999499},{"$f":"Hydropower!AN170","v":0.65103313838999499},{"$f":"Hydropower!AO170","v":0.65103313838999499},{"$f":"Hydropower!AP170","v":0.65103313838999499},{"$f":"Hydropower!AQ170","v":0.65103313838999499},{"$f":"Hydropower!AR170","v":0.65103313838999499},{"$f":"Hydropower!AS170","v":0.65103313838999499},{"$f":"Hydropower!AT170","v":0.65103313838999499},{"$f":"Hydropower!AU170","v":0.65103313838999499},{"$f":"Hydropower!AV170","v":0.65103313838999499},null,null,76,"hydclass2",1.1800549999999999,9954.6270206627469,null,0.72791414486721684,null,0,null,null,null,null,null,null,null,null,null,null,null,null,null,null,null,null,null,null,null,null,null,null,null,null,null,null,null,null,null,null,null,null,null,null,null,null,null,null,null,34,"hydclass4",55.249846999999995,8966.3390974299218,null,0.68133020920718246,null,0]
[null,null,null,null,{"$f":"Hydropower!K171","v":"NPD 2 - low"},null,null,null,null,null,null,null,null,null,null,null,null,null,null,null,null,null,{"$f":"Hydropower!L171","v":0.63911594896057733},{"$f":"Hydropower!M171","v":0.63911594896057733},{"$f":"Hydropower!N171","v":0.63911594896057733},{"$f":"Hydropower!O171","v":0.63911594896057733},{"$f":"Hydropower!P171","v":0.63911594896057733},{"$f":"Hydropower!Q171","v":0.63911594896057733},{"$f":"Hydropower!R171","v":0.63911594896057733},{"$f":"Hydropower!S171","v":0.63911594896057733},{"$f":"Hydropower!T171","v":0.63911594896057733},{"$f":"Hydropower!U171","v":0.63911594896057733},{"$f":"Hydropower!V171","v":0.63911594896057733},{"$f":"Hydropower!W171","v":0.63911594896057733},{"$f":"Hydropower!X171","v":0.63911594896057733},{"$f":"Hydropower!Y171","v":0.63911594896057733},{"$f":"Hydropower!Z171","v":0.63911594896057733},{"$f":"Hydropower!AA171","v":0.63911594896057733},{"$f":"Hydropower!AB171","v":0.63911594896057733},{"$f":"Hydropower!AC171","v":0.63911594896057733},{"$f":"Hydropower!AD171","v":0.63911594896057733},{"$f":"Hydropower!AE171","v":0.63911594896057733},{"$f":"Hydropower!AF171","v":0.63911594896057733},{"$f":"Hydropower!AG171","v":0.63911594896057733},{"$f":"Hydropower!AH171","v":0.63911594896057733},{"$f":"Hydropower!AI171","v":0.63911594896057733},{"$f":"Hydropower!AJ171","v":0.63911594896057733},{"$f":"Hydropower!AK171","v":0.63911594896057733},{"$f":"Hydropower!AL171","v":0.63911594896057733},{"$f":"Hydropower!AM171","v":0.63911594896057733},{"$f":"Hydropower!AN171","v":0.63911594896057733},{"$f":"Hydropower!AO171","v":0.63911594896057733},{"$f":"Hydropower!AP171","v":0.63911594896057733},{"$f":"Hydropower!AQ171","v":0.63911594896057733},{"$f":"Hydropower!AR171","v":0.63911594896057733},{"$f":"Hydropower!AS171","v":0.63911594896057733},{"$f":"Hydropower!AT171","v":0.63911594896057733},{"$f":"Hydropower!AU171","v":0.63911594896057733},{"$f":"Hydropower!AV171","v":0.63911594896057733},null,null,133,"hydclass1",1.3814199999999999,8666.9674195824628,null,0.63406872257097557,null,0,null,null,null,null,null,null,null,null,null,null,null,null,null,null,null,null,null,null,null,null,null,null,null,null,null,null,null,null,null,null,null,null,null,null,null,null,null,null,null,36,"hydclass5",14.871836999999999,9372.7205785478345,null,0.71178143959319673,null,0]
[null,null,null,null,{"$f":"Hydropower!K172","v":"NPD 2 - mid"},null,null,null,null,null,null,null,null,null,null,null,null,null,null,null,null,{"$f":"Hydropower!L15","v":0.63911594896057733},{"$f":"Hydropower!L172","v":0.63911594896057733},{"$f":"Hydropower!M172","v":0.63911594896057733},{"$f":"Hydropower!N172","v":0.63911594896057733},{"$f":"Hydropower!O172","v":0.63911594896057733},{"$f":"Hydropower!P172","v":0.63911594896057733},{"$f":"Hydropower!Q172","v":0.63911594896057733},{"$f":"Hydropower!R172","v":0.63911594896057733},{"$f":"Hydropower!S172","v":0.63911594896057733},{"$f":"Hydropower!T172","v":0.63911594896057733},{"$f":"Hydropower!U172","v":0.63911594896057733},{"$f":"Hydropower!V172","v":0.63911594896057733},{"$f":"Hydropower!W172","v":0.63911594896057733},{"$f":"Hydropower!X172","v":0.63911594896057733},{"$f":"Hydropower!Y172","v":0.63911594896057733},{"$f":"Hydropower!Z172","v":0.63911594896057733},{"$f":"Hydropower!AA172","v":0.63911594896057733},{"$f":"Hydropower!AB172","v":0.63911594896057733},{"$f":"Hydropower!AC172","v":0.63911594896057733},{"$f":"Hydropower!AD172","v":0.63911594896057733},{"$f":"Hydropower!AE172","v":0.63911594896057733},{"$f":"Hydropower!AF172","v":0.63911594896057733},{"$f":"Hydropower!AG172","v":0.63911594896057733},{"$f":"Hydropower!AH172","v":0.63911594896057733},{"$f":"Hydropower!AI172","v":0.63911594896057733},{"$f":"Hydropower!AJ172","v":0.63911594896057733},{"$f":"Hydropower!AK172","v":0.63911594896057733},{"$f":"Hydropower!AL172","v":0.63911594896057733},{"$f":"Hydropower!AM172","v":0.63911594896057733},{"$f":"Hydropower!AN172","v":0.63911594896057733},{"$f":"Hydropower!AO172","v":0.63911594896057733},{"$f":"Hydropower!AP172","v":0.63911594896057733},{"$f":"Hydropower!AQ172","v":0.63911594896057733},{"$f":"Hydropower!AR172","v":0.63911594896057733},{"$f":"Hydropower!AS172","v":0.63911594896057733},{"$f":"Hydropower!AT172","v":0.63911594896057733},{"$f":"Hydropower!AU172","v":0.63911594896057733},{"$f":"Hydropower!AV172","v":0.63911594896057733},null,null,6,"hydclass4",1.6572040000000001,9350.2261375992657,null,0.68320109625559622,null,0,null,null,null,null,null,null,null,null,null,null,null,null,null,null,null,null,null,null,null,null,null,null,null,null,null,null,null,null,null,null,null,null,null,null,null,null,null,null,null,108,"hydclass1",13.351739,7599.8759184824439,null,0.57838551021758366,null,0]
[null,null,null,null,{"$f":"Hydropower!K173","v":"NPD 2 - high"},null,null,null,null,null,null,null,null,null,null,null,null,null,null,null,null,null,{"$f":"Hydropower!L173","v":0.63911594896057733},{"$f":"Hydropower!M173","v":0.63911594896057733},{"$f":"Hydropower!N173","v":0.63911594896057733},{"$f":"Hydropower!O173","v":0.63911594896057733},{"$f":"Hydropower!P173","v":0.63911594896057733},{"$f":"Hydropower!Q173","v":0.63911594896057733},{"$f":"Hydropower!R173","v":0.63911594896057733},{"$f":"Hydropower!S173","v":0.63911594896057733},{"$f":"Hydropower!T173","v":0.63911594896057733},{"$f":"Hydropower!U173","v":0.63911594896057733},{"$f":"Hydropower!V173","v":0.63911594896057733},{"$f":"Hydropower!W173","v":0.63911594896057733},{"$f":"Hydropower!X173","v":0.63911594896057733},{"$f":"Hydropower!Y173","v":0.63911594896057733},{"$f":"Hydropower!Z173","v":0.63911594896057733},{"$f":"Hydropower!AA173","v":0.63911594896057733},{"$f":"Hydropower!AB173","v":0.63911594896057733},{"$f":"Hydropower!AC173","v":0.63911594896057733},{"$f":"Hydropower!AD173","v":0.63911594896057733},{"$f":"Hydropower!AE173","v":0.63911594896057733},{"$f":"Hydropower!AF173","v":0.63911594896057733},{"$f":"Hydropower!AG173","v":0.63911594896057733},{"$f":"Hydropower!AH173","v":0.63911594896057733},{"$f":"Hydropower!AI173","v":0.63911594896057733},{"$f":"Hydropower!AJ173","v":0.63911594896057733},{"$f":"Hydropower!AK173","v":0.63911594896057733},{"$f":"Hydropower!AL173","v":0.63911594896057733},{"$f":"Hydropower!AM173","v":0.63911594896057733},{"$f":"Hydropower!AN173","v":0.63911594896057733},{"$f":"Hydropower!AO173","v":0.63911594896057733},{"$f":"Hydropower!AP173","v":0.63911594896057733},{"$f":"Hydropower!AQ173","v":0.63911594896057733},{"$f":"Hydropower!AR173","v":0.63911594896057733},{"$f":"Hydropower!AS173","v":0.63911594896057733},{"$f":"Hydropower!AT173","v":0.63911594896057733},{"$f":"Hydropower!AU173","v":0.63911594896057733},{"$f":"Hydropower!AV173","v":0.63911594896057733},null,null,98,"hydclass3",9.7696349999999992,8204.5002482563086,null,0.59612416864522721,null,0,null,null,null,null,null,null,null,null,null,null,null,null,null,null,null,null,null,null,null,null,null,null,null,null,null,null,null,null,null,null,null,null,null,null,null,null,null,null,null,33,"hydclass4",115.50434200000004,9513.9804016970375,null,0.72159937445414635,null,0]
[null,null,null,null,{"$f":"Hydropower!K174","v":"NPD 3 - low"},null,null,null,null,null,null,null,null,null,null,null,null,null,null,null,null,null,{"$f":"Hydropower!L174","v":0.62172119363624345},{"$f":"Hydropower!M174","v":0.62172119363624345},{"$f":"Hydropower!N174","v":0.62172119363624345},{"$f":"Hydropower!O174","v":0.62172119363624345},{"$f":"Hydropower!P174","v":0.62172119363624345},{"$f":"Hydropower!Q174","v":0.62172119363624345},{"$f":"Hydropower!R174","v":0.62172119363624345},{"$f":"Hydropower!S174","v":0.62172119363624345},{"$f":"Hydropower!T174","v":0.62172119363624345},{"$f":"Hydropower!U174","v":0.62172119363624345},{"$f":"Hydropower!V174","v":0.62172119363624345},{"$f":"Hydropower!W174","v":0.62172119363624345},{"$f":"Hydropower!X174","v":0.62172119363624345},{"$f":"Hydropower!Y174","v":0.62172119363624345},{"$f":"Hydropower!Z174","v":0.62172119363624345},{"$f":"Hydropower!AA174","v":0.62172119363624345},{"$f":"Hydropower!AB174","v":0.62172119363624345},{"$f":"Hydropower!AC174","v":0.62172119363624345},{"$f":"Hydropower!AD174","v":0.62172119363624345},{"$f":"Hydropower!AE174","v":0.62172119363624345},{"$f":"Hydropower!AF174","v":0.62172119363624345},{"$f":"Hydropower!AG174","v":0.62172119363624345},{"$f":"Hydropower!AH174","v":0.62172119363624345},{"$f":"Hydropower!AI174","v":0.62172119363624345},{"$f":"Hydropower!AJ174","v":0.62172119363624345},{"$f":"Hydropower!AK174","v":0.62172119363624345},{"$f":"Hydropower!AL174","v":0.62172119363624345},{"$f":"Hydropower!AM174","v":0.62172119363624345},{"$f":"Hydropower!AN174","v":0.62172119363624345},{"$f":"Hydropower!AO174","v":0.62172119363624345},{"$f":"Hydropower!AP174","v":0.62172119363624345},{"$f":"Hydropower!AQ174","v":0.62172119363624345},{"$f":"Hydropower!AR174","v":0.62172119363624345},{"$f":"Hydropower!AS174","v":0.62172119363624345},{"$f":"Hydropower!AT174","v":0.62172119363624345},{"$f":"Hydropower!AU174","v":0.62172119363624345},{"$f":"Hydropower!AV174","v":0.62172119363624345},null,null,117,"hydclass4",0.70433699999999999,7827.2436662447899,null,0.56863437214844614,null,0,null,null,null,null,null,null,null,null,null,null,null,null,null,null,null,null,null,null,null,null,null,null,null,null,null,null,null,null,null,null,null,null,null,null,null,null,null,null,null,64,"hydclass1",15.507243000000001,7386.9817215745734,null,0.5620441917814476,null,0]
[null,null,null,null,{"$f":"Hydropower!K175","v":"NPD 3 - mid"},null,null,null,null,null,null,null,null,null,null,null,null,null,null,null,null,{"$f":"Hydropower!L16","v":0.62172119363624345},{"$f":"Hydropower!L175","v":0.62172119363624345},{"$f":"Hydropower!M175","v":0.62172119363624345},{"$f":"Hydropower!N175","v":0.62172119363624345},{"$f":"Hydropower!O175","v":0.62172119363624345},{"$f":"Hydropower!P175","v":0.62172119363624345},{"$f":"Hydropower!Q175","v":0.62172119363624345},{"$f":"Hydropower!R175","v":0.62172119363624345},{"$f":"Hydropower!S175","v":0.62172119363624345},{"$f":"Hydropower!T175","v":0.62172119363624345},{"$f":"Hydropower!U175","v":0.62172119363624345},{"$f":"Hydropower!V175","v":0.62172119363624345},{"$f":"Hydropower!W175","v":0.62172119363624345},{"$f":"Hydropower!X175","v":0.62172119363624345},{"$f":"Hydropower!Y175","v":0.62172119363624345},{"$f":"Hydropower!Z175","v":0.62172119363624345},{"$f":"Hydropower!AA175","v":0.62172119363624345},{"$f":"Hydropower!AB175","v":0.62172119363624345},{"$f":"Hydropower!AC175","v":0.62172119363624345},{"$f":"Hydropower!AD175","v":0.62172119363624345},{"$f":"Hydropower!AE175","v":0.62172119363624345},{"$f":"Hydropower!AF175","v":0.62172119363624345},{"$f":"Hydropower!AG175","v":0.62172119363624345},{"$f":"Hydropower!AH175","v":0.62172119363624345},{"$f":"Hydropower!AI175","v":0.62172119363624345},{"$f":"Hydropower!AJ175","v":0.62172119363624345},{"$f":"Hydropower!AK175","v":0.62172119363624345},{"$f":"Hydropower!AL175","v":0.62172119363624345},{"$f":"Hydropower!AM175","v":0.62172119363624345},{"$f":"Hydropower!AN175","v":0.62172119363624345},{"$f":"Hydropower!AO175","v":0.62172119363624345},{"$f":"Hydropower!AP175","v":0.62172119363624345},{"$f":"Hydropower!AQ175","v":0.62172119363624345},{"$f":"Hydropower!AR175","v":0.62172119363624345},{"$f":"Hydropower!AS175","v":0.62172119363624345},{"$f":"Hydropower!AT175","v":0.62172119363624345},{"$f":"Hydropower!AU175","v":0.62172119363624345},{"$f":"Hydropower!AV175","v":0.62172119363624345},null,null,59,"hydclass2",1.1572370000000001,9142.5985196236998,null,0.66259517267225299,null,0,null,null,null,null,null,null,null,null,null,null,null,null,null,null,null,null,null,null,null,null,null,null,null,null,null,null,null,null,null,null,null,null,null,null,null,null,null,null,null,132,"hydclass1",14.715492000000005,8522.2923051219332,null,0.64700149771929594,null,0]
[null,null,null,null,{"$f":"Hydropower!K176","v":"NPD 3 - high"},null,null,null,null,null,null,null,null,null,null,null,null,null,null,null,null,null,{"$f":"Hydropower!L176","v":0.62172119363624345},{"$f":"Hydropower!M176","v":0.62172119363624345},{"$f":"Hydropower!N176","v":0.62172119363624345},{"$f":"Hydropower!O176","v":0.62172119363624345},{"$f":"Hydropower!P176","v":0.62172119363624345},{"$f":"Hydropower!Q176","v":0.62172119363624345},{"$f":"Hydropower!R176","v":0.62172119363624345},{"$f":"Hydropower!S176","v":0.62172119363624345},{"$f":"Hydropower!T176","v":0.62172119363624345},{"$f":"Hydropower!U176","v":0.62172119363624345},{"$f":"Hydropower!V176","v":0.62172119363624345},{"$f":"Hydropower!W176","v":0.62172119363624345},{"$f":"Hydropower!X176","v":0.62172119363624345},{"$f":"Hydropower!Y176","v":0.62172119363624345},{"$f":"Hydropower!Z176","v":0.62172119363624345},{"$f":"Hydropower!AA176","v":0.62172119363624345},{"$f":"Hydropower!AB176","v":0.62172119363624345},{"$f":"Hydropower!AC176","v":0.62172119363624345},{"$f":"Hydropower!AD176","v":0.62172119363624345},{"$f":"Hydropower!AE176","v":0.62172119363624345},{"$f":"Hydropower!AF176","v":0.62172119363624345},{"$f":"Hydropower!AG176","v":0.62172119363624345},{"$f":"Hydropower!AH176","v":0.62172119363624345},{"$f":"Hydropower!AI176","v":0.62172119363624345},{"$f":"Hydropower!AJ176","v":0.62172119363624345},{"$f":"Hydropower!AK176","v":0.62172119363624345},{"$f":"Hydropower!AL176","v":0.62172119363624345},{"$f":"Hydropower!AM176","v":0.62172119363624345},{"$f":"Hydropower!AN176","v":0.62172119363624345},{"$f":"Hydropower!AO176","v":0.62172119363624345},{"$f":"Hydropower!AP176","v":0.62172119363624345},{"$f":"Hydropower!AQ176","v":0.62172119363624345},{"$f":"Hydropower!AR176","v":0.62172119363624345},{"$f":"Hydropower!AS176","v":0.62172119363624345},{"$f":"Hydropower!AT176","v":0.62172119363624345},{"$f":"Hydropower!AU176","v":0.62172119363624345},{"$f":"Hydropower!AV176","v":0.62172119363624345},null,null,74,"hydclass4",0.57238300000000009,10113.292269905151,null,0.73112494883651935,null,0,null,null,null,null,null,null,null,null,null,null,null,null,null,null,null,null,null,null,null,null,null,null,null,null,null,null,null,null,null,null,null,null,null,null,null,null,null,null,null,3,"hydclass4",101.950911,9104.7742132463682,null,0.69059441885985628,null,0]
[null,null,null,null,{"$f":"Hydropower!K177","v":"NPD 4 - low"},null,null,null,null,null,null,null,null,null,null,null,null,null,null,null,null,null,{"$f":"Hydropower!L177","v":0.60533676473420561},{"$f":"Hydropower!M177","v":0.60533676473420561},{"$f":"Hydropower!N177","v":0.60533676473420561},{"$f":"Hydropower!O177","v":0.60533676473420561},{"$f":"Hydropower!P177","v":0.60533676473420561},{"$f":"Hydropower!Q177","v":0.60533676473420561},{"$f":"Hydropower!R177","v":0.60533676473420561},{"$f":"Hydropower!S177","v":0.60533676473420561},{"$f":"Hydropower!T177","v":0.60533676473420561},{"$f":"Hydropower!U177","v":0.60533676473420561},{"$f":"Hydropower!V177","v":0.60533676473420561},{"$f":"Hydropower!W177","v":0.60533676473420561},{"$f":"Hydropower!X177","v":0.60533676473420561},{"$f":"Hydropower!Y177","v":0.60533676473420561},{"$f":"Hydropower!Z177","v":0.60533676473420561},{"$f":"Hydropower!AA177","v":0.60533676473420561},{"$f":"Hydropower!AB177","v":0.60533676473420561},{"$f":"Hydropower!AC177","v":0.60533676473420561},{"$f":"Hydropower!AD177","v":0.60533676473420561},{"$f":"Hydropower!AE177","v":0.60533676473420561},{"$f":"Hydropower!AF177","v":0.60533676473420561},{"$f":"Hydropower!AG177","v":0.60533676473420561},{"$f":"Hydropower!AH177","v":0.60533676473420561},{"$f":"Hydropower!AI177","v":0.60533676473420561},{"$f":"Hydropower!AJ177","v":0.60533676473420561},{"$f":"Hydropower!AK177","v":0.60533676473420561},{"$f":"Hydropower!AL177","v":0.60533676473420561},{"$f":"Hydropower!AM177","v":0.60533676473420561},{"$f":"Hydropower!AN177","v":0.60533676473420561},{"$f":"Hydropower!AO177","v":0.60533676473420561},{"$f":"Hydropower!AP177","v":0.60533676473420561},{"$f":"Hydropower!AQ177","v":0.60533676473420561},{"$f":"Hydropower!AR177","v":0.60533676473420561},{"$f":"Hydropower!AS177","v":0.60533676473420561},{"$f":"Hydropower!AT177","v":0.60533676473420561},{"$f":"Hydropower!AU177","v":0.60533676473420561},{"$f":"Hydropower!AV177","v":0.60533676473420561},null,null,86,"hydclass2",1.0405450000000001,6473.3589103205477,null,0.47034534416900992,null,0,null,null,null,null,null,null,null,null,null,null,null,null,null,null,null,null,null,null,null,null,null,null,null,null,null,null,null,null,null,null,null,null,null,null,null,null,null,null,null,71,"hydclass1",21.698488999999999,7019.2831272810708,null,0.53424544281680542,null,0]
[null,null,null,null,{"$f":"Hydropower!K178","v":"NPD 4 - mid"},null,null,null,null,null,null,null,null,null,null,null,null,null,null,null,null,{"$f":"Hydropower!L17","v":0.60533676473420561},{"$f":"Hydropower!L178","v":0.60533676473420561},{"$f":"Hydropower!M178","v":0.60533676473420561},{"$f":"Hydropower!N178","v":0.60533676473420561},{"$f":"Hydropower!O178","v":0.60533676473420561},{"$f":"Hydropower!P178","v":0.60533676473420561},{"$f":"Hydropower!Q178","v":0.60533676473420561},{"$f":"Hydropower!R178","v":0.60533676473420561},{"$f":"Hydropower!S178","v":0.60533676473420561},{"$f":"Hydropower!T178","v":0.60533676473420561},{"$f":"Hydropower!U178","v":0.60533676473420561},{"$f":"Hydropower!V178","v":0.60533676473420561},{"$f":"Hydropower!W178","v":0.60533676473420561},{"$f":"Hydropower!X178","v":0.60533676473420561},{"$f":"Hydropower!Y178","v":0.60533676473420561},{"$f":"Hydropower!Z178","v":0.60533676473420561},{"$f":"Hydropower!AA178","v":0.60533676473420561},{"$f":"Hydropower!AB178","v":0.60533676473420561},{"$f":"Hydropower!AC178","v":0.60533676473420561},{"$f":"Hydropower!AD178","v":0.60533676473420561},{"$f":"Hydropower!AE178","v":0.60533676473420561},{"$f":"Hydropower!AF178","v":0.60533676473420561},{"$f":"Hydropower!AG178","v":0.60533676473420561},{"$f":"Hydropower!AH178","v":0.60533676473420561},{"$f":"Hydropower!AI178","v":0.60533676473420561},{"$f":"Hydropower!AJ178","v":0.60533676473420561},{"$f":"Hydropower!AK178","v":0.60533676473420561},{"$f":"Hydropower!AL178","v":0.60533676473420561},{"$f":"Hydropower!AM178","v":0.60533676473420561},{"$f":"Hydropower!AN178","v":0.60533676473420561},{"$f":"Hydropower!AO178","v":0.60533676473420561},{"$f":"Hydropower!AP178","v":0.60533676473420561},{"$f":"Hydropower!AQ178","v":0.60533676473420561},{"$f":"Hydropower!AR178","v":0.60533676473420561},{"$f":"Hydropower!AS178","v":0.60533676473420561},{"$f":"Hydropower!AT178","v":0.60533676473420561},{"$f":"Hydropower!AU178","v":0.60533676473420561},{"$f":"Hydropower!AV178","v":0.60533676473420561},null,null,134,"hydclass2",2.1833599999999995,9301.6103984949659,null,0.67053970412881658,null,0,null,null,null,null,null,null,null,null,null,null,null,null,null,null,null,null,null,null,null,null,null,null,null,null,null,null,null,null,null,null,null,null,null,null,null,null,null,null,null,40,"hydclass1",63.041643999999998,9368.7831430665647,null,0.70977343015510619,null,0]
[null,null,null,null,{"$f":"Hydropower!K179","v":"NPD 4 - high"},null,null,null,null,null,null,null,null,null,null,null,null,null,null,null,null,null,{"$f":"Hydropower!L179","v":0.60533676473420561},{"$f":"Hydropower!M179","v":0.60533676473420561},{"$f":"Hydropower!N179","v":0.60533676473420561},{"$f":"Hydropower!O179","v":0.60533676473420561},{"$f":"Hydropower!P179","v":0.60533676473420561},{"$f":"Hydropower!Q179","v":0.60533676473420561},{"$f":"Hydropower!R179","v":0.60533676473420561},{"$f":"Hydropower!S179","v":0.60533676473420561},{"$f":"Hydropower!T179","v":0.60533676473420561},{"$f":"Hydropower!U179","v":0.60533676473420561},{"$f":"Hydropower!V179","v":0.60533676473420561},{"$f":"Hydropower!W179","v":0.60533676473420561},{"$f":"Hydropower!X179","v":0.60533676473420561},{"$f":"Hydropower!Y179","v":0.60533676473420561},{"$f":"Hydropower!Z179","v":0.60533676473420561},{"$f":"Hydropower!AA179","v":0.60533676473420561},{"$f":"Hydropower!AB179","v":0.60533676473420561},{"$f":"Hydropower!AC179","v":0.60533676473420561},{"$f":"Hydropower!AD179","v":0.60533676473420561},{"$f":"Hydropower!AE179","v":0.60533676473420561},{"$f":"Hydropower!AF179","v":0.60533676473420561},{"$f":"Hydropower!AG179","v":0.60533676473420561},{"$f":"Hydropower!AH179","v":0.60533676473420561},{"$f":"Hydropower!AI179","v":0.60533676473420561},{"$f":"Hydropower!AJ179","v":0.60533676473420561},{"$f":"Hydropower!AK179","v":0.60533676473420561},{"$f":"Hydropower!AL179","v":0.60533676473420561},{"$f":"Hydropower!AM179","v":0.60533676473420561},{"$f":"Hydropower!AN179","v":0.60533676473420561},{"$f":"Hydropower!AO179","v":0.60533676473420561},{"$f":"Hydropower!AP179","v":0.60533676473420561},{"$f":"Hydropower!AQ179","v":0.60533676473420561},{"$f":"Hydropower!AR179","v":0.60533676473420561},{"$f":"Hydropower!AS179","v":0.60533676473420561},{"$f":"Hydropower!AT179","v":0.60533676473420561},{"$f":"Hydropower!AU179","v":0.60533676473420561},{"$f":"Hydropower!AV179","v":0.60533676473420561},null,null,2,"hydclass4",0.9800040000000001,9209.9548474456296,null,0.6626206134937791,null,0,null,null,null,null,null,null,null,null,null,null,null,null,null,null,null,null,null,null,null,null,null,null,null,null,null,null,null,null,null,null,null,null,null,null,null,null,null,null,null,40,"hydclass2",27.265790999999993,10291.05434310003,null,0.77649323135136972,null,0]
[null,null,null,null,{"$f":"Hydropower!K180","v":"NPD 5 - low"},null,null,null,null,null,null,null,null,null,null,null,null,null,null,null,null,null,{"$f":"Hydropower!L180","v":0.58226122468734443},{"$f":"Hydropower!M180","v":0.58226122468734443},{"$f":"Hydropower!N180","v":0.58226122468734443},{"$f":"Hydropower!O180","v":0.58226122468734443},{"$f":"Hydropower!P180","v":0.58226122468734443},{"$f":"Hydropower!Q180","v":0.58226122468734443},{"$f":"Hydropower!R180","v":0.58226122468734443},{"$f":"Hydropower!S180","v":0.58226122468734443},{"$f":"Hydropower!T180","v":0.58226122468734443},{"$f":"Hydropower!U180","v":0.58226122468734443},{"$f":"Hydropower!V180","v":0.58226122468734443},{"$f":"Hydropower!W180","v":0.58226122468734443},{"$f":"Hydropower!X180","v":0.58226122468734443},{"$f":"Hydropower!Y180","v":0.58226122468734443},{"$f":"Hydropower!Z180","v":0.58226122468734443},{"$f":"Hydropower!AA180","v":0.58226122468734443},{"$f":"Hydropower!AB180","v":0.58226122468734443},{"$f":"Hydropower!AC180","v":0.58226122468734443},{"$f":"Hydropower!AD180","v":0.58226122468734443},{"$f":"Hydropower!AE180","v":0.58226122468734443},{"$f":"Hydropower!AF180","v":0.58226122468734443},{"$f":"Hydropower!AG180","v":0.58226122468734443},{"$f":"Hydropower!AH180","v":0.58226122468734443},{"$f":"Hydropower!AI180","v":0.58226122468734443},{"$f":"Hydropower!AJ180","v":0.58226122468734443},{"$f":"Hydropower!AK180","v":0.58226122468734443},{"$f":"Hydropower!AL180","v":0.58226122468734443},{"$f":"Hydropower!AM180","v":0.58226122468734443},{"$f":"Hydropower!AN180","v":0.58226122468734443},{"$f":"Hydropower!AO180","v":0.58226122468734443},{"$f":"Hydropower!AP180","v":0.58226122468734443},{"$f":"Hydropower!AQ180","v":0.58226122468734443},{"$f":"Hydropower!AR180","v":0.58226122468734443},{"$f":"Hydropower!AS180","v":0.58226122468734443},{"$f":"Hydropower!AT180","v":0.58226122468734443},{"$f":"Hydropower!AU180","v":0.58226122468734443},{"$f":"Hydropower!AV180","v":0.58226122468734443},null,null,8,"hydclass4",0.47228100000000001,10553.26338116759,null,0.75794656089785339,null,0,null,null,null,null,null,null,null,null,null,null,null,null,null,null,null,null,null,null,null,null,null,null,null,null,null,null,null,null,null,null,null,null,null,null,null,null,null,null,null,18,"hydclass4",131.49779899999996,8953.2369738067046,null,0.67580347868925694,null,0]
[null,null,null,null,{"$f":"Hydropower!K181","v":"NPD 5 - mid"},null,null,null,null,null,null,null,null,null,null,null,null,null,null,null,null,{"$f":"Hydropower!L18","v":0.58226122468734443},{"$f":"Hydropower!L181","v":0.58226122468734443},{"$f":"Hydropower!M181","v":0.58226122468734443},{"$f":"Hydropower!N181","v":0.58226122468734443},{"$f":"Hydropower!O181","v":0.58226122468734443},{"$f":"Hydropower!P181","v":0.58226122468734443},{"$f":"Hydropower!Q181","v":0.58226122468734443},{"$f":"Hydropower!R181","v":0.58226122468734443},{"$f":"Hydropower!S181","v":0.58226122468734443},{"$f":"Hydropower!T181","v":0.58226122468734443},{"$f":"Hydropower!U181","v":0.58226122468734443},{"$f":"Hydropower!V181","v":0.58226122468734443},{"$f":"Hydropower!W181","v":0.58226122468734443},{"$f":"Hydropower!X181","v":0.58226122468734443},{"$f":"Hydropower!Y181","v":0.58226122468734443},{"$f":"Hydropower!Z181","v":0.58226122468734443},{"$f":"Hydropower!AA181","v":0.58226122468734443},{"$f":"Hydropower!AB181","v":0.58226122468734443},{"$f":"Hydropower!AC181","v":0.58226122468734443},{"$f":"Hydropower!AD181","v":0.58226122468734443},{"$f":"Hydropower!AE181","v":0.58226122468734443},{"$f":"Hydropower!AF181","v":0.58226122468734443},{"$f":"Hydropower!AG181","v":0.58226122468734443},{"$f":"Hydropower!AH181","v":0.58226122468734443},{"$f":"Hydropower!AI181","v":0.58226122468734443},{"$f":"Hydropower!AJ181","v":0.58226122468734443},{"$f":"Hydropower!AK181","v":0.58226122468734443},{"$f":"Hydropower!AL181","v":0.58226122468734443},{"$f":"Hydropower!AM181","v":0.58226122468734443},{"$f":"Hydropower!AN181","v":0.58226122468734443},{"$f":"Hydropower!AO181","v":0.58226122468734443},{"$f":"Hydropower!AP181","v":0.58226122468734443},{"$f":"Hydropower!AQ181","v":0.58226122468734443},{"$f":"Hydropower!AR181","v":0.58226122468734443},{"$f":"Hydropower!AS181","v":0.58226122468734443},{"$f":"Hydropower!AT181","v":0.58226122468734443},{"$f":"Hydropower!AU181","v":0.58226122468734443},{"$f":"Hydropower!AV181","v":0.58226122468734443},null,null,92,"hydclass3",2.5392760000000001,8489.1819629811107,null,0.60998143621806589,null,0,null,null,null,null,null,null,null,null,null,null,null,null,null,null,null,null,null,null,null,null,null,null,null,null,null,null,null,null,null,null,null,null,null,null,null,null,null,null,null,126,"hydclass2",6.316586,8973.1315605377586,null,0.67704928753544535,null,0]
[null,null,null,null,{"$f":"Hydropower!K182","v":"NPD 5 - high"},null,null,null,null,null,null,null,null,null,null,null,null,null,null,null,null,null,{"$f":"Hydropower!L182","v":0.58226122468734443},{"$f":"Hydropower!M182","v":0.58226122468734443},{"$f":"Hydropower!N182","v":0.58226122468734443},{"$f":"Hydropower!O182","v":0.58226122468734443},{"$f":"Hydropower!P182","v":0.58226122468734443},{"$f":"Hydropower!Q182","v":0.58226122468734443},{"$f":"Hydropower!R182","v":0.58226122468734443},{"$f":"Hydropower!S182","v":0.58226122468734443},{"$f":"Hydropower!T182","v":0.58226122468734443},{"$f":"Hydropower!U182","v":0.58226122468734443},{"$f":"Hydropower!V182","v":0.58226122468734443},{"$f":"Hydropower!W182","v":0.58226122468734443},{"$f":"Hydropower!X182","v":0.58226122468734443},{"$f":"Hydropower!Y182","v":0.58226122468734443},{"$f":"Hydropower!Z182","v":0.58226122468734443},{"$f":"Hydropower!AA182","v":0.58226122468734443},{"$f":"Hydropower!AB182","v":0.58226122468734443},{"$f":"Hydropower!AC182","v":0.58226122468734443},{"$f":"Hydropower!AD182","v":0.58226122468734443},{"$f":"Hydropower!AE182","v":0.58226122468734443},{"$f":"Hydropower!AF182","v":0.58226122468734443},{"$f":"Hydropower!AG182","v":0.58226122468734443},{"$f":"Hydropower!AH182","v":0.58226122468734443},{"$f":"Hydropower!AI182","v":0.58226122468734443},{"$f":"Hydropower!AJ182","v":0.58226122468734443},{"$f":"Hydropower!AK182","v":0.58226122468734443},{"$f":"Hydropower!AL182","v":0.58226122468734443},{"$f":"Hydropower!AM182","v":0.58226122468734443},{"$f":"Hydropower!AN182","v":0.58226122468734443},{"$f":"Hydropower!AO182","v":0.58226122468734443},{"$f":"Hydropower!AP182","v":0.58226122468734443},{"$f":"Hydropower!AQ182","v":0.58226122468734443},{"$f":"Hydropower!AR182","v":0.58226122468734443},{"$f":"Hydropower!AS182","v":0.58226122468734443},{"$f":"Hydropower!AT182","v":0.58226122468734443},{"$f":"Hydropower!AU182","v":0.58226122468734443},{"$f":"Hydropower!AV182","v":0.58226122468734443},null,null,88,"hydclass4",3.61381,8093.4266598813647,null,0.58170743928214308,null,0,null,null,null,null,null,null,null,null,null,null,null,null,null,null,null,null,null,null,null,null,null,null,null,null,null,null,null,null,null,null,null,null,null,null,null,null,null,null,null,98,"hydclass4",26.954188999999996,8266.6674296014371,null,0.62425908261455942,null,0]
[null,null,null,null,{"$f":"Hydropower!K183","v":"NSD 1 - low"},null,null,null,null,null,null,null,null,null,null,null,null,null,null,null,null,null,{"$f":"Hydropower!L183","v":0.6756528495520755},{"$f":"Hydropower!M183","v":0.6756528495520755},{"$f":"Hydropower!N183","v":0.6756528495520755},{"$f":"Hydropower!O183","v":0.6756528495520755},{"$f":"Hydropower!P183","v":0.6756528495520755},{"$f":"Hydropower!Q183","v":0.6756528495520755},{"$f":"Hydropower!R183","v":0.6756528495520755},{"$f":"Hydropower!S183","v":0.6756528495520755},{"$f":"Hydropower!T183","v":0.6756528495520755},{"$f":"Hydropower!U183","v":0.6756528495520755},{"$f":"Hydropower!V183","v":0.6756528495520755},{"$f":"Hydropower!W183","v":0.6756528495520755},{"$f":"Hydropower!X183","v":0.6756528495520755},{"$f":"Hydropower!Y183","v":0.6756528495520755},{"$f":"Hydropower!Z183","v":0.6756528495520755},{"$f":"Hydropower!AA183","v":0.6756528495520755},{"$f":"Hydropower!AB183","v":0.6756528495520755},{"$f":"Hydropower!AC183","v":0.6756528495520755},{"$f":"Hydropower!AD183","v":0.6756528495520755},{"$f":"Hydropower!AE183","v":0.6756528495520755},{"$f":"Hydropower!AF183","v":0.6756528495520755},{"$f":"Hydropower!AG183","v":0.6756528495520755},{"$f":"Hydropower!AH183","v":0.6756528495520755},{"$f":"Hydropower!AI183","v":0.6756528495520755},{"$f":"Hydropower!AJ183","v":0.6756528495520755},{"$f":"Hydropower!AK183","v":0.6756528495520755},{"$f":"Hydropower!AL183","v":0.6756528495520755},{"$f":"Hydropower!AM183","v":0.6756528495520755},{"$f":"Hydropower!AN183","v":0.6756528495520755},{"$f":"Hydropower!AO183","v":0.6756528495520755},{"$f":"Hydropower!AP183","v":0.6756528495520755},{"$f":"Hydropower!AQ183","v":0.6756528495520755},{"$f":"Hydropower!AR183","v":0.6756528495520755},{"$f":"Hydropower!AS183","v":0.6756528495520755},{"$f":"Hydropower!AT183","v":0.6756528495520755},{"$f":"Hydropower!AU183","v":0.6756528495520755},{"$f":"Hydropower!AV183","v":0.6756528495520755},null,null,47,"hydclass3",0.28847499999999998,8718.3639249123062,null,0.62458331109038678,null,0,null,null,null,null,null,null,null,null,null,null,null,null,null,null,null,null,null,null,null,null,null,null,null,null,null,null,null,null,null,null,null,null,null,null,null,null,null,null,null,96,"hydclass4",18.904952000000002,9070.5868266888574,null,0.68409198875855792,null,0]
[null,null,null,null,{"$f":"Hydropower!K184","v":"NSD 1 - mid"},null,null,null,null,null,null,null,null,null,null,null,null,null,null,null,null,{"$f":"Hydropower!L19","v":0.6756528495520755},{"$f":"Hydropower!L184","v":0.6756528495520755},{"$f":"Hydropower!M184","v":0.6756528495520755},{"$f":"Hydropower!N184","v":0.6756528495520755},{"$f":"Hydropower!O184","v":0.6756528495520755},{"$f":"Hydropower!P184","v":0.6756528495520755},{"$f":"Hydropower!Q184","v":0.6756528495520755},{"$f":"Hydropower!R184","v":0.6756528495520755},{"$f":"Hydropower!S184","v":0.6756528495520755},{"$f":"Hydropower!T184","v":0.6756528495520755},{"$f":"Hydropower!U184","v":0.6756528495520755},{"$f":"Hydropower!V184","v":0.6756528495520755},{"$f":"Hydropower!W184","v":0.6756528495520755},{"$f":"Hydropower!X184","v":0.6756528495520755},{"$f":"Hydropower!Y184","v":0.6756528495520755},{"$f":"Hydropower!Z184","v":0.6756528495520755},{"$f":"Hydropower!AA184","v":0.6756528495520755},{"$f":"Hydropower!AB184","v":0.6756528495520755},{"$f":"Hydropower!AC184","v":0.6756528495520755},{"$f":"Hydropower!AD184","v":0.6756528495520755},{"$f":"Hydropower!AE184","v":0.6756528495520755},{"$f":"Hydropower!AF184","v":0.6756528495520755},{"$f":"Hydropower!AG184","v":0.6756528495520755},{"$f":"Hydropower!AH184","v":0.6756528495520755},{"$f":"Hydropower!AI184","v":0.6756528495520755},{"$f":"Hydropower!AJ184","v":0.6756528495520755},{"$f":"Hydropower!AK184","v":0.6756528495520755},{"$f":"Hydropower!AL184","v":0.6756528495520755},{"$f":"Hydropower!AM184","v":0.6756528495520755},{"$f":"Hydropower!AN184","v":0.6756528495520755},{"$f":"Hydropower!AO184","v":0.6756528495520755},{"$f":"Hydropower!AP184","v":0.6756528495520755},{"$f":"Hydropower!AQ184","v":0.6756528495520755},{"$f":"Hydropower!AR184","v":0.6756528495520755},{"$f":"Hydropower!AS184","v":0.6756528495520755},{"$f":"Hydropower!AT184","v":0.6756528495520755},{"$f":"Hydropower!AU184","v":0.6756528495520755},{"$f":"Hydropower!AV184","v":0.6756528495520755},null,null,56,"hydclass4",1.2159120000000001,7454.4643673638402,null,0.53505799746229099,null,0,null,null,null,null,null,null,null,null,null,null,null,null,null,null,null,null,null,null,null,null,null,null,null,null,null,null,null,null,null,null,null,null,null,null,null,null,null,null,null,26,"hydclass1",35.380915000000009,9024.2815282592328,null,0.68026359177240581,null,0]
[null,null,null,null,{"$f":"Hydropower!K185","v":"NSD 1 - high"},null,null,null,null,null,null,null,null,null,null,null,null,null,null,null,null,null,{"$f":"Hydropower!L185","v":0.6756528495520755},{"$f":"Hydropower!M185","v":0.6756528495520755},{"$f":"Hydropower!N185","v":0.6756528495520755},{"$f":"Hydropower!O185","v":0.6756528495520755},{"$f":"Hydropower!P185","v":0.6756528495520755},{"$f":"Hydropower!Q185","v":0.6756528495520755},{"$f":"Hydropower!R185","v":0.6756528495520755},{"$f":"Hydropower!S185","v":0.6756528495520755},{"$f":"Hydropower!T185","v":0.6756528495520755},{"$f":"Hydropower!U185","v":0.6756528495520755},{"$f":"Hydropower!V185","v":0.6756528495520755},{"$f":"Hydropower!W185","v":0.6756528495520755},{"$f":"Hydropower!X185","v":0.6756528495520755},{"$f":"Hydropower!Y185","v":0.6756528495520755},{"$f":"Hydropower!Z185","v":0.6756528495520755},{"$f":"Hydropower!AA185","v":0.6756528495520755},{"$f":"Hydropower!AB185","v":0.6756528495520755},{"$f":"Hydropower!AC185","v":0.6756528495520755},{"$f":"Hydropower!AD185","v":0.6756528495520755},{"$f":"Hydropower!AE185","v":0.6756528495520755},{"$f":"Hydropower!AF185","v":0.6756528495520755},{"$f":"Hydropower!AG185","v":0.6756528495520755},{"$f":"Hydropower!AH185","v":0.6756528495520755},{"$f":"Hydropower!AI185","v":0.6756528495520755},{"$f":"Hydropower!AJ185","v":0.6756528495520755},{"$f":"Hydropower!AK185","v":0.6756528495520755},{"$f":"Hydropower!AL185","v":0.6756528495520755},{"$f":"Hydropower!AM185","v":0.6756528495520755},{"$f":"Hydropower!AN185","v":0.6756528495520755},{"$f":"Hydropower!AO185","v":0.6756528495520755},{"$f":"Hydropower!AP185","v":0.6756528495520755},{"$f":"Hydropower!AQ185","v":0.6756528495520755},{"$f":"Hydropower!AR185","v":0.6756528495520755},{"$f":"Hydropower!AS185","v":0.6756528495520755},{"$f":"Hydropower!AT185","v":0.6756528495520755},{"$f":"Hydropower!AU185","v":0.6756528495520755},{"$f":"Hydropower!AV185","v":0.6756528495520755},null,null,104,"hydclass2",0.37300800000000001,10473.8386950964,null,0.74418046693588291,null,0,null,null,null,null,null,null,null,null,null,null,null,null,null,null,null,null,null,null,null,null,null,null,null,null,null,null,null,null,null,null,null,null,null,null,null,null,null,null,null,73,"hydclass1",8.7791180000000004,7755.4923800962824,null,0.58566705192659319,null,0]
[null,null,null,null,{"$f":"Hydropower!K186","v":"NSD 2 - low"},null,null,null,null,null,null,null,null,null,null,null,null,null,null,null,null,null,{"$f":"Hydropower!L186","v":0.67494540941846493},{"$f":"Hydropower!M186","v":0.67494540941846493},{"$f":"Hydropower!N186","v":0.67494540941846493},{"$f":"Hydropower!O186","v":0.67494540941846493},{"$f":"Hydropower!P186","v":0.67494540941846493},{"$f":"Hydropower!Q186","v":0.67494540941846493},{"$f":"Hydropower!R186","v":0.67494540941846493},{"$f":"Hydropower!S186","v":0.67494540941846493},{"$f":"Hydropower!T186","v":0.67494540941846493},{"$f":"Hydropower!U186","v":0.67494540941846493},{"$f":"Hydropower!V186","v":0.67494540941846493},{"$f":"Hydropower!W186","v":0.67494540941846493},{"$f":"Hydropower!X186","v":0.67494540941846493},{"$f":"Hydropower!Y186","v":0.67494540941846493},{"$f":"Hydropower!Z186","v":0.67494540941846493},{"$f":"Hydropower!AA186","v":0.67494540941846493},{"$f":"Hydropower!AB186","v":0.67494540941846493},{"$f":"Hydropower!AC186","v":0.67494540941846493},{"$f":"Hydropower!AD186","v":0.67494540941846493},{"$f":"Hydropower!AE186","v":0.67494540941846493},{"$f":"Hydropower!AF186","v":0.67494540941846493},{"$f":"Hydropower!AG186","v":0.67494540941846493},{"$f":"Hydropower!AH186","v":0.67494540941846493},{"$f":"Hydropower!AI186","v":0.67494540941846493},{"$f":"Hydropower!AJ186","v":0.67494540941846493},{"$f":"Hydropower!AK186","v":0.67494540941846493},{"$f":"Hydropower!AL186","v":0.67494540941846493},{"$f":"Hydropower!AM186","v":0.67494540941846493},{"$f":"Hydropower!AN186","v":0.67494540941846493},{"$f":"Hydropower!AO186","v":0.67494540941846493},{"$f":"Hydropower!AP186","v":0.67494540941846493},{"$f":"Hydropower!AQ186","v":0.67494540941846493},{"$f":"Hydropower!AR186","v":0.67494540941846493},{"$f":"Hydropower!AS186","v":0.67494540941846493},{"$f":"Hydropower!AT186","v":0.67494540941846493},{"$f":"Hydropower!AU186","v":0.67494540941846493},{"$f":"Hydropower!AV186","v":0.67494540941846493},null,null,82,"hydclass4",0.36337399999999997,8767.7352600602881,null,0.62328378415549635,null,0,null,null,null,null,null,null,null,null,null,null,null,null,null,null,null,null,null,null,null,null,null,null,null,null,null,null,null,null,null,null,null,null,null,null,null,null,null,null,null,52,"hydclass1",22.120479999999997,9620.0706151770628,null,0.72428718777165124,null,0]
[null,null,null,null,{"$f":"Hydropower!K187","v":"NSD 2 - mid"},null,null,null,null,null,null,null,null,null,null,null,null,null,null,null,null,{"$f":"Hydropower!L20","v":0.67494540941846493},{"$f":"Hydropower!L187","v":0.67494540941846493},{"$f":"Hydropower!M187","v":0.67494540941846493},{"$f":"Hydropower!N187","v":0.67494540941846493},{"$f":"Hydropower!O187","v":0.67494540941846493},{"$f":"Hydropower!P187","v":0.67494540941846493},{"$f":"Hydropower!Q187","v":0.67494540941846493},{"$f":"Hydropower!R187","v":0.67494540941846493},{"$f":"Hydropower!S187","v":0.67494540941846493},{"$f":"Hydropower!T187","v":0.67494540941846493},{"$f":"Hydropower!U187","v":0.67494540941846493},{"$f":"Hydropower!V187","v":0.67494540941846493},{"$f":"Hydropower!W187","v":0.67494540941846493},{"$f":"Hydropower!X187","v":0.67494540941846493},{"$f":"Hydropower!Y187","v":0.67494540941846493},{"$f":"Hydropower!Z187","v":0.67494540941846493},{"$f":"Hydropower!AA187","v":0.67494540941846493},{"$f":"Hydropower!AB187","v":0.67494540941846493},{"$f":"Hydropower!AC187","v":0.67494540941846493},{"$f":"Hydropower!AD187","v":0.67494540941846493},{"$f":"Hydropower!AE187","v":0.67494540941846493},{"$f":"Hydropower!AF187","v":0.67494540941846493},{"$f":"Hydropower!AG187","v":0.67494540941846493},{"$f":"Hydropower!AH187","v":0.67494540941846493},{"$f":"Hydropower!AI187","v":0.67494540941846493},{"$f":"Hydropower!AJ187","v":0.67494540941846493},{"$f":"Hydropower!AK187","v":0.67494540941846493},{"$f":"Hydropower!AL187","v":0.67494540941846493},{"$f":"Hydropower!AM187","v":0.67494540941846493},{"$f":"Hydropower!AN187","v":0.67494540941846493},{"$f":"Hydropower!AO187","v":0.67494540941846493},{"$f":"Hydropower!AP187","v":0.67494540941846493},{"$f":"Hydropower!AQ187","v":0.67494540941846493},{"$f":"Hydropower!AR187","v":0.67494540941846493},{"$f":"Hydropower!AS187","v":0.67494540941846493},{"$f":"Hydropower!AT187","v":0.67494540941846493},{"$f":"Hydropower!AU187","v":0.67494540941846493},{"$f":"Hydropower!AV187","v":0.67494540941846493},null,null,66,"hydclass3",0.6742220000000001,7585.090757985794,null,0.53997884840731492,null,0,null,null,null,null,null,null,null,null,null,null,null,null,null,null,null,null,null,null,null,null,null,null,null,null,null,null,null,null,null,null,null,null,null,null,null,null,null,null,null,46,"hydclass4",13.139931000000001,9197.8075649315324,null,0.69274660759929085,null,0]
[null,null,null,null,{"$f":"Hydropower!K188","v":"NSD 2 - high"},null,null,null,null,null,null,null,null,null,null,null,null,null,null,null,null,null,{"$f":"Hydropower!L188","v":0.67494540941846493},{"$f":"Hydropower!M188","v":0.67494540941846493},{"$f":"Hydropower!N188","v":0.67494540941846493},{"$f":"Hydropower!O188","v":0.67494540941846493},{"$f":"Hydropower!P188","v":0.67494540941846493},{"$f":"Hydropower!Q188","v":0.67494540941846493},{"$f":"Hydropower!R188","v":0.67494540941846493},{"$f":"Hydropower!S188","v":0.67494540941846493},{"$f":"Hydropower!T188","v":0.67494540941846493},{"$f":"Hydropower!U188","v":0.67494540941846493},{"$f":"Hydropower!V188","v":0.67494540941846493},{"$f":"Hydropower!W188","v":0.67494540941846493},{"$f":"Hydropower!X188","v":0.67494540941846493},{"$f":"Hydropower!Y188","v":0.67494540941846493},{"$f":"Hydropower!Z188","v":0.67494540941846493},{"$f":"Hydropower!AA188","v":0.67494540941846493},{"$f":"Hydropower!AB188","v":0.67494540941846493},{"$f":"Hydropower!AC188","v":0.67494540941846493},{"$f":"Hydropower!AD188","v":0.67494540941846493},{"$f":"Hydropower!AE188","v":0.67494540941846493},{"$f":"Hydropower!AF188","v":0.67494540941846493},{"$f":"Hydropower!AG188","v":0.67494540941846493},{"$f":"Hydropower!AH188","v":0.67494540941846493},{"$f":"Hydropower!AI188","v":0.67494540941846493},{"$f":"Hydropower!AJ188","v":0.67494540941846493},{"$f":"Hydropower!AK188","v":0.67494540941846493},{"$f":"Hydropower!AL188","v":0.67494540941846493},{"$f":"Hydropower!AM188","v":0.67494540941846493},{"$f":"Hydropower!AN188","v":0.67494540941846493},{"$f":"Hydropower!AO188","v":0.67494540941846493},{"$f":"Hydropower!AP188","v":0.67494540941846493},{"$f":"Hydropower!AQ188","v":0.67494540941846493},{"$f":"Hydropower!AR188","v":0.67494540941846493},{"$f":"Hydropower!AS188","v":0.67494540941846493},{"$f":"Hydropower!AT188","v":0.67494540941846493},{"$f":"Hydropower!AU188","v":0.67494540941846493},{"$f":"Hydropower!AV188","v":0.67494540941846493},null,null,12,"hydclass2",0.52923299999999995,8849.3472879835372,null,0.62860880690574084,null,0,null,null,null,null,null,null,null,null,null,null,null,null,null,null,null,null,null,null,null,null,null,null,null,null,null,null,null,null,null,null,null,null,null,null,null,null,null,null,null,70,"hydclass2",54.379554999999996,7477.6519228424904,null,0.56431476575461426,null,0]
[null,null,null,null,{"$f":"Hydropower!K189","v":"NSD 3 - low"},null,null,null,null,null,null,null,null,null,null,null,null,null,null,null,null,null,{"$f":"Hydropower!L189","v":0.65535244187484809},{"$f":"Hydropower!M189","v":0.65535244187484809},{"$f":"Hydropower!N189","v":0.65535244187484809},{"$f":"Hydropower!O189","v":0.65535244187484809},{"$f":"Hydropower!P189","v":0.65535244187484809},{"$f":"Hydropower!Q189","v":0.65535244187484809},{"$f":"Hydropower!R189","v":0.65535244187484809},{"$f":"Hydropower!S189","v":0.65535244187484809},{"$f":"Hydropower!T189","v":0.65535244187484809},{"$f":"Hydropower!U189","v":0.65535244187484809},{"$f":"Hydropower!V189","v":0.65535244187484809},{"$f":"Hydropower!W189","v":0.65535244187484809},{"$f":"Hydropower!X189","v":0.65535244187484809},{"$f":"Hydropower!Y189","v":0.65535244187484809},{"$f":"Hydropower!Z189","v":0.65535244187484809},{"$f":"Hydropower!AA189","v":0.65535244187484809},{"$f":"Hydropower!AB189","v":0.65535244187484809},{"$f":"Hydropower!AC189","v":0.65535244187484809},{"$f":"Hydropower!AD189","v":0.65535244187484809},{"$f":"Hydropower!AE189","v":0.65535244187484809},{"$f":"Hydropower!AF189","v":0.65535244187484809},{"$f":"Hydropower!AG189","v":0.65535244187484809},{"$f":"Hydropower!AH189","v":0.65535244187484809},{"$f":"Hydropower!AI189","v":0.65535244187484809},{"$f":"Hydropower!AJ189","v":0.65535244187484809},{"$f":"Hydropower!AK189","v":0.65535244187484809},{"$f":"Hydropower!AL189","v":0.65535244187484809},{"$f":"Hydropower!AM189","v":0.65535244187484809},{"$f":"Hydropower!AN189","v":0.65535244187484809},{"$f":"Hydropower!AO189","v":0.65535244187484809},{"$f":"Hydropower!AP189","v":0.65535244187484809},{"$f":"Hydropower!AQ189","v":0.65535244187484809},{"$f":"Hydropower!AR189","v":0.65535244187484809},{"$f":"Hydropower!AS189","v":0.65535244187484809},{"$f":"Hydropower!AT189","v":0.65535244187484809},{"$f":"Hydropower!AU189","v":0.65535244187484809},{"$f":"Hydropower!AV189","v":0.65535244187484809},null,null,15,"hydclass3",0.601885,9063.2157303298245,{"$f":"SUM(BD336:BD478)","v":175957.05600455153},0.64302037030127879,null,0,null,null,null,null,null,null,null,null,null,null,null,null,null,null,null,null,null,null,null,null,null,null,null,null,null,null,null,null,null,null,null,null,null,null,null,null,null,null,null,101,"hydclass2",8.2684910000000009,8398.2588148199466,null,0.63234744350694139,null,0]
[null,null,null,null,{"$f":"Hydropower!K190","v":"NSD 3 - mid"},null,null,null,null,null,null,null,null,null,null,null,null,null,null,null,null,{"$f":"Hydropower!L21","v":0.65535244187484809},{"$f":"Hydropower!L190","v":0.65535244187484809},{"$f":"Hydropower!M190","v":0.65535244187484809},{"$f":"Hydropower!N190","v":0.65535244187484809},{"$f":"Hydropower!O190","v":0.65535244187484809},{"$f":"Hydropower!P190","v":0.65535244187484809},{"$f":"Hydropower!Q190","v":0.65535244187484809},{"$f":"Hydropower!R190","v":0.65535244187484809},{"$f":"Hydropower!S190","v":0.65535244187484809},{"$f":"Hydropower!T190","v":0.65535244187484809},{"$f":"Hydropower!U190","v":0.65535244187484809},{"$f":"Hydropower!V190","v":0.65535244187484809},{"$f":"Hydropower!W190","v":0.65535244187484809},{"$f":"Hydropower!X190","v":0.65535244187484809},{"$f":"Hydropower!Y190","v":0.65535244187484809},{"$f":"Hydropower!Z190","v":0.65535244187484809},{"$f":"Hydropower!AA190","v":0.65535244187484809},{"$f":"Hydropower!AB190","v":0.65535244187484809},{"$f":"Hydropower!AC190","v":0.65535244187484809},{"$f":"Hydropower!AD190","v":0.65535244187484809},{"$f":"Hydropower!AE190","v":0.65535244187484809},{"$f":"Hydropower!AF190","v":0.65535244187484809},{"$f":"Hydropower!AG190","v":0.65535244187484809},{"$f":"Hydropower!AH190","v":0.65535244187484809},{"$f":"Hydropower!AI190","v":0.65535244187484809},{"$f":"Hydropower!AJ190","v":0.65535244187484809},{"$f":"Hydropower!AK190","v":0.65535244187484809},{"$f":"Hydropower!AL190","v":0.65535244187484809},{"$f":"Hydropower!AM190","v":0.65535244187484809},{"$f":"Hydropower!AN190","v":0.65535244187484809},{"$f":"Hydropower!AO190","v":0.65535244187484809},{"$f":"Hydropower!AP190","v":0.65535244187484809},{"$f":"Hydropower!AQ190","v":0.65535244187484809},{"$f":"Hydropower!AR190","v":0.65535244187484809},{"$f":"Hydropower!AS190","v":0.65535244187484809},{"$f":"Hydropower!AT190","v":0.65535244187484809},{"$f":"Hydropower!AU190","v":0.65535244187484809},{"$f":"Hydropower!AV190","v":0.65535244187484809},null,null,14,"hydclass1",3.4527000000000002E-2,9592.9075318094274,{"$f":"SUMPRODUCT((BD336:BD478*1000),BE336:BE478)/(SUM(BD336:BD478)*1000)","v":8544.0324420101497},0.6800460001721782,{"$f":"SUMPRODUCT((BD336:BD478*1000),BG336:BG478)/(SUM(BD336:BD478)*1000)","v":8544.1678754850964},0,null,null,null,null,null,null,null,null,null,null,null,null,null,null,null,null,null,null,null,null,null,null,null,null,null,null,null,null,null,null,null,null,null,null,null,null,null,null,null,52,"hydclass2",20.078004999999997,9639.2991279945236,null,0.72428718777165124,null,0]
[null,null,null,null,{"$f":"Hydropower!K191","v":"NSD 3 - high"},null,null,null,null,null,null,null,null,null,null,null,null,null,null,null,null,null,{"$f":"Hydropower!L191","v":0.65535244187484809},{"$f":"Hydropower!M191","v":0.65535244187484809},{"$f":"Hydropower!N191","v":0.65535244187484809},{"$f":"Hydropower!O191","v":0.65535244187484809},{"$f":"Hydropower!P191","v":0.65535244187484809},{"$f":"Hydropower!Q191","v":0.65535244187484809},{"$f":"Hydropower!R191","v":0.65535244187484809},{"$f":"Hydropower!S191","v":0.65535244187484809},{"$f":"Hydropower!T191","v":0.65535244187484809},{"$f":"Hydropower!U191","v":0.65535244187484809},{"$f":"Hydropower!V191","v":0.65535244187484809},{"$f":"Hydropower!W191","v":0.65535244187484809},{"$f":"Hydropower!X191","v":0.65535244187484809},{"$f":"Hydropower!Y191","v":0.65535244187484809},{"$f":"Hydropower!Z191","v":0.65535244187484809},{"$f":"Hydropower!AA191","v":0.65535244187484809},{"$f":"Hydropower!AB191","v":0.65535244187484809},{"$f":"Hydropower!AC191","v":0.65535244187484809},{"$f":"Hydropower!AD191","v":0.65535244187484809},{"$f":"Hydropower!AE191","v":0.65535244187484809},{"$f":"Hydropower!AF191","v":0.65535244187484809},{"$f":"Hydropower!AG191","v":0.65535244187484809},{"$f":"Hydropower!AH191","v":0.65535244187484809},{"$f":"Hydropower!AI191","v":0.65535244187484809},{"$f":"Hydropower!AJ191","v":0.65535244187484809},{"$f":"Hydropower!AK191","v":0.65535244187484809},{"$f":"Hydropower!AL191","v":0.65535244187484809},{"$f":"Hydropower!AM191","v":0.65535244187484809},{"$f":"Hydropower!AN191","v":0.65535244187484809},{"$f":"Hydropower!AO191","v":0.65535244187484809},{"$f":"Hydropower!AP191","v":0.65535244187484809},{"$f":"Hydropower!AQ191","v":0.65535244187484809},{"$f":"Hydropower!AR191","v":0.65535244187484809},{"$f":"Hydropower!AS191","v":0.65535244187484809},{"$f":"Hydropower!AT191","v":0.65535244187484809},{"$f":"Hydropower!AU191","v":0.65535244187484809},{"$f":"Hydropower!AV191","v":0.65535244187484809},null,null,21,"hydclass2",0.46805000000000002,9079.7869746687629,null,0.64004321775602768,null,0,null,null,null,null,null,null,null,null,null,null,null,null,null,null,null,null,null,null,null,null,null,null,null,null,null,null,null,null,null,null,null,null,null,null,null,null,null,null,null,15,"hydclass3",359.60667800000004,9015.7557554254636,null,0.67752074341370616,null,0]
[null,null,null,null,{"$f":"Hydropower!K192","v":"NSD 4 - low"},null,null,null,null,null,null,null,null,null,null,null,null,null,null,null,null,null,{"$f":"Hydropower!L192","v":0.65799037471928068},{"$f":"Hydropower!M192","v":0.65799037471928068},{"$f":"Hydropower!N192","v":0.65799037471928068},{"$f":"Hydropower!O192","v":0.65799037471928068},{"$f":"Hydropower!P192","v":0.65799037471928068},{"$f":"Hydropower!Q192","v":0.65799037471928068},{"$f":"Hydropower!R192","v":0.65799037471928068},{"$f":"Hydropower!S192","v":0.65799037471928068},{"$f":"Hydropower!T192","v":0.65799037471928068},{"$f":"Hydropower!U192","v":0.65799037471928068},{"$f":"Hydropower!V192","v":0.65799037471928068},{"$f":"Hydropower!W192","v":0.65799037471928068},{"$f":"Hydropower!X192","v":0.65799037471928068},{"$f":"Hydropower!Y192","v":0.65799037471928068},{"$f":"Hydropower!Z192","v":0.65799037471928068},{"$f":"Hydropower!AA192","v":0.65799037471928068},{"$f":"Hydropower!AB192","v":0.65799037471928068},{"$f":"Hydropower!AC192","v":0.65799037471928068},{"$f":"Hydropower!AD192","v":0.65799037471928068},{"$f":"Hydropower!AE192","v":0.65799037471928068},{"$f":"Hydropower!AF192","v":0.65799037471928068},{"$f":"Hydropower!AG192","v":0.65799037471928068},{"$f":"Hydropower!AH192","v":0.65799037471928068},{"$f":"Hydropower!AI192","v":0.65799037471928068},{"$f":"Hydropower!AJ192","v":0.65799037471928068},{"$f":"Hydropower!AK192","v":0.65799037471928068},{"$f":"Hydropower!AL192","v":0.65799037471928068},{"$f":"Hydropower!AM192","v":0.65799037471928068},{"$f":"Hydropower!AN192","v":0.65799037471928068},{"$f":"Hydropower!AO192","v":0.65799037471928068},{"$f":"Hydropower!AP192","v":0.65799037471928068},{"$f":"Hydropower!AQ192","v":0.65799037471928068},{"$f":"Hydropower!AR192","v":0.65799037471928068},{"$f":"Hydropower!AS192","v":0.65799037471928068},{"$f":"Hydropower!AT192","v":0.65799037471928068},{"$f":"Hydropower!AU192","v":0.65799037471928068},{"$f":"Hydropower!AV192","v":0.65799037471928068},null,null,83,"hydclass3",1.5380940000000001,7616.2208619042558,null,0.53761298920616296,null,0,null,null,null,null,null,null,null,null,null,null,null,null,null,null,null,null,null,null,null,null,null,null,null,null,null,null,null,null,null,null,null,null,null,null,null,null,null,null,null,39,"hydclass1",31.836451000000004,9086.1981024775232,null,0.68249530274682957,null,0]
[null,null,null,null,{"$f":"Hydropower!K193","v":"NSD 4 - mid"},null,null,null,null,null,null,null,null,null,null,null,null,null,null,null,null,{"$f":"Hydropower!L22","v":0.65799037471928068},{"$f":"Hydropower!L193","v":0.65799037471928068},{"$f":"Hydropower!M193","v":0.65799037471928068},{"$f":"Hydropower!N193","v":0.65799037471928068},{"$f":"Hydropower!O193","v":0.65799037471928068},{"$f":"Hydropower!P193","v":0.65799037471928068},{"$f":"Hydropower!Q193","v":0.65799037471928068},{"$f":"Hydropower!R193","v":0.65799037471928068},{"$f":"Hydropower!S193","v":0.65799037471928068},{"$f":"Hydropower!T193","v":0.65799037471928068},{"$f":"Hydropower!U193","v":0.65799037471928068},{"$f":"Hydropower!V193","v":0.65799037471928068},{"$f":"Hydropower!W193","v":0.65799037471928068},{"$f":"Hydropower!X193","v":0.65799037471928068},{"$f":"Hydropower!Y193","v":0.65799037471928068},{"$f":"Hydropower!Z193","v":0.65799037471928068},{"$f":"Hydropower!AA193","v":0.65799037471928068},{"$f":"Hydropower!AB193","v":0.65799037471928068},{"$f":"Hydropower!AC193","v":0.65799037471928068},{"$f":"Hydropower!AD193","v":0.65799037471928068},{"$f":"Hydropower!AE193","v":0.65799037471928068},{"$f":"Hydropower!AF193","v":0.65799037471928068},{"$f":"Hydropower!AG193","v":0.65799037471928068},{"$f":"Hydropower!AH193","v":0.65799037471928068},{"$f":"Hydropower!AI193","v":0.65799037471928068},{"$f":"Hydropower!AJ193","v":0.65799037471928068},{"$f":"Hydropower!AK193","v":0.65799037471928068},{"$f":"Hydropower!AL193","v":0.65799037471928068},{"$f":"Hydropower!AM193","v":0.65799037471928068},{"$f":"Hydropower!AN193","v":0.65799037471928068},{"$f":"Hydropower!AO193","v":0.65799037471928068},{"$f":"Hydropower!AP193","v":0.65799037471928068},{"$f":"Hydropower!AQ193","v":0.65799037471928068},{"$f":"Hydropower!AR193","v":0.65799037471928068},{"$f":"Hydropower!AS193","v":0.65799037471928068},{"$f":"Hydropower!AT193","v":0.65799037471928068},{"$f":"Hydropower!AU193","v":0.65799037471928068},{"$f":"Hydropower!AV193","v":0.65799037471928068},null,null,24,"hydclass4",0.45141699999999996,9158.5743591597493,null,0.64417669676880984,null,0,null,null,null,null,null,null,null,null,null,null,null,null,null,null,null,null,null,null,null,null,null,null,null,null,null,null,null,null,null,null,null,null,null,null,null,null,null,null,null,80,"hydclass2",15.016966,8863.7495323347212,null,0.665667452674643,null,0]
[null,null,null,null,{"$f":"Hydropower!K194","v":"NSD 4 - high"},null,null,null,null,null,null,null,null,null,null,null,null,null,null,null,null,null,{"$f":"Hydropower!L194","v":0.65799037471928068},{"$f":"Hydropower!M194","v":0.65799037471928068},{"$f":"Hydropower!N194","v":0.65799037471928068},{"$f":"Hydropower!O194","v":0.65799037471928068},{"$f":"Hydropower!P194","v":0.65799037471928068},{"$f":"Hydropower!Q194","v":0.65799037471928068},{"$f":"Hydropower!R194","v":0.65799037471928068},{"$f":"Hydropower!S194","v":0.65799037471928068},{"$f":"Hydropower!T194","v":0.65799037471928068},{"$f":"Hydropower!U194","v":0.65799037471928068},{"$f":"Hydropower!V194","v":0.65799037471928068},{"$f":"Hydropower!W194","v":0.65799037471928068},{"$f":"Hydropower!X194","v":0.65799037471928068},{"$f":"Hydropower!Y194","v":0.65799037471928068},{"$f":"Hydropower!Z194","v":0.65799037471928068},{"$f":"Hydropower!AA194","v":0.65799037471928068},{"$f":"Hydropower!AB194","v":0.65799037471928068},{"$f":"Hydropower!AC194","v":0.65799037471928068},{"$f":"Hydropower!AD194","v":0.65799037471928068},{"$f":"Hydropower!AE194","v":0.65799037471928068},{"$f":"Hydropower!AF194","v":0.65799037471928068},{"$f":"Hydropower!AG194","v":0.65799037471928068},{"$f":"Hydropower!AH194","v":0.65799037471928068},{"$f":"Hydropower!AI194","v":0.65799037471928068},{"$f":"Hydropower!AJ194","v":0.65799037471928068},{"$f":"Hydropower!AK194","v":0.65799037471928068},{"$f":"Hydropower!AL194","v":0.65799037471928068},{"$f":"Hydropower!AM194","v":0.65799037471928068},{"$f":"Hydropower!AN194","v":0.65799037471928068},{"$f":"Hydropower!AO194","v":0.65799037471928068},{"$f":"Hydropower!AP194","v":0.65799037471928068},{"$f":"Hydropower!AQ194","v":0.65799037471928068},{"$f":"Hydropower!AR194","v":0.65799037471928068},{"$f":"Hydropower!AS194","v":0.65799037471928068},{"$f":"Hydropower!AT194","v":0.65799037471928068},{"$f":"Hydropower!AU194","v":0.65799037471928068},{"$f":"Hydropower!AV194","v":0.65799037471928068},null,null,48,"hydclass2",0.582125,7488.8220510964929,null,0.52739082263983272,null,0,null,null,null,null,null,null,null,null,null,null,null,null,null,null,null,null,null,null,null,null,null,null,null,null,null,null,null,null,null,null,null,null,null,null,null,null,null,null,null,117,"hydclass1",19.395671000000007,7883.2427800055129,null,0.59291315494640762,null,0]
[null,null,null,null,{"$f":"Hydropower!K195","v":"NSD 5 - low"},null,null,null,null,null,null,null,null,null,null,null,null,null,null,null,null,null,{"$f":"Hydropower!L195","v":0.62154797216830626},{"$f":"Hydropower!M195","v":0.62154797216830626},{"$f":"Hydropower!N195","v":0.62154797216830626},{"$f":"Hydropower!O195","v":0.62154797216830626},{"$f":"Hydropower!P195","v":0.62154797216830626},{"$f":"Hydropower!Q195","v":0.62154797216830626},{"$f":"Hydropower!R195","v":0.62154797216830626},{"$f":"Hydropower!S195","v":0.62154797216830626},{"$f":"Hydropower!T195","v":0.62154797216830626},{"$f":"Hydropower!U195","v":0.62154797216830626},{"$f":"Hydropower!V195","v":0.62154797216830626},{"$f":"Hydropower!W195","v":0.62154797216830626},{"$f":"Hydropower!X195","v":0.62154797216830626},{"$f":"Hydropower!Y195","v":0.62154797216830626},{"$f":"Hydropower!Z195","v":0.62154797216830626},{"$f":"Hydropower!AA195","v":0.62154797216830626},{"$f":"Hydropower!AB195","v":0.62154797216830626},{"$f":"Hydropower!AC195","v":0.62154797216830626},{"$f":"Hydropower!AD195","v":0.62154797216830626},{"$f":"Hydropower!AE195","v":0.62154797216830626},{"$f":"Hydropower!AF195","v":0.62154797216830626},{"$f":"Hydropower!AG195","v":0.62154797216830626},{"$f":"Hydropower!AH195","v":0.62154797216830626},{"$f":"Hydropower!AI195","v":0.62154797216830626},{"$f":"Hydropower!AJ195","v":0.62154797216830626},{"$f":"Hydropower!AK195","v":0.62154797216830626},{"$f":"Hydropower!AL195","v":0.62154797216830626},{"$f":"Hydropower!AM195","v":0.62154797216830626},{"$f":"Hydropower!AN195","v":0.62154797216830626},{"$f":"Hydropower!AO195","v":0.62154797216830626},{"$f":"Hydropower!AP195","v":0.62154797216830626},{"$f":"Hydropower!AQ195","v":0.62154797216830626},{"$f":"Hydropower!AR195","v":0.62154797216830626},{"$f":"Hydropower!AS195","v":0.62154797216830626},{"$f":"Hydropower!AT195","v":0.62154797216830626},{"$f":"Hydropower!AU195","v":0.62154797216830626},{"$f":"Hydropower!AV195","v":0.62154797216830626},null,null,102,"hydclass1",4.0843480000000003,7414.0907365204384,null,0.52220258027005428,null,0,null,null,null,null,null,null,null,null,null,null,null,null,null,null,null,null,null,null,null,null,null,null,null,null,null,null,null,null,null,null,null,null,null,null,null,null,null,null,null,100,"hydclass1",2.3531569999999995,8332.4597917558949,null,0.62607401625361048,null,0]
[null,null,null,null,{"$f":"Hydropower!K196","v":"NSD 5 - mid"},null,null,null,null,null,null,null,null,null,null,null,null,null,null,null,null,{"$f":"Hydropower!L23","v":0.62154797216830626},{"$f":"Hydropower!L196","v":0.62154797216830626},{"$f":"Hydropower!M196","v":0.62154797216830626},{"$f":"Hydropower!N196","v":0.62154797216830626},{"$f":"Hydropower!O196","v":0.62154797216830626},{"$f":"Hydropower!P196","v":0.62154797216830626},{"$f":"Hydropower!Q196","v":0.62154797216830626},{"$f":"Hydropower!R196","v":0.62154797216830626},{"$f":"Hydropower!S196","v":0.62154797216830626},{"$f":"Hydropower!T196","v":0.62154797216830626},{"$f":"Hydropower!U196","v":0.62154797216830626},{"$f":"Hydropower!V196","v":0.62154797216830626},{"$f":"Hydropower!W196","v":0.62154797216830626},{"$f":"Hydropower!X196","v":0.62154797216830626},{"$f":"Hydropower!Y196","v":0.62154797216830626},{"$f":"Hydropower!Z196","v":0.62154797216830626},{"$f":"Hydropower!AA196","v":0.62154797216830626},{"$f":"Hydropower!AB196","v":0.62154797216830626},{"$f":"Hydropower!AC196","v":0.62154797216830626},{"$f":"Hydropower!AD196","v":0.62154797216830626},{"$f":"Hydropower!AE196","v":0.62154797216830626},{"$f":"Hydropower!AF196","v":0.62154797216830626},{"$f":"Hydropower!AG196","v":0.62154797216830626},{"$f":"Hydropower!AH196","v":0.62154797216830626},{"$f":"Hydropower!AI196","v":0.62154797216830626},{"$f":"Hydropower!AJ196","v":0.62154797216830626},{"$f":"Hydropower!AK196","v":0.62154797216830626},{"$f":"Hydropower!AL196","v":0.62154797216830626},{"$f":"Hydropower!AM196","v":0.62154797216830626},{"$f":"Hydropower!AN196","v":0.62154797216830626},{"$f":"Hydropower!AO196","v":0.62154797216830626},{"$f":"Hydropower!AP196","v":0.62154797216830626},{"$f":"Hydropower!AQ196","v":0.62154797216830626},{"$f":"Hydropower!AR196","v":0.62154797216830626},{"$f":"Hydropower!AS196","v":0.62154797216830626},{"$f":"Hydropower!AT196","v":0.62154797216830626},{"$f":"Hydropower!AU196","v":0.62154797216830626},{"$f":"Hydropower!AV196","v":0.62154797216830626},null,null,110,"hydclass5",1.1112009999999992,8167.6294833263064,null,0.57406929627621361,null,0,null,null,null,null,null,null,null,null,null,null,null,null,null,null,null,null,null,null,null,null,null,null,null,null,null,null,null,null,null,null,null,null,null,null,null,null,null,null,null,23,"hydclass1",0.99261500000000003,8420.0439845313176,null,0.63242850092292657,null,0]
[null,null,null,null,{"$f":"Hydropower!K197","v":"NSD 5 - high"},null,null,null,null,null,null,null,null,null,null,null,null,null,null,null,null,null,{"$f":"Hydropower!L197","v":0.62154797216830626},{"$f":"Hydropower!M197","v":0.62154797216830626},{"$f":"Hydropower!N197","v":0.62154797216830626},{"$f":"Hydropower!O197","v":0.62154797216830626},{"$f":"Hydropower!P197","v":0.62154797216830626},{"$f":"Hydropower!Q197","v":0.62154797216830626},{"$f":"Hydropower!R197","v":0.62154797216830626},{"$f":"Hydropower!S197","v":0.62154797216830626},{"$f":"Hydropower!T197","v":0.62154797216830626},{"$f":"Hydropower!U197","v":0.62154797216830626},{"$f":"Hydropower!V197","v":0.62154797216830626},{"$f":"Hydropower!W197","v":0.62154797216830626},{"$f":"Hydropower!X197","v":0.62154797216830626},{"$f":"Hydropower!Y197","v":0.62154797216830626},{"$f":"Hydropower!Z197","v":0.62154797216830626},{"$f":"Hydropower!AA197","v":0.62154797216830626},{"$f":"Hydropower!AB197","v":0.62154797216830626},{"$f":"Hydropower!AC197","v":0.62154797216830626},{"$f":"Hydropower!AD197","v":0.62154797216830626},{"$f":"Hydropower!AE197","v":0.62154797216830626},{"$f":"Hydropower!AF197","v":0.62154797216830626},{"$f":"Hydropower!AG197","v":0.62154797216830626},{"$f":"Hydropower!AH197","v":0.62154797216830626},{"$f":"Hydropower!AI197","v":0.62154797216830626},{"$f":"Hydropower!AJ197","v":0.62154797216830626},{"$f":"Hydropower!AK197","v":0.62154797216830626},{"$f":"Hydropower!AL197","v":0.62154797216830626},{"$f":"Hydropower!AM197","v":0.62154797216830626},{"$f":"Hydropower!AN197","v":0.62154797216830626},{"$f":"Hydropower!AO197","v":0.62154797216830626},{"$f":"Hydropower!AP197","v":0.62154797216830626},{"$f":"Hydropower!AQ197","v":0.62154797216830626},{"$f":"Hydropower!AR197","v":0.62154797216830626},{"$f":"Hydropower!AS197","v":0.62154797216830626},{"$f":"Hydropower!AT197","v":0.62154797216830626},{"$f":"Hydropower!AU197","v":0.62154797216830626},{"$f":"Hydropower!AV197","v":0.62154797216830626},null,null,97,"hydclass3",2.5676559999999999,9337.2118603169565,null,0.65386568541473322,null,0,null,null,null,null,null,null,null,null,null,null,null,null,null,null,null,null,null,null,null,null,null,null,null,null,null,null,null,null,null,null,null,null,null,null,null,null,null,null,null,23,"hydclass2",0.98651800000000001,8423.1572666116499,null,0.63242850092292657,null,0]
[]
[null,null,null,null,null,null,null,null,null,null,null,null,null,null,null,null,null,null,2010,2011,2012,2013,2014,2015,2016,2017,2018,2019,2020,2021,2022,2023,2024,2025,2026,2027,2028,2029,2030,2031,2032,2033,2034,2035,2036,2037,2038,2039,2040,2041,2042,2043,2044,2045,2046,2047,2048,2049,2050]
[null,null,null,"CAPEX ($/kW)",{"$f":"Hydropower!K230","v":"NPD 1 - low"},null,null,null,null,null,null,null,null,null,null,null,null,null,null,null,null,null,{"$f":"Hydropower!L230","v":1422.2269072804152},{"$f":"Hydropower!M230","v":1422.2269072804152},{"$f":"Hydropower!N230","v":1422.2269072804152},{"$f":"Hydropower!O230","v":1422.2269072804152},{"$f":"Hydropower!P230","v":1422.2269072804152},{"$f":"Hydropower!Q230","v":1422.2269072804152},{"$f":"Hydropower!R230","v":1422.2269072804152},{"$f":"Hydropower!S230","v":1422.2269072804152},{"$f":"Hydropower!T230","v":1422.2269072804152},{"$f":"Hydropower!U230","v":1422.2269072804152},{"$f":"Hydropower!V230","v":1422.2269072804152},{"$f":"Hydropower!W230","v":1422.2269072804152},{"$f":"Hydropower!X230","v":1422.2269072804152},{"$f":"Hydropower!Y230","v":1422.2269072804152},{"$f":"Hydropower!Z230","v":1422.2269072804152},{"$f":"Hydropower!AA230","v":1422.2269072804152},{"$f":"Hydropower!AB230","v":1422.2269072804152},{"$f":"Hydropower!AC230","v":1422.2269072804152},{"$f":"Hydropower!AD230","v":1422.2269072804152},{"$f":"Hydropower!AE230","v":1422.2269072804152},{"$f":"Hydropower!AF230","v":1422.2269072804152},{"$f":"Hydropower!AG230","v":1422.2269072804152},{"$f":"Hydropower!AH230","v":1422.2269072804152},{"$f":"Hydropower!AI230","v":1422.2269072804152},{"$f":"Hydropower!AJ230","v":1422.2269072804152},{"$f":"Hydropower!AK230","v":1422.2269072804152},{"$f":"Hydropower!AL230","v":1422.2269072804152},{"$f":"Hydropower!AM230","v":1422.2269072804152},{"$f":"Hydropower!AN230","v":1422.2269072804152},{"$f":"Hydropower!AO230","v":1422.2269072804152},{"$f":"Hydropower!AP230","v":1422.2269072804152},{"$f":"Hydropower!AQ230","v":1422.2269072804152},{"$f":"Hydropower!AR230","v":1422.2269072804152},{"$f":"Hydropower!AS230","v":1422.2269072804152},{"$f":"Hydropower!AT230","v":1422.2269072804152},{"$f":"Hydropower!AU230","v":1422.2269072804152},{"$f":"Hydropower!AV230","v":1422.2269072804152},null,null,103,"hydclass4",5.9641679999999981,10751.402265474448,null,0.69625422736083564,null,{"$f":" (($V$49 * $V$47 * $V$45 * (BM488 * 1 + $L$106) +$L$70) * 1000 / (BO488 * 8760)) + $L$82 + 0","v":0},null,null,null,null,null,null,null,null,null,null,null,null,null,null,null,null,null,null,null,null,null,null,null,null,null,null,null,null,null,null,null,null,null,null,null,null,null,null,null,75,"hydclass5",4.4754670000000001,10705.103002761603,null,0.78965490292293072,null,{"$f":" (($V$49 * $V$47 * $V$45 * (DH488 * 1 + $L$106) +$L$70) * 1000 / (DJ488 * 8760)) + $L$82 + 0","v":0}]
[null,null,null,null,{"$f":"Hydropower!K231","v":"NPD 1 - mid"},null,null,null,null,null,null,null,null,null,null,null,null,null,null,null,null,{"$f":"Hydropower!L36","v":1422.2269072804152},{"$f":"Hydropower!L231","v":1422.2269072804152},{"$f":"Hydropower!M231","v":1422.2269072804152},{"$f":"Hydropower!N231","v":1422.2269072804152},{"$f":"Hydropower!O231","v":1422.2269072804152},{"$f":"Hydropower!P231","v":1422.2269072804152},{"$f":"Hydropower!Q231","v":1422.2269072804152},{"$f":"Hydropower!R231","v":1422.2269072804152},{"$f":"Hydropower!S231","v":1422.2269072804152},{"$f":"Hydropower!T231","v":1422.2269072804152},{"$f":"Hydropower!U231","v":1422.2269072804152},{"$f":"Hydropower!V231","v":1422.2269072804152},{"$f":"Hydropower!W231","v":1422.2269072804152},{"$f":"Hydropower!X231","v":1422.2269072804152},{"$f":"Hydropower!Y231","v":1422.2269072804152},{"$f":"Hydropower!Z231","v":1422.2269072804152},{"$f":"Hydropower!AA231","v":1422.2269072804152},{"$f":"Hydropower!AB231","v":1422.2269072804152},{"$f":"Hydropower!AC231","v":1422.2269072804152},{"$f":"Hydropower!AD231","v":1422.2269072804152},{"$f":"Hydropower!AE231","v":1422.2269072804152},{"$f":"Hydropower!AF231","v":1422.2269072804152},{"$f":"Hydropower!AG231","v":1422.2269072804152},{"$f":"Hydropower!AH231","v":1422.2269072804152},{"$f":"Hydropower!AI231","v":1422.2269072804152},{"$f":"Hydropower!AJ231","v":1422.2269072804152},{"$f":"Hydropower!AK231","v":1422.2269072804152},{"$f":"Hydropower!AL231","v":1422.2269072804152},{"$f":"Hydropower!AM231","v":1422.2269072804152},{"$f":"Hydropower!AN231","v":1422.2269072804152},{"$f":"Hydropower!AO231","v":1422.2269072804152},{"$f":"Hydropower!AP231","v":1422.2269072804152},{"$f":"Hydropower!AQ231","v":1422.2269072804152},{"$f":"Hydropower!AR231","v":1422.2269072804152},{"$f":"Hydropower!AS231","v":1422.2269072804152},{"$f":"Hydropower!AT231","v":1422.2269072804152},{"$f":"Hydropower!AU231","v":1422.2269072804152},{"$f":"Hydropower!AV231","v":1422.2269072804152},null,null,54,"hydclass1",1.5149119999999998,7621.1295165415358,null,0.49563569816297942,null,0,null,null,null,null,null,null,null,null,null,null,null,null,null,null,null,null,null,null,null,null,null,null,null,null,null,null,null,null,null,null,null,null,null,null,null,null,null,null,null,93,"hydclass1",12.479030000000002,8140.2647991568383,null,0.60241462263288237,null,0]
[null,null,null,null,{"$f":"Hydropower!K232","v":"NPD 1 - high"},null,null,null,null,null,null,null,null,null,null,null,null,null,null,null,null,null,{"$f":"Hydropower!L232","v":1422.2269072804152},{"$f":"Hydropower!M232","v":1422.2269072804152},{"$f":"Hydropower!N232","v":1422.2269072804152},{"$f":"Hydropower!O232","v":1422.2269072804152},{"$f":"Hydropower!P232","v":1422.2269072804152},{"$f":"Hydropower!Q232","v":1422.2269072804152},{"$f":"Hydropower!R232","v":1422.2269072804152},{"$f":"Hydropower!S232","v":1422.2269072804152},{"$f":"Hydropower!T232","v":1422.2269072804152},{"$f":"Hydropower!U232","v":1422.2269072804152},{"$f":"Hydropower!V232","v":1422.2269072804152},{"$f":"Hydropower!W232","v":1422.2269072804152},{"$f":"Hydropower!X232","v":1422.2269072804152},{"$f":"Hydropower!Y232","v":1422.2269072804152},{"$f":"Hydropower!Z232","v":1422.2269072804152},{"$f":"Hydropower!AA232","v":1422.2269072804152},{"$f":"Hydropower!AB232","v":1422.2269072804152},{"$f":"Hydropower!AC232","v":1422.2269072804152},{"$f":"Hydropower!AD232","v":1422.2269072804152},{"$f":"Hydropower!AE232","v":1422.2269072804152},{"$f":"Hydropower!AF232","v":1422.2269072804152},{"$f":"Hydropower!AG232","v":1422.2269072804152},{"$f":"Hydropower!AH232","v":1422.2269072804152},{"$f":"Hydropower!AI232","v":1422.2269072804152},{"$f":"Hydropower!AJ232","v":1422.2269072804152},{"$f":"Hydropower!AK232","v":1422.2269072804152},{"$f":"Hydropower!AL232","v":1422.2269072804152},{"$f":"Hydropower!AM232","v":1422.2269072804152},{"$f":"Hydropower!AN232","v":1422.2269072804152},{"$f":"Hydropower!AO232","v":1422.2269072804152},{"$f":"Hydropower!AP232","v":1422.2269072804152},{"$f":"Hydropower!AQ232","v":1422.2269072804152},{"$f":"Hydropower!AR232","v":1422.2269072804152},{"$f":"Hydropower!AS232","v":1422.2269072804152},{"$f":"Hydropower!AT232","v":1422.2269072804152},{"$f":"Hydropower!AU232","v":1422.2269072804152},{"$f":"Hydropower!AV232","v":1422.2269072804152},null,null,60,"hydclass4",0.25029100000000004,8185.9584468077865,null,0.53103936449580591,null,0,null,null,null,null,null,null,null,null,null,null,null,null,null,null,null,null,null,null,null,null,null,null,null,null,null,null,null,null,null,null,null,null,null,null,null,null,null,null,null,22,"hydclass1",8.7456500000000013,8807.4781517089286,null,0.65092043883725703,null,0]
[null,null,null,null,{"$f":"Hydropower!K233","v":"NPD 2 - low"},null,null,null,null,null,null,null,null,null,null,null,null,null,null,null,null,null,{"$f":"Hydropower!L233","v":2579.0824434293063},{"$f":"Hydropower!M233","v":2579.0824434293063},{"$f":"Hydropower!N233","v":2579.0824434293063},{"$f":"Hydropower!O233","v":2579.0824434293063},{"$f":"Hydropower!P233","v":2579.0824434293063},{"$f":"Hydropower!Q233","v":2579.0824434293063},{"$f":"Hydropower!R233","v":2579.0824434293063},{"$f":"Hydropower!S233","v":2579.0824434293063},{"$f":"Hydropower!T233","v":2579.0824434293063},{"$f":"Hydropower!U233","v":2579.0824434293063},{"$f":"Hydropower!V233","v":2579.0824434293063},{"$f":"Hydropower!W233","v":2579.0824434293063},{"$f":"Hydropower!X233","v":2579.0824434293063},{"$f":"Hydropower!Y233","v":2579.0824434293063},{"$f":"Hydropower!Z233","v":2579.0824434293063},{"$f":"Hydropower!AA233","v":2579.0824434293063},{"$f":"Hydropower!AB233","v":2579.0824434293063},{"$f":"Hydropower!AC233","v":2579.0824434293063},{"$f":"Hydropower!AD233","v":2579.0824434293063},{"$f":"Hydropower!AE233","v":2579.0824434293063},{"$f":"Hydropower!AF233","v":2579.0824434293063},{"$f":"Hydropower!AG233","v":2579.0824434293063},{"$f":"Hydropower!AH233","v":2579.0824434293063},{"$f":"Hydropower!AI233","v":2579.0824434293063},{"$f":"Hydropower!AJ233","v":2579.0824434293063},{"$f":"Hydropower!AK233","v":2579.0824434293063},{"$f":"Hydropower!AL233","v":2579.0824434293063},{"$f":"Hydropower!AM233","v":2579.0824434293063},{"$f":"Hydropower!AN233","v":2579.0824434293063},{"$f":"Hydropower!AO233","v":2579.0824434293063},{"$f":"Hydropower!AP233","v":2579.0824434293063},{"$f":"Hydropower!AQ233","v":2579.0824434293063},{"$f":"Hydropower!AR233","v":2579.0824434293063},{"$f":"Hydropower!AS233","v":2579.0824434293063},{"$f":"Hydropower!AT233","v":2579.0824434293063},{"$f":"Hydropower!AU233","v":2579.0824434293063},{"$f":"Hydropower!AV233","v":2579.0824434293063},null,null,61,"hydclass3",0.60753699999999999,7551.4096494481646,null,0.490220804904759,null,0,null,null,null,null,null,null,null,null,null,null,null,null,null,null,null,null,null,null,null,null,null,null,null,null,null,null,null,null,null,null,null,null,null,null,null,null,null,null,null,6,"hydclass2",134.77286700000002,7850.5260019356065,null,0.5810140274401232,null,0]
[null,null,null,null,{"$f":"Hydropower!K234","v":"NPD 2 - mid"},null,null,null,null,null,null,null,null,null,null,null,null,null,null,null,null,{"$f":"Hydropower!L37","v":2579.0824434293063},{"$f":"Hydropower!L234","v":2579.0824434293063},{"$f":"Hydropower!M234","v":2579.0824434293063},{"$f":"Hydropower!N234","v":2579.0824434293063},{"$f":"Hydropower!O234","v":2579.0824434293063},{"$f":"Hydropower!P234","v":2579.0824434293063},{"$f":"Hydropower!Q234","v":2579.0824434293063},{"$f":"Hydropower!R234","v":2579.0824434293063},{"$f":"Hydropower!S234","v":2579.0824434293063},{"$f":"Hydropower!T234","v":2579.0824434293063},{"$f":"Hydropower!U234","v":2579.0824434293063},{"$f":"Hydropower!V234","v":2579.0824434293063},{"$f":"Hydropower!W234","v":2579.0824434293063},{"$f":"Hydropower!X234","v":2579.0824434293063},{"$f":"Hydropower!Y234","v":2579.0824434293063},{"$f":"Hydropower!Z234","v":2579.0824434293063},{"$f":"Hydropower!AA234","v":2579.0824434293063},{"$f":"Hydropower!AB234","v":2579.0824434293063},{"$f":"Hydropower!AC234","v":2579.0824434293063},{"$f":"Hydropower!AD234","v":2579.0824434293063},{"$f":"Hydropower!AE234","v":2579.0824434293063},{"$f":"Hydropower!AF234","v":2579.0824434293063},{"$f":"Hydropower!AG234","v":2579.0824434293063},{"$f":"Hydropower!AH234","v":2579.0824434293063},{"$f":"Hydropower!AI234","v":2579.0824434293063},{"$f":"Hydropower!AJ234","v":2579.0824434293063},{"$f":"Hydropower!AK234","v":2579.0824434293063},{"$f":"Hydropower!AL234","v":2579.0824434293063},{"$f":"Hydropower!AM234","v":2579.0824434293063},{"$f":"Hydropower!AN234","v":2579.0824434293063},{"$f":"Hydropower!AO234","v":2579.0824434293063},{"$f":"Hydropower!AP234","v":2579.0824434293063},{"$f":"Hydropower!AQ234","v":2579.0824434293063},{"$f":"Hydropower!AR234","v":2579.0824434293063},{"$f":"Hydropower!AS234","v":2579.0824434293063},{"$f":"Hydropower!AT234","v":2579.0824434293063},{"$f":"Hydropower!AU234","v":2579.0824434293063},{"$f":"Hydropower!AV234","v":2579.0824434293063},null,null,104,"hydclass3",0.35265000000000002,11555.925728596188,null,0.74418046693588291,null,0,null,null,null,null,null,null,null,null,null,null,null,null,null,null,null,null,null,null,null,null,null,null,null,null,null,null,null,null,null,null,null,null,null,null,null,null,null,null,null,46,"hydclass1",32.266596000000007,9440.4873390342582,null,0.69694940107950265,null,0]
[null,null,null,null,{"$f":"Hydropower!K235","v":"NPD 2 - high"},null,null,null,null,null,null,null,null,null,null,null,null,null,null,null,null,null,{"$f":"Hydropower!L235","v":2579.0824434293063},{"$f":"Hydropower!M235","v":2579.0824434293063},{"$f":"Hydropower!N235","v":2579.0824434293063},{"$f":"Hydropower!O235","v":2579.0824434293063},{"$f":"Hydropower!P235","v":2579.0824434293063},{"$f":"Hydropower!Q235","v":2579.0824434293063},{"$f":"Hydropower!R235","v":2579.0824434293063},{"$f":"Hydropower!S235","v":2579.0824434293063},{"$f":"Hydropower!T235","v":2579.0824434293063},{"$f":"Hydropower!U235","v":2579.0824434293063},{"$f":"Hydropower!V235","v":2579.0824434293063},{"$f":"Hydropower!W235","v":2579.0824434293063},{"$f":"Hydropower!X235","v":2579.0824434293063},{"$f":"Hydropower!Y235","v":2579.0824434293063},{"$f":"Hydropower!Z235","v":2579.0824434293063},{"$f":"Hydropower!AA235","v":2579.0824434293063},{"$f":"Hydropower!AB235","v":2579.0824434293063},{"$f":"Hydropower!AC235","v":2579.0824434293063},{"$f":"Hydropower!AD235","v":2579.0824434293063},{"$f":"Hydropower!AE235","v":2579.0824434293063},{"$f":"Hydropower!AF235","v":2579.0824434293063},{"$f":"Hydropower!AG235","v":2579.0824434293063},{"$f":"Hydropower!AH235","v":2579.0824434293063},{"$f":"Hydropower!AI235","v":2579.0824434293063},{"$f":"Hydropower!AJ235","v":2579.0824434293063},{"$f":"Hydropower!AK235","v":2579.0824434293063},{"$f":"Hydropower!AL235","v":2579.0824434293063},{"$f":"Hydropower!AM235","v":2579.0824434293063},{"$f":"Hydropower!AN235","v":2579.0824434293063},{"$f":"Hydropower!AO235","v":2579.0824434293063},{"$f":"Hydropower!AP235","v":2579.0824434293063},{"$f":"Hydropower!AQ235","v":2579.0824434293063},{"$f":"Hydropower!AR235","v":2579.0824434293063},{"$f":"Hydropower!AS235","v":2579.0824434293063},{"$f":"Hydropower!AT235","v":2579.0824434293063},{"$f":"Hydropower!AU235","v":2579.0824434293063},{"$f":"Hydropower!AV235","v":2579.0824434293063},null,null,78,"hydclass2",0.83446400000000009,10955.435418043757,null,0.70577803174798748,null,0,null,null,null,null,null,null,null,null,null,null,null,null,null,null,null,null,null,null,null,null,null,null,null,null,null,null,null,null,null,null,null,null,null,null,null,null,null,null,null,77,"hydclass1",5.1923240000000002,9887.0500076762528,null,0.7293828759688572,null,0]
[null,null,null,null,{"$f":"Hydropower!K236","v":"NPD 3 - low"},null,null,null,null,null,null,null,null,null,null,null,null,null,null,null,null,null,{"$f":"Hydropower!L236","v":5234.6060219852325},{"$f":"Hydropower!M236","v":5234.6060219852325},{"$f":"Hydropower!N236","v":5234.6060219852325},{"$f":"Hydropower!O236","v":5234.6060219852325},{"$f":"Hydropower!P236","v":5234.6060219852325},{"$f":"Hydropower!Q236","v":5234.6060219852325},{"$f":"Hydropower!R236","v":5234.6060219852325},{"$f":"Hydropower!S236","v":5234.6060219852325},{"$f":"Hydropower!T236","v":5234.6060219852325},{"$f":"Hydropower!U236","v":5234.6060219852325},{"$f":"Hydropower!V236","v":5234.6060219852325},{"$f":"Hydropower!W236","v":5234.6060219852325},{"$f":"Hydropower!X236","v":5234.6060219852325},{"$f":"Hydropower!Y236","v":5234.6060219852325},{"$f":"Hydropower!Z236","v":5234.6060219852325},{"$f":"Hydropower!AA236","v":5234.6060219852325},{"$f":"Hydropower!AB236","v":5234.6060219852325},{"$f":"Hydropower!AC236","v":5234.6060219852325},{"$f":"Hydropower!AD236","v":5234.6060219852325},{"$f":"Hydropower!AE236","v":5234.6060219852325},{"$f":"Hydropower!AF236","v":5234.6060219852325},{"$f":"Hydropower!AG236","v":5234.6060219852325},{"$f":"Hydropower!AH236","v":5234.6060219852325},{"$f":"Hydropower!AI236","v":5234.6060219852325},{"$f":"Hydropower!AJ236","v":5234.6060219852325},{"$f":"Hydropower!AK236","v":5234.6060219852325},{"$f":"Hydropower!AL236","v":5234.6060219852325},{"$f":"Hydropower!AM236","v":5234.6060219852325},{"$f":"Hydropower!AN236","v":5234.6060219852325},{"$f":"Hydropower!AO236","v":5234.6060219852325},{"$f":"Hydropower!AP236","v":5234.6060219852325},{"$f":"Hydropower!AQ236","v":5234.6060219852325},{"$f":"Hydropower!AR236","v":5234.6060219852325},{"$f":"Hydropower!AS236","v":5234.6060219852325},{"$f":"Hydropower!AT236","v":5234.6060219852325},{"$f":"Hydropower!AU236","v":5234.6060219852325},{"$f":"Hydropower!AV236","v":5234.6060219852325},null,null,105,"hydclass4",3.8132719999999996,9627.2789720599922,null,0.61832841422496665,null,0,null,null,null,null,null,null,null,null,null,null,null,null,null,null,null,null,null,null,null,null,null,null,null,null,null,null,null,null,null,null,null,null,null,null,null,null,null,null,null,32,"hydclass5",1.389805,8847.6932529974438,null,0.65320728842744025,null,0]
[null,null,null,null,{"$f":"Hydropower!K237","v":"NPD 3 - mid"},null,null,null,null,null,null,null,null,null,null,null,null,null,null,null,null,{"$f":"Hydropower!L38","v":5234.6060219852325},{"$f":"Hydropower!L237","v":5234.6060219852325},{"$f":"Hydropower!M237","v":5234.6060219852325},{"$f":"Hydropower!N237","v":5234.6060219852325},{"$f":"Hydropower!O237","v":5234.6060219852325},{"$f":"Hydropower!P237","v":5234.6060219852325},{"$f":"Hydropower!Q237","v":5234.6060219852325},{"$f":"Hydropower!R237","v":5234.6060219852325},{"$f":"Hydropower!S237","v":5234.6060219852325},{"$f":"Hydropower!T237","v":5234.6060219852325},{"$f":"Hydropower!U237","v":5234.6060219852325},{"$f":"Hydropower!V237","v":5234.6060219852325},{"$f":"Hydropower!W237","v":5234.6060219852325},{"$f":"Hydropower!X237","v":5234.6060219852325},{"$f":"Hydropower!Y237","v":5234.6060219852325},{"$f":"Hydropower!Z237","v":5234.6060219852325},{"$f":"Hydropower!AA237","v":5234.6060219852325},{"$f":"Hydropower!AB237","v":5234.6060219852325},{"$f":"Hydropower!AC237","v":5234.6060219852325},{"$f":"Hydropower!AD237","v":5234.6060219852325},{"$f":"Hydropower!AE237","v":5234.6060219852325},{"$f":"Hydropower!AF237","v":5234.6060219852325},{"$f":"Hydropower!AG237","v":5234.6060219852325},{"$f":"Hydropower!AH237","v":5234.6060219852325},{"$f":"Hydropower!AI237","v":5234.6060219852325},{"$f":"Hydropower!AJ237","v":5234.6060219852325},{"$f":"Hydropower!AK237","v":5234.6060219852325},{"$f":"Hydropower!AL237","v":5234.6060219852325},{"$f":"Hydropower!AM237","v":5234.6060219852325},{"$f":"Hydropower!AN237","v":5234.6060219852325},{"$f":"Hydropower!AO237","v":5234.6060219852325},{"$f":"Hydropower!AP237","v":5234.6060219852325},{"$f":"Hydropower!AQ237","v":5234.6060219852325},{"$f":"Hydropower!AR237","v":5234.6060219852325},{"$f":"Hydropower!AS237","v":5234.6060219852325},{"$f":"Hydropower!AT237","v":5234.6060219852325},{"$f":"Hydropower!AU237","v":5234.6060219852325},{"$f":"Hydropower!AV237","v":5234.6060219852325},null,null,33,"hydclass5",2.8258970000000003,10469.362540850074,null,0.66860241669463627,null,0,null,null,null,null,null,null,null,null,null,null,null,null,null,null,null,null,null,null,null,null,null,null,null,null,null,null,null,null,null,null,null,null,null,null,null,null,null,null,null,85,"hydclass4",88.906431999999995,8129.7674118795258,null,0.60086616015441097,null,0]
[null,null,null,null,{"$f":"Hydropower!K238","v":"NPD 3 - high"},null,null,null,null,null,null,null,null,null,null,null,null,null,null,null,null,null,{"$f":"Hydropower!L238","v":5234.6060219852325},{"$f":"Hydropower!M238","v":5234.6060219852325},{"$f":"Hydropower!N238","v":5234.6060219852325},{"$f":"Hydropower!O238","v":5234.6060219852325},{"$f":"Hydropower!P238","v":5234.6060219852325},{"$f":"Hydropower!Q238","v":5234.6060219852325},{"$f":"Hydropower!R238","v":5234.6060219852325},{"$f":"Hydropower!S238","v":5234.6060219852325},{"$f":"Hydropower!T238","v":5234.6060219852325},{"$f":"Hydropower!U238","v":5234.6060219852325},{"$f":"Hydropower!V238","v":5234.6060219852325},{"$f":"Hydropower!W238","v":5234.6060219852325},{"$f":"Hydropower!X238","v":5234.6060219852325},{"$f":"Hydropower!Y238","v":5234.6060219852325},{"$f":"Hydropower!Z238","v":5234.6060219852325},{"$f":"Hydropower!AA238","v":5234.6060219852325},{"$f":"Hydropower!AB238","v":5234.6060219852325},{"$f":"Hydropower!AC238","v":5234.6060219852325},{"$f":"Hydropower!AD238","v":5234.6060219852325},{"$f":"Hydropower!AE238","v":5234.6060219852325},{"$f":"Hydropower!AF238","v":5234.6060219852325},{"$f":"Hydropower!AG238","v":5234.6060219852325},{"$f":"Hydropower!AH238","v":5234.6060219852325},{"$f":"Hydropower!AI238","v":5234.6060219852325},{"$f":"Hydropower!AJ238","v":5234.6060219852325},{"$f":"Hydropower!AK238","v":5234.6060219852325},{"$f":"Hydropower!AL238","v":5234.6060219852325},{"$f":"Hydropower!AM238","v":5234.6060219852325},{"$f":"Hydropower!AN238","v":5234.6060219852325},{"$f":"Hydropower!AO238","v":5234.6060219852325},{"$f":"Hydropower!AP238","v":5234.6060219852325},{"$f":"Hydropower!AQ238","v":5234.6060219852325},{"$f":"Hydropower!AR238","v":5234.6060219852325},{"$f":"Hydropower!AS238","v":5234.6060219852325},{"$f":"Hydropower!AT238","v":5234.6060219852325},{"$f":"Hydropower!AU238","v":5234.6060219852325},{"$f":"Hydropower!AV238","v":5234.6060219852325},null,null,3,"hydclass3",0.18908,11011.911571826458,null,0.70177457355384665,null,0,null,null,null,null,null,null,null,null,null,null,null,null,null,null,null,null,null,null,null,null,null,null,null,null,null,null,null,null,null,null,null,null,null,null,null,null,null,null,null,67,"hydclass1",16.638002,6944.4000350227307,null,0.513845,null,0]
[null,null,null,null,{"$f":"Hydropower!K239","v":"NPD 4 - low"},null,null,null,null,null,null,null,null,null,null,null,null,null,null,null,null,null,{"$f":"Hydropower!L239","v":7439.0177853583691},{"$f":"Hydropower!M239","v":7439.0177853583691},{"$f":"Hydropower!N239","v":7439.0177853583691},{"$f":"Hydropower!O239","v":7439.0177853583691},{"$f":"Hydropower!P239","v":7439.0177853583691},{"$f":"Hydropower!Q239","v":7439.0177853583691},{"$f":"Hydropower!R239","v":7439.0177853583691},{"$f":"Hydropower!S239","v":7439.0177853583691},{"$f":"Hydropower!T239","v":7439.0177853583691},{"$f":"Hydropower!U239","v":7439.0177853583691},{"$f":"Hydropower!V239","v":7439.0177853583691},{"$f":"Hydropower!W239","v":7439.0177853583691},{"$f":"Hydropower!X239","v":7439.0177853583691},{"$f":"Hydropower!Y239","v":7439.0177853583691},{"$f":"Hydropower!Z239","v":7439.0177853583691},{"$f":"Hydropower!AA239","v":7439.0177853583691},{"$f":"Hydropower!AB239","v":7439.0177853583691},{"$f":"Hydropower!AC239","v":7439.0177853583691},{"$f":"Hydropower!AD239","v":7439.0177853583691},{"$f":"Hydropower!AE239","v":7439.0177853583691},{"$f":"Hydropower!AF239","v":7439.0177853583691},{"$f":"Hydropower!AG239","v":7439.0177853583691},{"$f":"Hydropower!AH239","v":7439.0177853583691},{"$f":"Hydropower!AI239","v":7439.0177853583691},{"$f":"Hydropower!AJ239","v":7439.0177853583691},{"$f":"Hydropower!AK239","v":7439.0177853583691},{"$f":"Hydropower!AL239","v":7439.0177853583691},{"$f":"Hydropower!AM239","v":7439.0177853583691},{"$f":"Hydropower!AN239","v":7439.0177853583691},{"$f":"Hydropower!AO239","v":7439.0177853583691},{"$f":"Hydropower!AP239","v":7439.0177853583691},{"$f":"Hydropower!AQ239","v":7439.0177853583691},{"$f":"Hydropower!AR239","v":7439.0177853583691},{"$f":"Hydropower!AS239","v":7439.0177853583691},{"$f":"Hydropower!AT239","v":7439.0177853583691},{"$f":"Hydropower!AU239","v":7439.0177853583691},{"$f":"Hydropower!AV239","v":7439.0177853583691},null,null,11,"hydclass4",8.5689999999999988E-2,7724.4306800635413,null,0.49362838373560602,null,0,null,null,null,null,null,null,null,null,null,null,null,null,null,null,null,null,null,null,null,null,null,null,null,null,null,null,null,null,null,null,null,null,null,null,null,null,null,null,null,17,"hydclass5",186.060688,9485.9188612458111,null,0.69800975209043437,null,0]
[null,null,null,null,{"$f":"Hydropower!K240","v":"NPD 4 - mid"},null,null,null,null,null,null,null,null,null,null,null,null,null,null,null,null,{"$f":"Hydropower!L39","v":7439.0177853583691},{"$f":"Hydropower!L240","v":7439.0177853583691},{"$f":"Hydropower!M240","v":7439.0177853583691},{"$f":"Hydropower!N240","v":7439.0177853583691},{"$f":"Hydropower!O240","v":7439.0177853583691},{"$f":"Hydropower!P240","v":7439.0177853583691},{"$f":"Hydropower!Q240","v":7439.0177853583691},{"$f":"Hydropower!R240","v":7439.0177853583691},{"$f":"Hydropower!S240","v":7439.0177853583691},{"$f":"Hydropower!T240","v":7439.0177853583691},{"$f":"Hydropower!U240","v":7439.0177853583691},{"$f":"Hydropower!V240","v":7439.0177853583691},{"$f":"Hydropower!W240","v":7439.0177853583691},{"$f":"Hydropower!X240","v":7439.0177853583691},{"$f":"Hydropower!Y240","v":7439.0177853583691},{"$f":"Hydropower!Z240","v":7439.0177853583691},{"$f":"Hydropower!AA240","v":7439.0177853583691},{"$f":"Hydropower!AB240","v":7439.0177853583691},{"$f":"Hydropower!AC240","v":7439.0177853583691},{"$f":"Hydropower!AD240","v":7439.0177853583691},{"$f":"Hydropower!AE240","v":7439.0177853583691},{"$f":"Hydropower!AF240","v":7439.0177853583691},{"$f":"Hydropower!AG240","v":7439.0177853583691},{"$f":"Hydropower!AH240","v":7439.0177853583691},{"$f":"Hydropower!AI240","v":7439.0177853583691},{"$f":"Hydropower!AJ240","v":7439.0177853583691},{"$f":"Hydropower!AK240","v":7439.0177853583691},{"$f":"Hydropower!AL240","v":7439.0177853583691},{"$f":"Hydropower!AM240","v":7439.0177853583691},{"$f":"Hydropower!AN240","v":7439.0177853583691},{"$f":"Hydropower!AO240","v":7439.0177853583691},{"$f":"Hydropower!AP240","v":7439.0177853583691},{"$f":"Hydropower!AQ240","v":7439.0177853583691},{"$f":"Hydropower!AR240","v":7439.0177853583691},{"$f":"Hydropower!AS240","v":7439.0177853583691},{"$f":"Hydropower!AT240","v":7439.0177853583691},{"$f":"Hydropower!AU240","v":7439.0177853583691},{"$f":"Hydropower!AV240","v":7439.0177853583691},null,null,76,"hydclass3",1.057477,11478.270607155562,null,0.72791414486721684,null,0,null,null,null,null,null,null,null,null,null,null,null,null,null,null,null,null,null,null,null,null,null,null,null,null,null,null,null,null,null,null,null,null,null,null,null,null,null,null,null,48,"hydclass1",6.6668460000000005,8307.5779479026878,null,0.61176593300183446,null,0]
[null,null,null,null,{"$f":"Hydropower!K241","v":"NPD 4 - high"},null,null,null,null,null,null,null,null,null,null,null,null,null,null,null,null,null,{"$f":"Hydropower!L241","v":7439.0177853583691},{"$f":"Hydropower!M241","v":7439.0177853583691},{"$f":"Hydropower!N241","v":7439.0177853583691},{"$f":"Hydropower!O241","v":7439.0177853583691},{"$f":"Hydropower!P241","v":7439.0177853583691},{"$f":"Hydropower!Q241","v":7439.0177853583691},{"$f":"Hydropower!R241","v":7439.0177853583691},{"$f":"Hydropower!S241","v":7439.0177853583691},{"$f":"Hydropower!T241","v":7439.0177853583691},{"$f":"Hydropower!U241","v":7439.0177853583691},{"$f":"Hydropower!V241","v":7439.0177853583691},{"$f":"Hydropower!W241","v":7439.0177853583691},{"$f":"Hydropower!X241","v":7439.0177853583691},{"$f":"Hydropower!Y241","v":7439.0177853583691},{"$f":"Hydropower!Z241","v":7439.0177853583691},{"$f":"Hydropower!AA241","v":7439.0177853583691},{"$f":"Hydropower!AB241","v":7439.0177853583691},{"$f":"Hydropower!AC241","v":7439.0177853583691},{"$f":"Hydropower!AD241","v":7439.0177853583691},{"$f":"Hydropower!AE241","v":7439.0177853583691},{"$f":"Hydropower!AF241","v":7439.0177853583691},{"$f":"Hydropower!AG241","v":7439.0177853583691},{"$f":"Hydropower!AH241","v":7439.0177853583691},{"$f":"Hydropower!AI241","v":7439.0177853583691},{"$f":"Hydropower!AJ241","v":7439.0177853583691},{"$f":"Hydropower!AK241","v":7439.0177853583691},{"$f":"Hydropower!AL241","v":7439.0177853583691},{"$f":"Hydropower!AM241","v":7439.0177853583691},{"$f":"Hydropower!AN241","v":7439.0177853583691},{"$f":"Hydropower!AO241","v":7439.0177853583691},{"$f":"Hydropower!AP241","v":7439.0177853583691},{"$f":"Hydropower!AQ241","v":7439.0177853583691},{"$f":"Hydropower!AR241","v":7439.0177853583691},{"$f":"Hydropower!AS241","v":7439.0177853583691},{"$f":"Hydropower!AT241","v":7439.0177853583691},{"$f":"Hydropower!AU241","v":7439.0177853583691},{"$f":"Hydropower!AV241","v":7439.0177853583691},null,null,69,"hydclass4",3.1059140000000003,10909.939378279436,null,0.6916433076338383,null,0,null,null,null,null,null,null,null,null,null,null,null,null,null,null,null,null,null,null,null,null,null,null,null,null,null,null,null,null,null,null,null,null,null,null,null,null,null,null,null,122,"hydclass1",117.43821500000004,8456.4202545712797,null,0.622534681284034,null,0]
[null,null,null,null,{"$f":"Hydropower!K242","v":"NPD 5 - low"},null,null,null,null,null,null,null,null,null,null,null,null,null,null,null,null,null,{"$f":"Hydropower!L242","v":9453.4911580511452},{"$f":"Hydropower!M242","v":9453.4911580511452},{"$f":"Hydropower!N242","v":9453.4911580511452},{"$f":"Hydropower!O242","v":9453.4911580511452},{"$f":"Hydropower!P242","v":9453.4911580511452},{"$f":"Hydropower!Q242","v":9453.4911580511452},{"$f":"Hydropower!R242","v":9453.4911580511452},{"$f":"Hydropower!S242","v":9453.4911580511452},{"$f":"Hydropower!T242","v":9453.4911580511452},{"$f":"Hydropower!U242","v":9453.4911580511452},{"$f":"Hydropower!V242","v":9453.4911580511452},{"$f":"Hydropower!W242","v":9453.4911580511452},{"$f":"Hydropower!X242","v":9453.4911580511452},{"$f":"Hydropower!Y242","v":9453.4911580511452},{"$f":"Hydropower!Z242","v":9453.4911580511452},{"$f":"Hydropower!AA242","v":9453.4911580511452},{"$f":"Hydropower!AB242","v":9453.4911580511452},{"$f":"Hydropower!AC242","v":9453.4911580511452},{"$f":"Hydropower!AD242","v":9453.4911580511452},{"$f":"Hydropower!AE242","v":9453.4911580511452},{"$f":"Hydropower!AF242","v":9453.4911580511452},{"$f":"Hydropower!AG242","v":9453.4911580511452},{"$f":"Hydropower!AH242","v":9453.4911580511452},{"$f":"Hydropower!AI242","v":9453.4911580511452},{"$f":"Hydropower!AJ242","v":9453.4911580511452},{"$f":"Hydropower!AK242","v":9453.4911580511452},{"$f":"Hydropower!AL242","v":9453.4911580511452},{"$f":"Hydropower!AM242","v":9453.4911580511452},{"$f":"Hydropower!AN242","v":9453.4911580511452},{"$f":"Hydropower!AO242","v":9453.4911580511452},{"$f":"Hydropower!AP242","v":9453.4911580511452},{"$f":"Hydropower!AQ242","v":9453.4911580511452},{"$f":"Hydropower!AR242","v":9453.4911580511452},{"$f":"Hydropower!AS242","v":9453.4911580511452},{"$f":"Hydropower!AT242","v":9453.4911580511452},{"$f":"Hydropower!AU242","v":9453.4911580511452},{"$f":"Hydropower!AV242","v":9453.4911580511452},null,null,111,"hydclass3",2.7151310000000004,9896.1038077780413,null,0.62742582663915447,null,0,null,null,null,null,null,null,null,null,null,null,null,null,null,null,null,null,null,null,null,null,null,null,null,null,null,null,null,null,null,null,null,null,null,null,null,null,null,null,null,121,"hydclass3",5.5653020000000009,8255.9037093612205,null,0.60762464278422501,null,0]
[null,null,null,null,{"$f":"Hydropower!K243","v":"NPD 5 - mid"},null,null,null,null,null,null,null,null,null,null,null,null,null,null,null,null,{"$f":"Hydropower!L40","v":9453.4911580511452},{"$f":"Hydropower!L243","v":9453.4911580511452},{"$f":"Hydropower!M243","v":9453.4911580511452},{"$f":"Hydropower!N243","v":9453.4911580511452},{"$f":"Hydropower!O243","v":9453.4911580511452},{"$f":"Hydropower!P243","v":9453.4911580511452},{"$f":"Hydropower!Q243","v":9453.4911580511452},{"$f":"Hydropower!R243","v":9453.4911580511452},{"$f":"Hydropower!S243","v":9453.4911580511452},{"$f":"Hydropower!T243","v":9453.4911580511452},{"$f":"Hydropower!U243","v":9453.4911580511452},{"$f":"Hydropower!V243","v":9453.4911580511452},{"$f":"Hydropower!W243","v":9453.4911580511452},{"$f":"Hydropower!X243","v":9453.4911580511452},{"$f":"Hydropower!Y243","v":9453.4911580511452},{"$f":"Hydropower!Z243","v":9453.4911580511452},{"$f":"Hydropower!AA243","v":9453.4911580511452},{"$f":"Hydropower!AB243","v":9453.4911580511452},{"$f":"Hydropower!AC243","v":9453.4911580511452},{"$f":"Hydropower!AD243","v":9453.4911580511452},{"$f":"Hydropower!AE243","v":9453.4911580511452},{"$f":"Hydropower!AF243","v":9453.4911580511452},{"$f":"Hydropower!AG243","v":9453.4911580511452},{"$f":"Hydropower!AH243","v":9453.4911580511452},{"$f":"Hydropower!AI243","v":9453.4911580511452},{"$f":"Hydropower!AJ243","v":9453.4911580511452},{"$f":"Hydropower!AK243","v":9453.4911580511452},{"$f":"Hydropower!AL243","v":9453.4911580511452},{"$f":"Hydropower!AM243","v":9453.4911580511452},{"$f":"Hydropower!AN243","v":9453.4911580511452},{"$f":"Hydropower!AO243","v":9453.4911580511452},{"$f":"Hydropower!AP243","v":9453.4911580511452},{"$f":"Hydropower!AQ243","v":9453.4911580511452},{"$f":"Hydropower!AR243","v":9453.4911580511452},{"$f":"Hydropower!AS243","v":9453.4911580511452},{"$f":"Hydropower!AT243","v":9453.4911580511452},{"$f":"Hydropower!AU243","v":9453.4911580511452},{"$f":"Hydropower!AV243","v":9453.4911580511452},null,null,71,"hydclass3",0.31469700000000006,10811.06323023605,null,0.68364214902193954,null,0,null,null,null,null,null,null,null,null,null,null,null,null,null,null,null,null,null,null,null,null,null,null,null,null,null,null,null,null,null,null,null,null,null,null,null,null,null,null,null,131,"hydclass1",25.531196999999992,8895.7670847747886,null,0.65400662137939325,null,0]
[null,null,null,null,{"$f":"Hydropower!K244","v":"NPD 5 - high"},null,null,null,null,null,null,null,null,null,null,null,null,null,null,null,null,null,{"$f":"Hydropower!L244","v":9453.4911580511452},{"$f":"Hydropower!M244","v":9453.4911580511452},{"$f":"Hydropower!N244","v":9453.4911580511452},{"$f":"Hydropower!O244","v":9453.4911580511452},{"$f":"Hydropower!P244","v":9453.4911580511452},{"$f":"Hydropower!Q244","v":9453.4911580511452},{"$f":"Hydropower!R244","v":9453.4911580511452},{"$f":"Hydropower!S244","v":9453.4911580511452},{"$f":"Hydropower!T244","v":9453.4911580511452},{"$f":"Hydropower!U244","v":9453.4911580511452},{"$f":"Hydropower!V244","v":9453.4911580511452},{"$f":"Hydropower!W244","v":9453.4911580511452},{"$f":"Hydropower!X244","v":9453.4911580511452},{"$f":"Hydropower!Y244","v":9453.4911580511452},{"$f":"Hydropower!Z244","v":9453.4911580511452},{"$f":"Hydropower!AA244","v":9453.4911580511452},{"$f":"Hydropower!AB244","v":9453.4911580511452},{"$f":"Hydropower!AC244","v":9453.4911580511452},{"$f":"Hydropower!AD244","v":9453.4911580511452},{"$f":"Hydropower!AE244","v":9453.4911580511452},{"$f":"Hydropower!AF244","v":9453.4911580511452},{"$f":"Hydropower!AG244","v":9453.4911580511452},{"$f":"Hydropower!AH244","v":9453.4911580511452},{"$f":"Hydropower!AI244","v":9453.4911580511452},{"$f":"Hydropower!AJ244","v":9453.4911580511452},{"$f":"Hydropower!AK244","v":9453.4911580511452},{"$f":"Hydropower!AL244","v":9453.4911580511452},{"$f":"Hydropower!AM244","v":9453.4911580511452},{"$f":"Hydropower!AN244","v":9453.4911580511452},{"$f":"Hydropower!AO244","v":9453.4911580511452},{"$f":"Hydropower!AP244","v":9453.4911580511452},{"$f":"Hydropower!AQ244","v":9453.4911580511452},{"$f":"Hydropower!AR244","v":9453.4911580511452},{"$f":"Hydropower!AS244","v":9453.4911580511452},{"$f":"Hydropower!AT244","v":9453.4911580511452},{"$f":"Hydropower!AU244","v":9453.4911580511452},{"$f":"Hydropower!AV244","v":9453.4911580511452},null,null,73,"hydclass2",0.23185,9023.0252285190181,null,0.57108961519447932,null,0,null,null,null,null,null,null,null,null,null,null,null,null,null,null,null,null,null,null,null,null,null,null,null,null,null,null,null,null,null,null,null,null,null,null,null,null,null,null,null,112,"hydclass3",24.149795999999995,8304.7984791423623,null,0.6110330294687869,null,0]
[null,null,null,null,{"$f":"Hydropower!K245","v":"NSD 1 - low"},null,null,null,null,null,null,null,null,null,null,null,null,null,null,null,null,null,{"$f":"Hydropower!L245","v":3706.4584126225836},{"$f":"Hydropower!M245","v":3706.4584126225836},{"$f":"Hydropower!N245","v":3706.4584126225836},{"$f":"Hydropower!O245","v":3706.4584126225836},{"$f":"Hydropower!P245","v":3706.4584126225836},{"$f":"Hydropower!Q245","v":3706.4584126225836},{"$f":"Hydropower!R245","v":3706.4584126225836},{"$f":"Hydropower!S245","v":3706.4584126225836},{"$f":"Hydropower!T245","v":3706.4584126225836},{"$f":"Hydropower!U245","v":3706.4584126225836},{"$f":"Hydropower!V245","v":3706.4584126225836},{"$f":"Hydropower!W245","v":3706.4584126225836},{"$f":"Hydropower!X245","v":3706.4584126225836},{"$f":"Hydropower!Y245","v":3706.4584126225836},{"$f":"Hydropower!Z245","v":3706.4584126225836},{"$f":"Hydropower!AA245","v":3706.4584126225836},{"$f":"Hydropower!AB245","v":3706.4584126225836},{"$f":"Hydropower!AC245","v":3706.4584126225836},{"$f":"Hydropower!AD245","v":3706.4584126225836},{"$f":"Hydropower!AE245","v":3706.4584126225836},{"$f":"Hydropower!AF245","v":3706.4584126225836},{"$f":"Hydropower!AG245","v":3706.4584126225836},{"$f":"Hydropower!AH245","v":3706.4584126225836},{"$f":"Hydropower!AI245","v":3706.4584126225836},{"$f":"Hydropower!AJ245","v":3706.4584126225836},{"$f":"Hydropower!AK245","v":3706.4584126225836},{"$f":"Hydropower!AL245","v":3706.4584126225836},{"$f":"Hydropower!AM245","v":3706.4584126225836},{"$f":"Hydropower!AN245","v":3706.4584126225836},{"$f":"Hydropower!AO245","v":3706.4584126225836},{"$f":"Hydropower!AP245","v":3706.4584126225836},{"$f":"Hydropower!AQ245","v":3706.4584126225836},{"$f":"Hydropower!AR245","v":3706.4584126225836},{"$f":"Hydropower!AS245","v":3706.4584126225836},{"$f":"Hydropower!AT245","v":3706.4584126225836},{"$f":"Hydropower!AU245","v":3706.4584126225836},{"$f":"Hydropower!AV245","v":3706.4584126225836},null,null,114,"hydclass3",2.0303969999999998,9473.542964093238,null,0.59895160349434218,null,0,null,null,null,null,null,null,null,null,null,null,null,null,null,null,null,null,null,null,null,null,null,null,null,null,null,null,null,null,null,null,null,null,null,null,null,null,null,null,null,25,"hydclass3",37.401787000000006,9135.9835880709907,null,0.67117788378880927,null,0]
[null,null,null,null,{"$f":"Hydropower!K246","v":"NSD 1 - mid"},null,null,null,null,null,null,null,null,null,null,null,null,null,null,null,null,{"$f":"Hydropower!L41","v":3706.4584126225836},{"$f":"Hydropower!L246","v":3706.4584126225836},{"$f":"Hydropower!M246","v":3706.4584126225836},{"$f":"Hydropower!N246","v":3706.4584126225836},{"$f":"Hydropower!O246","v":3706.4584126225836},{"$f":"Hydropower!P246","v":3706.4584126225836},{"$f":"Hydropower!Q246","v":3706.4584126225836},{"$f":"Hydropower!R246","v":3706.4584126225836},{"$f":"Hydropower!S246","v":3706.4584126225836},{"$f":"Hydropower!T246","v":3706.4584126225836},{"$f":"Hydropower!U246","v":3706.4584126225836},{"$f":"Hydropower!V246","v":3706.4584126225836},{"$f":"Hydropower!W246","v":3706.4584126225836},{"$f":"Hydropower!X246","v":3706.4584126225836},{"$f":"Hydropower!Y246","v":3706.4584126225836},{"$f":"Hydropower!Z246","v":3706.4584126225836},{"$f":"Hydropower!AA246","v":3706.4584126225836},{"$f":"Hydropower!AB246","v":3706.4584126225836},{"$f":"Hydropower!AC246","v":3706.4584126225836},{"$f":"Hydropower!AD246","v":3706.4584126225836},{"$f":"Hydropower!AE246","v":3706.4584126225836},{"$f":"Hydropower!AF246","v":3706.4584126225836},{"$f":"Hydropower!AG246","v":3706.4584126225836},{"$f":"Hydropower!AH246","v":3706.4584126225836},{"$f":"Hydropower!AI246","v":3706.4584126225836},{"$f":"Hydropower!AJ246","v":3706.4584126225836},{"$f":"Hydropower!AK246","v":3706.4584126225836},{"$f":"Hydropower!AL246","v":3706.4584126225836},{"$f":"Hydropower!AM246","v":3706.4584126225836},{"$f":"Hydropower!AN246","v":3706.4584126225836},{"$f":"Hydropower!AO246","v":3706.4584126225836},{"$f":"Hydropower!AP246","v":3706.4584126225836},{"$f":"Hydropower!AQ246","v":3706.4584126225836},{"$f":"Hydropower!AR246","v":3706.4584126225836},{"$f":"Hydropower!AS246","v":3706.4584126225836},{"$f":"Hydropower!AT246","v":3706.4584126225836},{"$f":"Hydropower!AU246","v":3706.4584126225836},{"$f":"Hydropower!AV246","v":3706.4584126225836},null,null,75,"hydclass1",0.344802,11046.900319255321,null,0.69562127361131099,null,0,null,null,null,null,null,null,null,null,null,null,null,null,null,null,null,null,null,null,null,null,null,null,null,null,null,null,null,null,null,null,null,null,null,null,null,null,null,null,null,48,"hydclass2",6.4953859999999999,8326.0701732933758,null,0.61176593300183446,null,0]
[null,null,null,null,{"$f":"Hydropower!K247","v":"NSD 1 - high"},null,null,null,null,null,null,null,null,null,null,null,null,null,null,null,null,null,{"$f":"Hydropower!L247","v":3706.4584126225836},{"$f":"Hydropower!M247","v":3706.4584126225836},{"$f":"Hydropower!N247","v":3706.4584126225836},{"$f":"Hydropower!O247","v":3706.4584126225836},{"$f":"Hydropower!P247","v":3706.4584126225836},{"$f":"Hydropower!Q247","v":3706.4584126225836},{"$f":"Hydropower!R247","v":3706.4584126225836},{"$f":"Hydropower!S247","v":3706.4584126225836},{"$f":"Hydropower!T247","v":3706.4584126225836},{"$f":"Hydropower!U247","v":3706.4584126225836},{"$f":"Hydropower!V247","v":3706.4584126225836},{"$f":"Hydropower!W247","v":3706.4584126225836},{"$f":"Hydropower!X247","v":3706.4584126225836},{"$f":"Hydropower!Y247","v":3706.4584126225836},{"$f":"Hydropower!Z247","v":3706.4584126225836},{"$f":"Hydropower!AA247","v":3706.4584126225836},{"$f":"Hydropower!AB247","v":3706.4584126225836},{"$f":"Hydropower!AC247","v":3706.4584126225836},{"$f":"Hydropower!AD247","v":3706.4584126225836},{"$f":"Hydropower!AE247","v":3706.4584126225836},{"$f":"Hydropower!AF247","v":3706.4584126225836},{"$f":"Hydropower!AG247","v":3706.4584126225836},{"$f":"Hydropower!AH247","v":3706.4584126225836},{"$f":"Hydropower!AI247","v":3706.4584126225836},{"$f":"Hydropower!AJ247","v":3706.4584126225836},{"$f":"Hydropower!AK247","v":3706.4584126225836},{"$f":"Hydropower!AL247","v":3706.4584126225836},{"$f":"Hydropower!AM247","v":3706.4584126225836},{"$f":"Hydropower!AN247","v":3706.4584126225836},{"$f":"Hydropower!AO247","v":3706.4584126225836},{"$f":"Hydropower!AP247","v":3706.4584126225836},{"$f":"Hydropower!AQ247","v":3706.4584126225836},{"$f":"Hydropower!AR247","v":3706.4584126225836},{"$f":"Hydropower!AS247","v":3706.4584126225836},{"$f":"Hydropower!AT247","v":3706.4584126225836},{"$f":"Hydropower!AU247","v":3706.4584126225836},{"$f":"Hydropower!AV247","v":3706.4584126225836},null,null,40,"hydclass3",0.18901100000000001,11498.04777919226,null,0.72323344088956132,null,0,null,null,null,null,null,null,null,null,null,null,null,null,null,null,null,null,null,null,null,null,null,null,null,null,null,null,null,null,null,null,null,null,null,null,null,null,null,null,null,80,"hydclass3",15.001626999999999,9073.4662107853874,null,0.665667452674643,null,0]
[null,null,null,null,{"$f":"Hydropower!K248","v":"NSD 2 - low"},null,null,null,null,null,null,null,null,null,null,null,null,null,null,null,null,null,{"$f":"Hydropower!L248","v":4843.8469962742101},{"$f":"Hydropower!M248","v":4843.8469962742101},{"$f":"Hydropower!N248","v":4843.8469962742101},{"$f":"Hydropower!O248","v":4843.8469962742101},{"$f":"Hydropower!P248","v":4843.8469962742101},{"$f":"Hydropower!Q248","v":4843.8469962742101},{"$f":"Hydropower!R248","v":4843.8469962742101},{"$f":"Hydropower!S248","v":4843.8469962742101},{"$f":"Hydropower!T248","v":4843.8469962742101},{"$f":"Hydropower!U248","v":4843.8469962742101},{"$f":"Hydropower!V248","v":4843.8469962742101},{"$f":"Hydropower!W248","v":4843.8469962742101},{"$f":"Hydropower!X248","v":4843.8469962742101},{"$f":"Hydropower!Y248","v":4843.8469962742101},{"$f":"Hydropower!Z248","v":4843.8469962742101},{"$f":"Hydropower!AA248","v":4843.8469962742101},{"$f":"Hydropower!AB248","v":4843.8469962742101},{"$f":"Hydropower!AC248","v":4843.8469962742101},{"$f":"Hydropower!AD248","v":4843.8469962742101},{"$f":"Hydropower!AE248","v":4843.8469962742101},{"$f":"Hydropower!AF248","v":4843.8469962742101},{"$f":"Hydropower!AG248","v":4843.8469962742101},{"$f":"Hydropower!AH248","v":4843.8469962742101},{"$f":"Hydropower!AI248","v":4843.8469962742101},{"$f":"Hydropower!AJ248","v":4843.8469962742101},{"$f":"Hydropower!AK248","v":4843.8469962742101},{"$f":"Hydropower!AL248","v":4843.8469962742101},{"$f":"Hydropower!AM248","v":4843.8469962742101},{"$f":"Hydropower!AN248","v":4843.8469962742101},{"$f":"Hydropower!AO248","v":4843.8469962742101},{"$f":"Hydropower!AP248","v":4843.8469962742101},{"$f":"Hydropower!AQ248","v":4843.8469962742101},{"$f":"Hydropower!AR248","v":4843.8469962742101},{"$f":"Hydropower!AS248","v":4843.8469962742101},{"$f":"Hydropower!AT248","v":4843.8469962742101},{"$f":"Hydropower!AU248","v":4843.8469962742101},{"$f":"Hydropower!AV248","v":4843.8469962742101},null,null,126,"hydclass3",3.0230589999999999,10549.597380457939,null,0.66326271444775053,null,0,null,null,null,null,null,null,null,null,null,null,null,null,null,null,null,null,null,null,null,null,null,null,null,null,null,null,null,null,null,null,null,null,null,null,null,null,null,null,null,84,"hydclass1",9.1810410000000005,8461.6389951036981,null,0.62108018895129247,null,0]
[null,null,null,null,{"$f":"Hydropower!K249","v":"NSD 2 - mid"},null,null,null,null,null,null,null,null,null,null,null,null,null,null,null,null,{"$f":"Hydropower!L42","v":4843.8469962742101},{"$f":"Hydropower!L249","v":4843.8469962742101},{"$f":"Hydropower!M249","v":4843.8469962742101},{"$f":"Hydropower!N249","v":4843.8469962742101},{"$f":"Hydropower!O249","v":4843.8469962742101},{"$f":"Hydropower!P249","v":4843.8469962742101},{"$f":"Hydropower!Q249","v":4843.8469962742101},{"$f":"Hydropower!R249","v":4843.8469962742101},{"$f":"Hydropower!S249","v":4843.8469962742101},{"$f":"Hydropower!T249","v":4843.8469962742101},{"$f":"Hydropower!U249","v":4843.8469962742101},{"$f":"Hydropower!V249","v":4843.8469962742101},{"$f":"Hydropower!W249","v":4843.8469962742101},{"$f":"Hydropower!X249","v":4843.8469962742101},{"$f":"Hydropower!Y249","v":4843.8469962742101},{"$f":"Hydropower!Z249","v":4843.8469962742101},{"$f":"Hydropower!AA249","v":4843.8469962742101},{"$f":"Hydropower!AB249","v":4843.8469962742101},{"$f":"Hydropower!AC249","v":4843.8469962742101},{"$f":"Hydropower!AD249","v":4843.8469962742101},{"$f":"Hydropower!AE249","v":4843.8469962742101},{"$f":"Hydropower!AF249","v":4843.8469962742101},{"$f":"Hydropower!AG249","v":4843.8469962742101},{"$f":"Hydropower!AH249","v":4843.8469962742101},{"$f":"Hydropower!AI249","v":4843.8469962742101},{"$f":"Hydropower!AJ249","v":4843.8469962742101},{"$f":"Hydropower!AK249","v":4843.8469962742101},{"$f":"Hydropower!AL249","v":4843.8469962742101},{"$f":"Hydropower!AM249","v":4843.8469962742101},{"$f":"Hydropower!AN249","v":4843.8469962742101},{"$f":"Hydropower!AO249","v":4843.8469962742101},{"$f":"Hydropower!AP249","v":4843.8469962742101},{"$f":"Hydropower!AQ249","v":4843.8469962742101},{"$f":"Hydropower!AR249","v":4843.8469962742101},{"$f":"Hydropower!AS249","v":4843.8469962742101},{"$f":"Hydropower!AT249","v":4843.8469962742101},{"$f":"Hydropower!AU249","v":4843.8469962742101},{"$f":"Hydropower!AV249","v":4843.8469962742101},null,null,87,"hydclass4",4.4347969999999979,9237.4913713346668,null,0.58117676272723895,null,0,null,null,null,null,null,null,null,null,null,null,null,null,null,null,null,null,null,null,null,null,null,null,null,null,null,null,null,null,null,null,null,null,null,null,null,null,null,null,null,40,"hydclass2",61.046267,9686.6579334415928,null,0.70977343015510619,null,0]
[null,null,null,null,{"$f":"Hydropower!K250","v":"NSD 2 - high"},null,null,null,null,null,null,null,null,null,null,null,null,null,null,null,null,null,{"$f":"Hydropower!L250","v":4843.8469962742101},{"$f":"Hydropower!M250","v":4843.8469962742101},{"$f":"Hydropower!N250","v":4843.8469962742101},{"$f":"Hydropower!O250","v":4843.8469962742101},{"$f":"Hydropower!P250","v":4843.8469962742101},{"$f":"Hydropower!Q250","v":4843.8469962742101},{"$f":"Hydropower!R250","v":4843.8469962742101},{"$f":"Hydropower!S250","v":4843.8469962742101},{"$f":"Hydropower!T250","v":4843.8469962742101},{"$f":"Hydropower!U250","v":4843.8469962742101},{"$f":"Hydropower!V250","v":4843.8469962742101},{"$f":"Hydropower!W250","v":4843.8469962742101},{"$f":"Hydropower!X250","v":4843.8469962742101},{"$f":"Hydropower!Y250","v":4843.8469962742101},{"$f":"Hydropower!Z250","v":4843.8469962742101},{"$f":"Hydropower!AA250","v":4843.8469962742101},{"$f":"Hydropower!AB250","v":4843.8469962742101},{"$f":"Hydropower!AC250","v":4843.8469962742101},{"$f":"Hydropower!AD250","v":4843.8469962742101},{"$f":"Hydropower!AE250","v":4843.8469962742101},{"$f":"Hydropower!AF250","v":4843.8469962742101},{"$f":"Hydropower!AG250","v":4843.8469962742101},{"$f":"Hydropower!AH250","v":4843.8469962742101},{"$f":"Hydropower!AI250","v":4843.8469962742101},{"$f":"Hydropower!AJ250","v":4843.8469962742101},{"$f":"Hydropower!AK250","v":4843.8469962742101},{"$f":"Hydropower!AL250","v":4843.8469962742101},{"$f":"Hydropower!AM250","v":4843.8469962742101},{"$f":"Hydropower!AN250","v":4843.8469962742101},{"$f":"Hydropower!AO250","v":4843.8469962742101},{"$f":"Hydropower!AP250","v":4843.8469962742101},{"$f":"Hydropower!AQ250","v":4843.8469962742101},{"$f":"Hydropower!AR250","v":4843.8469962742101},{"$f":"Hydropower!AS250","v":4843.8469962742101},{"$f":"Hydropower!AT250","v":4843.8469962742101},{"$f":"Hydropower!AU250","v":4843.8469962742101},{"$f":"Hydropower!AV250","v":4843.8469962742101},null,null,38,"hydclass2",0.47740800000000005,8371.364481797511,null,0.52663516893288254,null,0,null,null,null,null,null,null,null,null,null,null,null,null,null,null,null,null,null,null,null,null,null,null,null,null,null,null,null,null,null,null,null,null,null,null,null,null,null,null,null,109,"hydclass3",48.168122999999994,7441.0605962522586,null,0.54707710032087642,null,0]
[null,null,null,null,{"$f":"Hydropower!K251","v":"NSD 3 - low"},null,null,null,null,null,null,null,null,null,null,null,null,null,null,null,null,null,{"$f":"Hydropower!L251","v":5738.5997361865157},{"$f":"Hydropower!M251","v":5738.5997361865157},{"$f":"Hydropower!N251","v":5738.5997361865157},{"$f":"Hydropower!O251","v":5738.5997361865157},{"$f":"Hydropower!P251","v":5738.5997361865157},{"$f":"Hydropower!Q251","v":5738.5997361865157},{"$f":"Hydropower!R251","v":5738.5997361865157},{"$f":"Hydropower!S251","v":5738.5997361865157},{"$f":"Hydropower!T251","v":5738.5997361865157},{"$f":"Hydropower!U251","v":5738.5997361865157},{"$f":"Hydropower!V251","v":5738.5997361865157},{"$f":"Hydropower!W251","v":5738.5997361865157},{"$f":"Hydropower!X251","v":5738.5997361865157},{"$f":"Hydropower!Y251","v":5738.5997361865157},{"$f":"Hydropower!Z251","v":5738.5997361865157},{"$f":"Hydropower!AA251","v":5738.5997361865157},{"$f":"Hydropower!AB251","v":5738.5997361865157},{"$f":"Hydropower!AC251","v":5738.5997361865157},{"$f":"Hydropower!AD251","v":5738.5997361865157},{"$f":"Hydropower!AE251","v":5738.5997361865157},{"$f":"Hydropower!AF251","v":5738.5997361865157},{"$f":"Hydropower!AG251","v":5738.5997361865157},{"$f":"Hydropower!AH251","v":5738.5997361865157},{"$f":"Hydropower!AI251","v":5738.5997361865157},{"$f":"Hydropower!AJ251","v":5738.5997361865157},{"$f":"Hydropower!AK251","v":5738.5997361865157},{"$f":"Hydropower!AL251","v":5738.5997361865157},{"$f":"Hydropower!AM251","v":5738.5997361865157},{"$f":"Hydropower!AN251","v":5738.5997361865157},{"$f":"Hydropower!AO251","v":5738.5997361865157},{"$f":"Hydropower!AP251","v":5738.5997361865157},{"$f":"Hydropower!AQ251","v":5738.5997361865157},{"$f":"Hydropower!AR251","v":5738.5997361865157},{"$f":"Hydropower!AS251","v":5738.5997361865157},{"$f":"Hydropower!AT251","v":5738.5997361865157},{"$f":"Hydropower!AU251","v":5738.5997361865157},{"$f":"Hydropower!AV251","v":5738.5997361865157},null,null,107,"hydclass4",3.4915170000000009,9494.14003448929,null,0.59574049167853993,null,0,null,null,null,null,null,null,null,null,null,null,null,null,null,null,null,null,null,null,null,null,null,null,null,null,null,null,null,null,null,null,null,null,null,null,null,null,null,null,null,117,"hydclass4",23.037426999999997,8008.0830946596652,null,0.58776482358878623,null,0]
[null,null,null,null,{"$f":"Hydropower!K252","v":"NSD 3 - mid"},null,null,null,null,null,null,null,null,null,null,null,null,null,null,null,null,{"$f":"Hydropower!L43","v":5738.5997361865157},{"$f":"Hydropower!L252","v":5738.5997361865157},{"$f":"Hydropower!M252","v":5738.5997361865157},{"$f":"Hydropower!N252","v":5738.5997361865157},{"$f":"Hydropower!O252","v":5738.5997361865157},{"$f":"Hydropower!P252","v":5738.5997361865157},{"$f":"Hydropower!Q252","v":5738.5997361865157},{"$f":"Hydropower!R252","v":5738.5997361865157},{"$f":"Hydropower!S252","v":5738.5997361865157},{"$f":"Hydropower!T252","v":5738.5997361865157},{"$f":"Hydropower!U252","v":5738.5997361865157},{"$f":"Hydropower!V252","v":5738.5997361865157},{"$f":"Hydropower!W252","v":5738.5997361865157},{"$f":"Hydropower!X252","v":5738.5997361865157},{"$f":"Hydropower!Y252","v":5738.5997361865157},{"$f":"Hydropower!Z252","v":5738.5997361865157},{"$f":"Hydropower!AA252","v":5738.5997361865157},{"$f":"Hydropower!AB252","v":5738.5997361865157},{"$f":"Hydropower!AC252","v":5738.5997361865157},{"$f":"Hydropower!AD252","v":5738.5997361865157},{"$f":"Hydropower!AE252","v":5738.5997361865157},{"$f":"Hydropower!AF252","v":5738.5997361865157},{"$f":"Hydropower!AG252","v":5738.5997361865157},{"$f":"Hydropower!AH252","v":5738.5997361865157},{"$f":"Hydropower!AI252","v":5738.5997361865157},{"$f":"Hydropower!AJ252","v":5738.5997361865157},{"$f":"Hydropower!AK252","v":5738.5997361865157},{"$f":"Hydropower!AL252","v":5738.5997361865157},{"$f":"Hydropower!AM252","v":5738.5997361865157},{"$f":"Hydropower!AN252","v":5738.5997361865157},{"$f":"Hydropower!AO252","v":5738.5997361865157},{"$f":"Hydropower!AP252","v":5738.5997361865157},{"$f":"Hydropower!AQ252","v":5738.5997361865157},{"$f":"Hydropower!AR252","v":5738.5997361865157},{"$f":"Hydropower!AS252","v":5738.5997361865157},{"$f":"Hydropower!AT252","v":5738.5997361865157},{"$f":"Hydropower!AU252","v":5738.5997361865157},{"$f":"Hydropower!AV252","v":5738.5997361865157},null,null,86,"hydclass3",0.72435799999999995,7516.3577396126784,null,0.47034534416900992,null,0,null,null,null,null,null,null,null,null,null,null,null,null,null,null,null,null,null,null,null,null,null,null,null,null,null,null,null,null,null,null,null,null,null,null,null,null,null,null,null,38,"hydclass1",7.2095680000000009,8953.2437342484445,null,0.6559225889695498,null,0]
[null,null,null,null,{"$f":"Hydropower!K253","v":"NSD 3 - high"},null,null,null,null,null,null,null,null,null,null,null,null,null,null,null,null,null,{"$f":"Hydropower!L253","v":5738.5997361865157},{"$f":"Hydropower!M253","v":5738.5997361865157},{"$f":"Hydropower!N253","v":5738.5997361865157},{"$f":"Hydropower!O253","v":5738.5997361865157},{"$f":"Hydropower!P253","v":5738.5997361865157},{"$f":"Hydropower!Q253","v":5738.5997361865157},{"$f":"Hydropower!R253","v":5738.5997361865157},{"$f":"Hydropower!S253","v":5738.5997361865157},{"$f":"Hydropower!T253","v":5738.5997361865157},{"$f":"Hydropower!U253","v":5738.5997361865157},{"$f":"Hydropower!V253","v":5738.5997361865157},{"$f":"Hydropower!W253","v":5738.5997361865157},{"$f":"Hydropower!X253","v":5738.5997361865157},{"$f":"Hydropower!Y253","v":5738.5997361865157},{"$f":"Hydropower!Z253","v":5738.5997361865157},{"$f":"Hydropower!AA253","v":5738.5997361865157},{"$f":"Hydropower!AB253","v":5738.5997361865157},{"$f":"Hydropower!AC253","v":5738.5997361865157},{"$f":"Hydropower!AD253","v":5738.5997361865157},{"$f":"Hydropower!AE253","v":5738.5997361865157},{"$f":"Hydropower!AF253","v":5738.5997361865157},{"$f":"Hydropower!AG253","v":5738.5997361865157},{"$f":"Hydropower!AH253","v":5738.5997361865157},{"$f":"Hydropower!AI253","v":5738.5997361865157},{"$f":"Hydropower!AJ253","v":5738.5997361865157},{"$f":"Hydropower!AK253","v":5738.5997361865157},{"$f":"Hydropower!AL253","v":5738.5997361865157},{"$f":"Hydropower!AM253","v":5738.5997361865157},{"$f":"Hydropower!AN253","v":5738.5997361865157},{"$f":"Hydropower!AO253","v":5738.5997361865157},{"$f":"Hydropower!AP253","v":5738.5997361865157},{"$f":"Hydropower!AQ253","v":5738.5997361865157},{"$f":"Hydropower!AR253","v":5738.5997361865157},{"$f":"Hydropower!AS253","v":5738.5997361865157},{"$f":"Hydropower!AT253","v":5738.5997361865157},{"$f":"Hydropower!AU253","v":5738.5997361865157},{"$f":"Hydropower!AV253","v":5738.5997361865157},null,null,78,"hydclass3",0.40001600000000004,11373.84462605316,null,0.70577803174798748,null,0,null,null,null,null,null,null,null,null,null,null,null,null,null,null,null,null,null,null,null,null,null,null,null,null,null,null,null,null,null,null,null,null,null,null,null,null,null,null,null,73,"hydclass2",7.6210909999999998,7981.9930959723824,null,0.58566705192659319,null,0]
[null,null,null,null,{"$f":"Hydropower!K254","v":"NSD 4 - low"},null,null,null,null,null,null,null,null,null,null,null,null,null,null,null,null,null,{"$f":"Hydropower!L254","v":6713.8403462402675},{"$f":"Hydropower!M254","v":6713.8403462402675},{"$f":"Hydropower!N254","v":6713.8403462402675},{"$f":"Hydropower!O254","v":6713.8403462402675},{"$f":"Hydropower!P254","v":6713.8403462402675},{"$f":"Hydropower!Q254","v":6713.8403462402675},{"$f":"Hydropower!R254","v":6713.8403462402675},{"$f":"Hydropower!S254","v":6713.8403462402675},{"$f":"Hydropower!T254","v":6713.8403462402675},{"$f":"Hydropower!U254","v":6713.8403462402675},{"$f":"Hydropower!V254","v":6713.8403462402675},{"$f":"Hydropower!W254","v":6713.8403462402675},{"$f":"Hydropower!X254","v":6713.8403462402675},{"$f":"Hydropower!Y254","v":6713.8403462402675},{"$f":"Hydropower!Z254","v":6713.8403462402675},{"$f":"Hydropower!AA254","v":6713.8403462402675},{"$f":"Hydropower!AB254","v":6713.8403462402675},{"$f":"Hydropower!AC254","v":6713.8403462402675},{"$f":"Hydropower!AD254","v":6713.8403462402675},{"$f":"Hydropower!AE254","v":6713.8403462402675},{"$f":"Hydropower!AF254","v":6713.8403462402675},{"$f":"Hydropower!AG254","v":6713.8403462402675},{"$f":"Hydropower!AH254","v":6713.8403462402675},{"$f":"Hydropower!AI254","v":6713.8403462402675},{"$f":"Hydropower!AJ254","v":6713.8403462402675},{"$f":"Hydropower!AK254","v":6713.8403462402675},{"$f":"Hydropower!AL254","v":6713.8403462402675},{"$f":"Hydropower!AM254","v":6713.8403462402675},{"$f":"Hydropower!AN254","v":6713.8403462402675},{"$f":"Hydropower!AO254","v":6713.8403462402675},{"$f":"Hydropower!AP254","v":6713.8403462402675},{"$f":"Hydropower!AQ254","v":6713.8403462402675},{"$f":"Hydropower!AR254","v":6713.8403462402675},{"$f":"Hydropower!AS254","v":6713.8403462402675},{"$f":"Hydropower!AT254","v":6713.8403462402675},{"$f":"Hydropower!AU254","v":6713.8403462402675},{"$f":"Hydropower!AV254","v":6713.8403462402675},null,null,84,"hydclass3",0.41834199999999999,10070.20601998163,null,0.62537762891732096,null,0,null,null,null,null,null,null,null,null,null,null,null,null,null,null,null,null,null,null,null,null,null,null,null,null,null,null,null,null,null,null,null,null,null,null,null,null,null,null,null,63,"hydclass2",48.562589000000003,7181.5834047124972,null,0.5277380255389158,null,0]
[null,null,null,null,{"$f":"Hydropower!K255","v":"NSD 4 - mid"},null,null,null,null,null,null,null,null,null,null,null,null,null,null,null,null,{"$f":"Hydropower!L44","v":6713.8403462402675},{"$f":"Hydropower!L255","v":6713.8403462402675},{"$f":"Hydropower!M255","v":6713.8403462402675},{"$f":"Hydropower!N255","v":6713.8403462402675},{"$f":"Hydropower!O255","v":6713.8403462402675},{"$f":"Hydropower!P255","v":6713.8403462402675},{"$f":"Hydropower!Q255","v":6713.8403462402675},{"$f":"Hydropower!R255","v":6713.8403462402675},{"$f":"Hydropower!S255","v":6713.8403462402675},{"$f":"Hydropower!T255","v":6713.8403462402675},{"$f":"Hydropower!U255","v":6713.8403462402675},{"$f":"Hydropower!V255","v":6713.8403462402675},{"$f":"Hydropower!W255","v":6713.8403462402675},{"$f":"Hydropower!X255","v":6713.8403462402675},{"$f":"Hydropower!Y255","v":6713.8403462402675},{"$f":"Hydropower!Z255","v":6713.8403462402675},{"$f":"Hydropower!AA255","v":6713.8403462402675},{"$f":"Hydropower!AB255","v":6713.8403462402675},{"$f":"Hydropower!AC255","v":6713.8403462402675},{"$f":"Hydropower!AD255","v":6713.8403462402675},{"$f":"Hydropower!AE255","v":6713.8403462402675},{"$f":"Hydropower!AF255","v":6713.8403462402675},{"$f":"Hydropower!AG255","v":6713.8403462402675},{"$f":"Hydropower!AH255","v":6713.8403462402675},{"$f":"Hydropower!AI255","v":6713.8403462402675},{"$f":"Hydropower!AJ255","v":6713.8403462402675},{"$f":"Hydropower!AK255","v":6713.8403462402675},{"$f":"Hydropower!AL255","v":6713.8403462402675},{"$f":"Hydropower!AM255","v":6713.8403462402675},{"$f":"Hydropower!AN255","v":6713.8403462402675},{"$f":"Hydropower!AO255","v":6713.8403462402675},{"$f":"Hydropower!AP255","v":6713.8403462402675},{"$f":"Hydropower!AQ255","v":6713.8403462402675},{"$f":"Hydropower!AR255","v":6713.8403462402675},{"$f":"Hydropower!AS255","v":6713.8403462402675},{"$f":"Hydropower!AT255","v":6713.8403462402675},{"$f":"Hydropower!AU255","v":6713.8403462402675},{"$f":"Hydropower!AV255","v":6713.8403462402675},null,null,104,"hydclass4",0.23155400000000001,12015.943585997675,null,0.74418046693588291,null,0,null,null,null,null,null,null,null,null,null,null,null,null,null,null,null,null,null,null,null,null,null,null,null,null,null,null,null,null,null,null,null,null,null,null,null,null,null,null,null,48,"hydclass3",6.3138239999999994,8344.7577309176395,null,0.61176593300183446,null,0]
[null,null,null,null,{"$f":"Hydropower!K256","v":"NSD 4 - high"},null,null,null,null,null,null,null,null,null,null,null,null,null,null,null,null,null,{"$f":"Hydropower!L256","v":6713.8403462402675},{"$f":"Hydropower!M256","v":6713.8403462402675},{"$f":"Hydropower!N256","v":6713.8403462402675},{"$f":"Hydropower!O256","v":6713.8403462402675},{"$f":"Hydropower!P256","v":6713.8403462402675},{"$f":"Hydropower!Q256","v":6713.8403462402675},{"$f":"Hydropower!R256","v":6713.8403462402675},{"$f":"Hydropower!S256","v":6713.8403462402675},{"$f":"Hydropower!T256","v":6713.8403462402675},{"$f":"Hydropower!U256","v":6713.8403462402675},{"$f":"Hydropower!V256","v":6713.8403462402675},{"$f":"Hydropower!W256","v":6713.8403462402675},{"$f":"Hydropower!X256","v":6713.8403462402675},{"$f":"Hydropower!Y256","v":6713.8403462402675},{"$f":"Hydropower!Z256","v":6713.8403462402675},{"$f":"Hydropower!AA256","v":6713.8403462402675},{"$f":"Hydropower!AB256","v":6713.8403462402675},{"$f":"Hydropower!AC256","v":6713.8403462402675},{"$f":"Hydropower!AD256","v":6713.8403462402675},{"$f":"Hydropower!AE256","v":6713.8403462402675},{"$f":"Hydropower!AF256","v":6713.8403462402675},{"$f":"Hydropower!AG256","v":6713.8403462402675},{"$f":"Hydropower!AH256","v":6713.8403462402675},{"$f":"Hydropower!AI256","v":6713.8403462402675},{"$f":"Hydropower!AJ256","v":6713.8403462402675},{"$f":"Hydropower!AK256","v":6713.8403462402675},{"$f":"Hydropower!AL256","v":6713.8403462402675},{"$f":"Hydropower!AM256","v":6713.8403462402675},{"$f":"Hydropower!AN256","v":6713.8403462402675},{"$f":"Hydropower!AO256","v":6713.8403462402675},{"$f":"Hydropower!AP256","v":6713.8403462402675},{"$f":"Hydropower!AQ256","v":6713.8403462402675},{"$f":"Hydropower!AR256","v":6713.8403462402675},{"$f":"Hydropower!AS256","v":6713.8403462402675},{"$f":"Hydropower!AT256","v":6713.8403462402675},{"$f":"Hydropower!AU256","v":6713.8403462402675},{"$f":"Hydropower!AV256","v":6713.8403462402675},null,null,112,"hydclass5",18.283640999999989,9906.5164409391291,null,0.61378431958683977,null,0,null,null,null,null,null,null,null,null,null,null,null,null,null,null,null,null,null,null,null,null,null,null,null,null,null,null,null,null,null,null,null,null,null,null,null,null,null,null,null,55,"hydclass2",10.358785999999998,8040.7982876026763,null,0.58972271670613119,null,0]
[null,null,null,null,{"$f":"Hydropower!K257","v":"NSD 5 - low"},null,null,null,null,null,null,null,null,null,null,null,null,null,null,null,null,null,{"$f":"Hydropower!L257","v":7814.7085059466963},{"$f":"Hydropower!M257","v":7814.7085059466963},{"$f":"Hydropower!N257","v":7814.7085059466963},{"$f":"Hydropower!O257","v":7814.7085059466963},{"$f":"Hydropower!P257","v":7814.7085059466963},{"$f":"Hydropower!Q257","v":7814.7085059466963},{"$f":"Hydropower!R257","v":7814.7085059466963},{"$f":"Hydropower!S257","v":7814.7085059466963},{"$f":"Hydropower!T257","v":7814.7085059466963},{"$f":"Hydropower!U257","v":7814.7085059466963},{"$f":"Hydropower!V257","v":7814.7085059466963},{"$f":"Hydropower!W257","v":7814.7085059466963},{"$f":"Hydropower!X257","v":7814.7085059466963},{"$f":"Hydropower!Y257","v":7814.7085059466963},{"$f":"Hydropower!Z257","v":7814.7085059466963},{"$f":"Hydropower!AA257","v":7814.7085059466963},{"$f":"Hydropower!AB257","v":7814.7085059466963},{"$f":"Hydropower!AC257","v":7814.7085059466963},{"$f":"Hydropower!AD257","v":7814.7085059466963},{"$f":"Hydropower!AE257","v":7814.7085059466963},{"$f":"Hydropower!AF257","v":7814.7085059466963},{"$f":"Hydropower!AG257","v":7814.7085059466963},{"$f":"Hydropower!AH257","v":7814.7085059466963},{"$f":"Hydropower!AI257","v":7814.7085059466963},{"$f":"Hydropower!AJ257","v":7814.7085059466963},{"$f":"Hydropower!AK257","v":7814.7085059466963},{"$f":"Hydropower!AL257","v":7814.7085059466963},{"$f":"Hydropower!AM257","v":7814.7085059466963},{"$f":"Hydropower!AN257","v":7814.7085059466963},{"$f":"Hydropower!AO257","v":7814.7085059466963},{"$f":"Hydropower!AP257","v":7814.7085059466963},{"$f":"Hydropower!AQ257","v":7814.7085059466963},{"$f":"Hydropower!AR257","v":7814.7085059466963},{"$f":"Hydropower!AS257","v":7814.7085059466963},{"$f":"Hydropower!AT257","v":7814.7085059466963},{"$f":"Hydropower!AU257","v":7814.7085059466963},{"$f":"Hydropower!AV257","v":7814.7085059466963},null,null,42,"hydclass2",1.0379179999999999,9418.7026744752002,null,0.58178177965366151,null,0,null,null,null,null,null,null,null,null,null,null,null,null,null,null,null,null,null,null,null,null,null,null,null,null,null,null,null,null,null,null,null,null,null,null,null,null,null,null,null,118,"hydclass5",54.757980000000003,8755.2471025283685,null,0.64137912143026876,null,0]
[null,null,null,null,{"$f":"Hydropower!K258","v":"NSD 5 - mid"},null,null,null,null,null,null,null,null,null,null,null,null,null,null,null,null,{"$f":"Hydropower!L45","v":7814.7085059466963},{"$f":"Hydropower!L258","v":7814.7085059466963},{"$f":"Hydropower!M258","v":7814.7085059466963},{"$f":"Hydropower!N258","v":7814.7085059466963},{"$f":"Hydropower!O258","v":7814.7085059466963},{"$f":"Hydropower!P258","v":7814.7085059466963},{"$f":"Hydropower!Q258","v":7814.7085059466963},{"$f":"Hydropower!R258","v":7814.7085059466963},{"$f":"Hydropower!S258","v":7814.7085059466963},{"$f":"Hydropower!T258","v":7814.7085059466963},{"$f":"Hydropower!U258","v":7814.7085059466963},{"$f":"Hydropower!V258","v":7814.7085059466963},{"$f":"Hydropower!W258","v":7814.7085059466963},{"$f":"Hydropower!X258","v":7814.7085059466963},{"$f":"Hydropower!Y258","v":7814.7085059466963},{"$f":"Hydropower!Z258","v":7814.7085059466963},{"$f":"Hydropower!AA258","v":7814.7085059466963},{"$f":"Hydropower!AB258","v":7814.7085059466963},{"$f":"Hydropower!AC258","v":7814.7085059466963},{"$f":"Hydropower!AD258","v":7814.7085059466963},{"$f":"Hydropower!AE258","v":7814.7085059466963},{"$f":"Hydropower!AF258","v":7814.7085059466963},{"$f":"Hydropower!AG258","v":7814.7085059466963},{"$f":"Hydropower!AH258","v":7814.7085059466963},{"$f":"Hydropower!AI258","v":7814.7085059466963},{"$f":"Hydropower!AJ258","v":7814.7085059466963},{"$f":"Hydropower!AK258","v":7814.7085059466963},{"$f":"Hydropower!AL258","v":7814.7085059466963},{"$f":"Hydropower!AM258","v":7814.7085059466963},{"$f":"Hydropower!AN258","v":7814.7085059466963},{"$f":"Hydropower!AO258","v":7814.7085059466963},{"$f":"Hydropower!AP258","v":7814.7085059466963},{"$f":"Hydropower!AQ258","v":7814.7085059466963},{"$f":"Hydropower!AR258","v":7814.7085059466963},{"$f":"Hydropower!AS258","v":7814.7085059466963},{"$f":"Hydropower!AT258","v":7814.7085059466963},{"$f":"Hydropower!AU258","v":7814.7085059466963},{"$f":"Hydropower!AV258","v":7814.7085059466963},null,null,77,"hydclass4",0.56069399999999991,11520.602377192958,null,0.70933210430321458,null,0,null,null,null,null,null,null,null,null,null,null,null,null,null,null,null,null,null,null,null,null,null,null,null,null,null,null,null,null,null,null,null,null,null,null,null,null,null,null,null,127,"hydclass1",213.56860999999995,8797.7422127873251,null,0.64415396780796919,null,0]
[null,null,null,null,{"$f":"Hydropower!K259","v":"NSD 5 - high"},null,null,null,null,null,null,null,null,null,null,null,null,null,null,null,null,null,{"$f":"Hydropower!L259","v":7814.7085059466963},{"$f":"Hydropower!M259","v":7814.7085059466963},{"$f":"Hydropower!N259","v":7814.7085059466963},{"$f":"Hydropower!O259","v":7814.7085059466963},{"$f":"Hydropower!P259","v":7814.7085059466963},{"$f":"Hydropower!Q259","v":7814.7085059466963},{"$f":"Hydropower!R259","v":7814.7085059466963},{"$f":"Hydropower!S259","v":7814.7085059466963},{"$f":"Hydropower!T259","v":7814.7085059466963},{"$f":"Hydropower!U259","v":7814.7085059466963},{"$f":"Hydropower!V259","v":7814.7085059466963},{"$f":"Hydropower!W259","v":7814.7085059466963},{"$f":"Hydropower!X259","v":7814.7085059466963},{"$f":"Hydropower!Y259","v":7814.7085059466963},{"$f":"Hydropower!Z259","v":7814.7085059466963},{"$f":"Hydropower!AA259","v":7814.7085059466963},{"$f":"Hydropower!AB259","v":7814.7085059466963},{"$f":"Hydropower!AC259","v":7814.7085059466963},{"$f":"Hydropower!AD259","v":7814.7085059466963},{"$f":"Hydropower!AE259","v":7814.7085059466963},{"$f":"Hydropower!AF259","v":7814.7085059466963},{"$f":"Hydropower!AG259","v":7814.7085059466963},{"$f":"Hydropower!AH259","v":7814.7085059466963},{"$f":"Hydropower!AI259","v":7814.7085059466963},{"$f":"Hydropower!AJ259","v":7814.7085059466963},{"$f":"Hydropower!AK259","v":7814.7085059466963},{"$f":"Hydropower!AL259","v":7814.7085059466963},{"$f":"Hydropower!AM259","v":7814.7085059466963},{"$f":"Hydropower!AN259","v":7814.7085059466963},{"$f":"Hydropower!AO259","v":7814.7085059466963},{"$f":"Hydropower!AP259","v":7814.7085059466963},{"$f":"Hydropower!AQ259","v":7814.7085059466963},{"$f":"Hydropower!AR259","v":7814.7085059466963},{"$f":"Hydropower!AS259","v":7814.7085059466963},{"$f":"Hydropower!AT259","v":7814.7085059466963},{"$f":"Hydropower!AU259","v":7814.7085059466963},{"$f":"Hydropower!AV259","v":7814.7085059466963},null,null,134,"hydclass3",2.0570559999999998,10886.088890852097,null,0.67053970412881658,null,0,null,null,null,null,null,null,null,null,null,null,null,null,null,null,null,null,null,null,null,null,null,null,null,null,null,null,null,null,null,null,null,null,null,null,null,null,null,null,null,40,"hydclass3",62.466808,9710.6706048612377,null,0.70977343015510619,null,0]
[]
[null,null,null,null,null,null,null,null,null,null,null,null,null,null,null,null,null,null,2010,2011,2012,2013,2014,2015,2016,2017,2018,2019,2020,2021,2022,2023,2024,2025,2026,2027,2028,2029,2030,2031,2032,2033,2034,2035,2036,2037,2038,2039,2040,2041,2042,2043,2044,2045,2046,2047,2048,2049,2050]
[null,null,null,"Fixed Operation and Maintenance Expenses ($/kW/yr)",{"$f":"Hydropower!K323","v":"NPD 1 - low"},null,null,null,null,null,null,null,null,null,null,null,null,null,null,null,null,null,{"$f":"Hydropower!L323","v":15.05},{"$f":"Hydropower!M323","v":15.05},{"$f":"Hydropower!N323","v":15.05},{"$f":"Hydropower!O323","v":15.05},{"$f":"Hydropower!P323","v":15.05},{"$f":"Hydropower!Q323","v":15.05},{"$f":"Hydropower!R323","v":15.05},{"$f":"Hydropower!S323","v":15.05},{"$f":"Hydropower!T323","v":15.05},{"$f":"Hydropower!U323","v":15.05},{"$f":"Hydropower!V323","v":15.05},{"$f":"Hydropower!W323","v":15.05},{"$f":"Hydropower!X323","v":15.05},{"$f":"Hydropower!Y323","v":15.05},{"$f":"Hydropower!Z323","v":15.05},{"$f":"Hydropower!AA323","v":15.05},{"$f":"Hydropower!AB323","v":15.05},{"$f":"Hydropower!AC323","v":15.05},{"$f":"Hydropower!AD323","v":15.05},{"$f":"Hydropower!AE323","v":15.05},{"$f":"Hydropower!AF323","v":15.05},{"$f":"Hydropower!AG323","v":15.05},{"$f":"Hydropower!AH323","v":15.05},{"$f":"Hydropower!AI323","v":15.05},{"$f":"Hydropower!AJ323","v":15.05},{"$f":"Hydropower!AK323","v":15.05},{"$f":"Hydropower!AL323","v":15.05},{"$f":"Hydropower!AM323","v":15.05},{"$f":"Hydropower!AN323","v":15.05},{"$f":"Hydropower!AO323","v":15.05},{"$f":"Hydropower!AP323","v":15.05},{"$f":"Hydropower!AQ323","v":15.05},{"$f":"Hydropower!AR323","v":15.05},{"$f":"Hydropower!AS323","v":15.05},{"$f":"Hydropower!AT323","v":15.05},{"$f":"Hydropower!AU323","v":15.05},{"$f":"Hydropower!AV323","v":15.05},null,null,120,"hydclass3",5.9873999999999997E-2,11691.455317342115,null,0.62797468371372311,null,{"$f":" (($V$49 * $V$47 * $V$45 * (BM520 * 1 + $L$106) +$L$70) * 1000 / (BO520 * 8760)) + $L$82 + 0","v":0},null,null,null,null,null,null,null,null,null,null,null,null,null,null,null,null,null,null,null,null,null,null,null,null,null,null,null,null,null,null,null,null,null,null,null,null,null,null,null,99,"hydclass5",48.819465000000001,8823.9995809695301,null,0.6267641971290725,null,{"$f":" (($V$49 * $V$47 * $V$45 * (DH520 * 1 + $L$106) +$L$70) * 1000 / (DJ520 * 8760)) + $L$82 + 0","v":0}]
[null,null,null,null,{"$f":"Hydropower!K324","v":"NPD 1 - mid"},null,null,null,null,null,null,null,null,null,null,null,null,null,null,null,null,{"$f":"Hydropower!L69","v":15.05},{"$f":"Hydropower!L324","v":15.05},{"$f":"Hydropower!M324","v":15.05},{"$f":"Hydropower!N324","v":15.05},{"$f":"Hydropower!O324","v":15.05},{"$f":"Hydropower!P324","v":15.05},{"$f":"Hydropower!Q324","v":15.05},{"$f":"Hydropower!R324","v":15.05},{"$f":"Hydropower!S324","v":15.05},{"$f":"Hydropower!T324","v":15.05},{"$f":"Hydropower!U324","v":15.05},{"$f":"Hydropower!V324","v":15.05},{"$f":"Hydropower!W324","v":15.05},{"$f":"Hydropower!X324","v":15.05},{"$f":"Hydropower!Y324","v":15.05},{"$f":"Hydropower!Z324","v":15.05},{"$f":"Hydropower!AA324","v":15.05},{"$f":"Hydropower!AB324","v":15.05},{"$f":"Hydropower!AC324","v":15.05},{"$f":"Hydropower!AD324","v":15.05},{"$f":"Hydropower!AE324","v":15.05},{"$f":"Hydropower!AF324","v":15.05},{"$f":"Hydropower!AG324","v":15.05},{"$f":"Hydropower!AH324","v":15.05},{"$f":"Hydropower!AI324","v":15.05},{"$f":"Hydropower!AJ324","v":15.05},{"$f":"Hydropower!AK324","v":15.05},{"$f":"Hydropower!AL324","v":15.05},{"$f":"Hydropower!AM324","v":15.05},{"$f":"Hydropower!AN324","v":15.05},{"$f":"Hydropower!AO324","v":15.05},{"$f":"Hydropower!AP324","v":15.05},{"$f":"Hydropower!AQ324","v":15.05},{"$f":"Hydropower!AR324","v":15.05},{"$f":"Hydropower!AS324","v":15.05},{"$f":"Hydropower!AT324","v":15.05},{"$f":"Hydropower!AU324","v":15.05},{"$f":"Hydropower!AV324","v":15.05},null,null,71,"hydclass4",0.31925599999999998,12742.917584256717,null,0.68364214902193954,null,0,null,null,null,null,null,null,null,null,null,null,null,null,null,null,null,null,null,null,null,null,null,null,null,null,null,null,null,null,null,null,null,null,null,null,null,null,null,null,null,6,"hydclass3",135.01909600000002,8171.5931543649076,null,0.5810140274401232,null,0]
[null,null,null,null,{"$f":"Hydropower!K325","v":"NPD 1 - high"},null,null,null,null,null,null,null,null,null,null,null,null,null,null,null,null,null,{"$f":"Hydropower!L325","v":15.05},{"$f":"Hydropower!M325","v":15.05},{"$f":"Hydropower!N325","v":15.05},{"$f":"Hydropower!O325","v":15.05},{"$f":"Hydropower!P325","v":15.05},{"$f":"Hydropower!Q325","v":15.05},{"$f":"Hydropower!R325","v":15.05},{"$f":"Hydropower!S325","v":15.05},{"$f":"Hydropower!T325","v":15.05},{"$f":"Hydropower!U325","v":15.05},{"$f":"Hydropower!V325","v":15.05},{"$f":"Hydropower!W325","v":15.05},{"$f":"Hydropower!X325","v":15.05},{"$f":"Hydropower!Y325","v":15.05},{"$f":"Hydropower!Z325","v":15.05},{"$f":"Hydropower!AA325","v":15.05},{"$f":"Hydropower!AB325","v":15.05},{"$f":"Hydropower!AC325","v":15.05},{"$f":"Hydropower!AD325","v":15.05},{"$f":"Hydropower!AE325","v":15.05},{"$f":"Hydropower!AF325","v":15.05},{"$f":"Hydropower!AG325","v":15.05},{"$f":"Hydropower!AH325","v":15.05},{"$f":"Hydropower!AI325","v":15.05},{"$f":"Hydropower!AJ325","v":15.05},{"$f":"Hydropower!AK325","v":15.05},{"$f":"Hydropower!AL325","v":15.05},{"$f":"Hydropower!AM325","v":15.05},{"$f":"Hydropower!AN325","v":15.05},{"$f":"Hydropower!AO325","v":15.05},{"$f":"Hydropower!AP325","v":15.05},{"$f":"Hydropower!AQ325","v":15.05},{"$f":"Hydropower!AR325","v":15.05},{"$f":"Hydropower!AS325","v":15.05},{"$f":"Hydropower!AT325","v":15.05},{"$f":"Hydropower!AU325","v":15.05},{"$f":"Hydropower!AV325","v":15.05},null,null,122,"hydclass5",13.479272999999997,11906.053230960093,null,0.63735626154772107,null,0,null,null,null,null,null,null,null,null,null,null,null,null,null,null,null,null,null,null,null,null,null,null,null,null,null,null,null,null,null,null,null,null,null,null,null,null,null,null,null,73,"hydclass4",7.1576029999999999,8243.4196821340174,null,0.58566705192659319,null,0]
[null,null,null,null,{"$f":"Hydropower!K326","v":"NPD 2 - low"},null,null,null,null,null,null,null,null,null,null,null,null,null,null,null,null,null,{"$f":"Hydropower!L326","v":15.05},{"$f":"Hydropower!M326","v":15.05},{"$f":"Hydropower!N326","v":15.05},{"$f":"Hydropower!O326","v":15.05},{"$f":"Hydropower!P326","v":15.05},{"$f":"Hydropower!Q326","v":15.05},{"$f":"Hydropower!R326","v":15.05},{"$f":"Hydropower!S326","v":15.05},{"$f":"Hydropower!T326","v":15.05},{"$f":"Hydropower!U326","v":15.05},{"$f":"Hydropower!V326","v":15.05},{"$f":"Hydropower!W326","v":15.05},{"$f":"Hydropower!X326","v":15.05},{"$f":"Hydropower!Y326","v":15.05},{"$f":"Hydropower!Z326","v":15.05},{"$f":"Hydropower!AA326","v":15.05},{"$f":"Hydropower!AB326","v":15.05},{"$f":"Hydropower!AC326","v":15.05},{"$f":"Hydropower!AD326","v":15.05},{"$f":"Hydropower!AE326","v":15.05},{"$f":"Hydropower!AF326","v":15.05},{"$f":"Hydropower!AG326","v":15.05},{"$f":"Hydropower!AH326","v":15.05},{"$f":"Hydropower!AI326","v":15.05},{"$f":"Hydropower!AJ326","v":15.05},{"$f":"Hydropower!AK326","v":15.05},{"$f":"Hydropower!AL326","v":15.05},{"$f":"Hydropower!AM326","v":15.05},{"$f":"Hydropower!AN326","v":15.05},{"$f":"Hydropower!AO326","v":15.05},{"$f":"Hydropower!AP326","v":15.05},{"$f":"Hydropower!AQ326","v":15.05},{"$f":"Hydropower!AR326","v":15.05},{"$f":"Hydropower!AS326","v":15.05},{"$f":"Hydropower!AT326","v":15.05},{"$f":"Hydropower!AU326","v":15.05},{"$f":"Hydropower!AV326","v":15.05},null,null,79,"hydclass2",0.59931400000000001,12387.575767813214,null,0.66183582178430611,null,0,null,null,null,null,null,null,null,null,null,null,null,null,null,null,null,null,null,null,null,null,null,null,null,null,null,null,null,null,null,null,null,null,null,null,null,null,null,null,null,9,"hydclass5",201.04817399999996,9256.8297081101719,null,0.65640379774354463,null,0]
[null,null,null,null,{"$f":"Hydropower!K327","v":"NPD 2 - mid"},null,null,null,null,null,null,null,null,null,null,null,null,null,null,null,null,{"$f":"Hydropower!L70","v":15.05},{"$f":"Hydropower!L327","v":15.05},{"$f":"Hydropower!M327","v":15.05},{"$f":"Hydropower!N327","v":15.05},{"$f":"Hydropower!O327","v":15.05},{"$f":"Hydropower!P327","v":15.05},{"$f":"Hydropower!Q327","v":15.05},{"$f":"Hydropower!R327","v":15.05},{"$f":"Hydropower!S327","v":15.05},{"$f":"Hydropower!T327","v":15.05},{"$f":"Hydropower!U327","v":15.05},{"$f":"Hydropower!V327","v":15.05},{"$f":"Hydropower!W327","v":15.05},{"$f":"Hydropower!X327","v":15.05},{"$f":"Hydropower!Y327","v":15.05},{"$f":"Hydropower!Z327","v":15.05},{"$f":"Hydropower!AA327","v":15.05},{"$f":"Hydropower!AB327","v":15.05},{"$f":"Hydropower!AC327","v":15.05},{"$f":"Hydropower!AD327","v":15.05},{"$f":"Hydropower!AE327","v":15.05},{"$f":"Hydropower!AF327","v":15.05},{"$f":"Hydropower!AG327","v":15.05},{"$f":"Hydropower!AH327","v":15.05},{"$f":"Hydropower!AI327","v":15.05},{"$f":"Hydropower!AJ327","v":15.05},{"$f":"Hydropower!AK327","v":15.05},{"$f":"Hydropower!AL327","v":15.05},{"$f":"Hydropower!AM327","v":15.05},{"$f":"Hydropower!AN327","v":15.05},{"$f":"Hydropower!AO327","v":15.05},{"$f":"Hydropower!AP327","v":15.05},{"$f":"Hydropower!AQ327","v":15.05},{"$f":"Hydropower!AR327","v":15.05},{"$f":"Hydropower!AS327","v":15.05},{"$f":"Hydropower!AT327","v":15.05},{"$f":"Hydropower!AU327","v":15.05},{"$f":"Hydropower!AV327","v":15.05},null,null,75,"hydclass3",0.30222100000000002,13140.895999575068,null,0.69562127361131099,null,0,null,null,null,null,null,null,null,null,null,null,null,null,null,null,null,null,null,null,null,null,null,null,null,null,null,null,null,null,null,null,null,null,null,null,null,null,null,null,null,121,"hydclass4",5.3326099999999999,8567.8123792608858,null,0.60762464278422501,null,0]
[null,null,null,null,{"$f":"Hydropower!K328","v":"NPD 2 - high"},null,null,null,null,null,null,null,null,null,null,null,null,null,null,null,null,null,{"$f":"Hydropower!L328","v":15.05},{"$f":"Hydropower!M328","v":15.05},{"$f":"Hydropower!N328","v":15.05},{"$f":"Hydropower!O328","v":15.05},{"$f":"Hydropower!P328","v":15.05},{"$f":"Hydropower!Q328","v":15.05},{"$f":"Hydropower!R328","v":15.05},{"$f":"Hydropower!S328","v":15.05},{"$f":"Hydropower!T328","v":15.05},{"$f":"Hydropower!U328","v":15.05},{"$f":"Hydropower!V328","v":15.05},{"$f":"Hydropower!W328","v":15.05},{"$f":"Hydropower!X328","v":15.05},{"$f":"Hydropower!Y328","v":15.05},{"$f":"Hydropower!Z328","v":15.05},{"$f":"Hydropower!AA328","v":15.05},{"$f":"Hydropower!AB328","v":15.05},{"$f":"Hydropower!AC328","v":15.05},{"$f":"Hydropower!AD328","v":15.05},{"$f":"Hydropower!AE328","v":15.05},{"$f":"Hydropower!AF328","v":15.05},{"$f":"Hydropower!AG328","v":15.05},{"$f":"Hydropower!AH328","v":15.05},{"$f":"Hydropower!AI328","v":15.05},{"$f":"Hydropower!AJ328","v":15.05},{"$f":"Hydropower!AK328","v":15.05},{"$f":"Hydropower!AL328","v":15.05},{"$f":"Hydropower!AM328","v":15.05},{"$f":"Hydropower!AN328","v":15.05},{"$f":"Hydropower!AO328","v":15.05},{"$f":"Hydropower!AP328","v":15.05},{"$f":"Hydropower!AQ328","v":15.05},{"$f":"Hydropower!AR328","v":15.05},{"$f":"Hydropower!AS328","v":15.05},{"$f":"Hydropower!AT328","v":15.05},{"$f":"Hydropower!AU328","v":15.05},{"$f":"Hydropower!AV328","v":15.05},null,null,45,"hydclass2",0.61066500000000001,10143.117473797671,null,0.53726844626051562,null,0,null,null,null,null,null,null,null,null,null,null,null,null,null,null,null,null,null,null,null,null,null,null,null,null,null,null,null,null,null,null,null,null,null,null,null,null,null,null,null,14,"hydclass2",26.978807000000003,9562.0619365545663,null,0.67660559458609448,null,0]
[null,null,null,null,{"$f":"Hydropower!K329","v":"NPD 3 - low"},null,null,null,null,null,null,null,null,null,null,null,null,null,null,null,null,null,{"$f":"Hydropower!L329","v":15.05},{"$f":"Hydropower!M329","v":15.05},{"$f":"Hydropower!N329","v":15.05},{"$f":"Hydropower!O329","v":15.05},{"$f":"Hydropower!P329","v":15.05},{"$f":"Hydropower!Q329","v":15.05},{"$f":"Hydropower!R329","v":15.05},{"$f":"Hydropower!S329","v":15.05},{"$f":"Hydropower!T329","v":15.05},{"$f":"Hydropower!U329","v":15.05},{"$f":"Hydropower!V329","v":15.05},{"$f":"Hydropower!W329","v":15.05},{"$f":"Hydropower!X329","v":15.05},{"$f":"Hydropower!Y329","v":15.05},{"$f":"Hydropower!Z329","v":15.05},{"$f":"Hydropower!AA329","v":15.05},{"$f":"Hydropower!AB329","v":15.05},{"$f":"Hydropower!AC329","v":15.05},{"$f":"Hydropower!AD329","v":15.05},{"$f":"Hydropower!AE329","v":15.05},{"$f":"Hydropower!AF329","v":15.05},{"$f":"Hydropower!AG329","v":15.05},{"$f":"Hydropower!AH329","v":15.05},{"$f":"Hydropower!AI329","v":15.05},{"$f":"Hydropower!AJ329","v":15.05},{"$f":"Hydropower!AK329","v":15.05},{"$f":"Hydropower!AL329","v":15.05},{"$f":"Hydropower!AM329","v":15.05},{"$f":"Hydropower!AN329","v":15.05},{"$f":"Hydropower!AO329","v":15.05},{"$f":"Hydropower!AP329","v":15.05},{"$f":"Hydropower!AQ329","v":15.05},{"$f":"Hydropower!AR329","v":15.05},{"$f":"Hydropower!AS329","v":15.05},{"$f":"Hydropower!AT329","v":15.05},{"$f":"Hydropower!AU329","v":15.05},{"$f":"Hydropower!AV329","v":15.05},null,null,73,"hydclass4",0.215945,10810.229146106383,null,0.57108961519447932,null,0,null,null,null,null,null,null,null,null,null,null,null,null,null,null,null,null,null,null,null,null,null,null,null,null,null,null,null,null,null,null,null,null,null,null,null,null,null,null,null,76,"hydclass3",2.1188440000000002,10589.488363389788,null,0.74796471196570624,null,0]
[null,null,null,null,{"$f":"Hydropower!K330","v":"NPD 3 - mid"},null,null,null,null,null,null,null,null,null,null,null,null,null,null,null,null,{"$f":"Hydropower!L71","v":15.05},{"$f":"Hydropower!L330","v":15.05},{"$f":"Hydropower!M330","v":15.05},{"$f":"Hydropower!N330","v":15.05},{"$f":"Hydropower!O330","v":15.05},{"$f":"Hydropower!P330","v":15.05},{"$f":"Hydropower!Q330","v":15.05},{"$f":"Hydropower!R330","v":15.05},{"$f":"Hydropower!S330","v":15.05},{"$f":"Hydropower!T330","v":15.05},{"$f":"Hydropower!U330","v":15.05},{"$f":"Hydropower!V330","v":15.05},{"$f":"Hydropower!W330","v":15.05},{"$f":"Hydropower!X330","v":15.05},{"$f":"Hydropower!Y330","v":15.05},{"$f":"Hydropower!Z330","v":15.05},{"$f":"Hydropower!AA330","v":15.05},{"$f":"Hydropower!AB330","v":15.05},{"$f":"Hydropower!AC330","v":15.05},{"$f":"Hydropower!AD330","v":15.05},{"$f":"Hydropower!AE330","v":15.05},{"$f":"Hydropower!AF330","v":15.05},{"$f":"Hydropower!AG330","v":15.05},{"$f":"Hydropower!AH330","v":15.05},{"$f":"Hydropower!AI330","v":15.05},{"$f":"Hydropower!AJ330","v":15.05},{"$f":"Hydropower!AK330","v":15.05},{"$f":"Hydropower!AL330","v":15.05},{"$f":"Hydropower!AM330","v":15.05},{"$f":"Hydropower!AN330","v":15.05},{"$f":"Hydropower!AO330","v":15.05},{"$f":"Hydropower!AP330","v":15.05},{"$f":"Hydropower!AQ330","v":15.05},{"$f":"Hydropower!AR330","v":15.05},{"$f":"Hydropower!AS330","v":15.05},{"$f":"Hydropower!AT330","v":15.05},{"$f":"Hydropower!AU330","v":15.05},{"$f":"Hydropower!AV330","v":15.05},null,null,126,"hydclass4",3.106154000000001,12652.301277066976,null,0.66326271444775053,null,0,null,null,null,null,null,null,null,null,null,null,null,null,null,null,null,null,null,null,null,null,null,null,null,null,null,null,null,null,null,null,null,null,null,null,null,null,null,null,null,50,"hydclass4",83.272379000000001,8357.6020495831654,null,0.59180908662187781,null,0]
[null,null,null,null,{"$f":"Hydropower!K331","v":"NPD 3 - high"},null,null,null,null,null,null,null,null,null,null,null,null,null,null,null,null,null,{"$f":"Hydropower!L331","v":15.05},{"$f":"Hydropower!M331","v":15.05},{"$f":"Hydropower!N331","v":15.05},{"$f":"Hydropower!O331","v":15.05},{"$f":"Hydropower!P331","v":15.05},{"$f":"Hydropower!Q331","v":15.05},{"$f":"Hydropower!R331","v":15.05},{"$f":"Hydropower!S331","v":15.05},{"$f":"Hydropower!T331","v":15.05},{"$f":"Hydropower!U331","v":15.05},{"$f":"Hydropower!V331","v":15.05},{"$f":"Hydropower!W331","v":15.05},{"$f":"Hydropower!X331","v":15.05},{"$f":"Hydropower!Y331","v":15.05},{"$f":"Hydropower!Z331","v":15.05},{"$f":"Hydropower!AA331","v":15.05},{"$f":"Hydropower!AB331","v":15.05},{"$f":"Hydropower!AC331","v":15.05},{"$f":"Hydropower!AD331","v":15.05},{"$f":"Hydropower!AE331","v":15.05},{"$f":"Hydropower!AF331","v":15.05},{"$f":"Hydropower!AG331","v":15.05},{"$f":"Hydropower!AH331","v":15.05},{"$f":"Hydropower!AI331","v":15.05},{"$f":"Hydropower!AJ331","v":15.05},{"$f":"Hydropower!AK331","v":15.05},{"$f":"Hydropower!AL331","v":15.05},{"$f":"Hydropower!AM331","v":15.05},{"$f":"Hydropower!AN331","v":15.05},{"$f":"Hydropower!AO331","v":15.05},{"$f":"Hydropower!AP331","v":15.05},{"$f":"Hydropower!AQ331","v":15.05},{"$f":"Hydropower!AR331","v":15.05},{"$f":"Hydropower!AS331","v":15.05},{"$f":"Hydropower!AT331","v":15.05},{"$f":"Hydropower!AU331","v":15.05},{"$f":"Hydropower!AV331","v":15.05},null,null,14,"hydclass3",3.7969999999999997E-2,12975.724392639506,null,0.6800460001721782,null,0,null,null,null,null,null,null,null,null,null,null,null,null,null,null,null,null,null,null,null,null,null,null,null,null,null,null,null,null,null,null,null,null,null,null,null,null,null,null,null,24,"hydclass3",25.539496999999994,9373.5263555721212,null,0.66258729749525036,null,0]
[null,null,null,null,{"$f":"Hydropower!K332","v":"NPD 4 - low"},null,null,null,null,null,null,null,null,null,null,null,null,null,null,null,null,null,{"$f":"Hydropower!L332","v":15.05},{"$f":"Hydropower!M332","v":15.05},{"$f":"Hydropower!N332","v":15.05},{"$f":"Hydropower!O332","v":15.05},{"$f":"Hydropower!P332","v":15.05},{"$f":"Hydropower!Q332","v":15.05},{"$f":"Hydropower!R332","v":15.05},{"$f":"Hydropower!S332","v":15.05},{"$f":"Hydropower!T332","v":15.05},{"$f":"Hydropower!U332","v":15.05},{"$f":"Hydropower!V332","v":15.05},{"$f":"Hydropower!W332","v":15.05},{"$f":"Hydropower!X332","v":15.05},{"$f":"Hydropower!Y332","v":15.05},{"$f":"Hydropower!Z332","v":15.05},{"$f":"Hydropower!AA332","v":15.05},{"$f":"Hydropower!AB332","v":15.05},{"$f":"Hydropower!AC332","v":15.05},{"$f":"Hydropower!AD332","v":15.05},{"$f":"Hydropower!AE332","v":15.05},{"$f":"Hydropower!AF332","v":15.05},{"$f":"Hydropower!AG332","v":15.05},{"$f":"Hydropower!AH332","v":15.05},{"$f":"Hydropower!AI332","v":15.05},{"$f":"Hydropower!AJ332","v":15.05},{"$f":"Hydropower!AK332","v":15.05},{"$f":"Hydropower!AL332","v":15.05},{"$f":"Hydropower!AM332","v":15.05},{"$f":"Hydropower!AN332","v":15.05},{"$f":"Hydropower!AO332","v":15.05},{"$f":"Hydropower!AP332","v":15.05},{"$f":"Hydropower!AQ332","v":15.05},{"$f":"Hydropower!AR332","v":15.05},{"$f":"Hydropower!AS332","v":15.05},{"$f":"Hydropower!AT332","v":15.05},{"$f":"Hydropower!AU332","v":15.05},{"$f":"Hydropower!AV332","v":15.05},null,null,30,"hydclass2",1.4300000000000001E-3,12962.292897584617,null,0.67873041208554186,null,0,null,null,null,null,null,null,null,null,null,null,null,null,null,null,null,null,null,null,null,null,null,null,null,null,null,null,null,null,null,null,null,null,null,null,null,null,null,null,null,19,"hydclass4",1.0957889999999999,9075.1503773905588,null,0.64170588083500668,null,0]
[null,null,null,null,{"$f":"Hydropower!K333","v":"NPD 4 - mid"},null,null,null,null,null,null,null,null,null,null,null,null,null,null,null,null,{"$f":"Hydropower!L72","v":15.05},{"$f":"Hydropower!L333","v":15.05},{"$f":"Hydropower!M333","v":15.05},{"$f":"Hydropower!N333","v":15.05},{"$f":"Hydropower!O333","v":15.05},{"$f":"Hydropower!P333","v":15.05},{"$f":"Hydropower!Q333","v":15.05},{"$f":"Hydropower!R333","v":15.05},{"$f":"Hydropower!S333","v":15.05},{"$f":"Hydropower!T333","v":15.05},{"$f":"Hydropower!U333","v":15.05},{"$f":"Hydropower!V333","v":15.05},{"$f":"Hydropower!W333","v":15.05},{"$f":"Hydropower!X333","v":15.05},{"$f":"Hydropower!Y333","v":15.05},{"$f":"Hydropower!Z333","v":15.05},{"$f":"Hydropower!AA333","v":15.05},{"$f":"Hydropower!AB333","v":15.05},{"$f":"Hydropower!AC333","v":15.05},{"$f":"Hydropower!AD333","v":15.05},{"$f":"Hydropower!AE333","v":15.05},{"$f":"Hydropower!AF333","v":15.05},{"$f":"Hydropower!AG333","v":15.05},{"$f":"Hydropower!AH333","v":15.05},{"$f":"Hydropower!AI333","v":15.05},{"$f":"Hydropower!AJ333","v":15.05},{"$f":"Hydropower!AK333","v":15.05},{"$f":"Hydropower!AL333","v":15.05},{"$f":"Hydropower!AM333","v":15.05},{"$f":"Hydropower!AN333","v":15.05},{"$f":"Hydropower!AO333","v":15.05},{"$f":"Hydropower!AP333","v":15.05},{"$f":"Hydropower!AQ333","v":15.05},{"$f":"Hydropower!AR333","v":15.05},{"$f":"Hydropower!AS333","v":15.05},{"$f":"Hydropower!AT333","v":15.05},{"$f":"Hydropower!AU333","v":15.05},{"$f":"Hydropower!AV333","v":15.05},null,null,22,"hydclass3",0.12303799999999999,11701.236290403715,null,0.61199378950623384,null,0,null,null,null,null,null,null,null,null,null,null,null,null,null,null,null,null,null,null,null,null,null,null,null,null,null,null,null,null,null,null,null,null,null,null,null,null,null,null,null,18,"hydclass5",130.85379300000005,9565.230007488155,null,0.67580347868925694,null,0]
[null,null,null,null,{"$f":"Hydropower!K334","v":"NPD 4 - high"},null,null,null,null,null,null,null,null,null,null,null,null,null,null,null,null,null,{"$f":"Hydropower!L334","v":15.05},{"$f":"Hydropower!M334","v":15.05},{"$f":"Hydropower!N334","v":15.05},{"$f":"Hydropower!O334","v":15.05},{"$f":"Hydropower!P334","v":15.05},{"$f":"Hydropower!Q334","v":15.05},{"$f":"Hydropower!R334","v":15.05},{"$f":"Hydropower!S334","v":15.05},{"$f":"Hydropower!T334","v":15.05},{"$f":"Hydropower!U334","v":15.05},{"$f":"Hydropower!V334","v":15.05},{"$f":"Hydropower!W334","v":15.05},{"$f":"Hydropower!X334","v":15.05},{"$f":"Hydropower!Y334","v":15.05},{"$f":"Hydropower!Z334","v":15.05},{"$f":"Hydropower!AA334","v":15.05},{"$f":"Hydropower!AB334","v":15.05},{"$f":"Hydropower!AC334","v":15.05},{"$f":"Hydropower!AD334","v":15.05},{"$f":"Hydropower!AE334","v":15.05},{"$f":"Hydropower!AF334","v":15.05},{"$f":"Hydropower!AG334","v":15.05},{"$f":"Hydropower!AH334","v":15.05},{"$f":"Hydropower!AI334","v":15.05},{"$f":"Hydropower!AJ334","v":15.05},{"$f":"Hydropower!AK334","v":15.05},{"$f":"Hydropower!AL334","v":15.05},{"$f":"Hydropower!AM334","v":15.05},{"$f":"Hydropower!AN334","v":15.05},{"$f":"Hydropower!AO334","v":15.05},{"$f":"Hydropower!AP334","v":15.05},{"$f":"Hydropower!AQ334","v":15.05},{"$f":"Hydropower!AR334","v":15.05},{"$f":"Hydropower!AS334","v":15.05},{"$f":"Hydropower!AT334","v":15.05},{"$f":"Hydropower!AU334","v":15.05},{"$f":"Hydropower!AV334","v":15.05},null,null,133,"hydclass4",1.2705010000000001,12143.891079832059,null,0.63406872257097557,null,0,null,null,null,null,null,null,null,null,null,null,null,null,null,null,null,null,null,null,null,null,null,null,null,null,null,null,null,null,null,null,null,null,null,null,null,null,null,null,null,113,"hydclass3",2.903807,8587.5377951811679,null,0.60704404712954785,null,0]
[null,null,null,null,{"$f":"Hydropower!K335","v":"NPD 5 - low"},null,null,null,null,null,null,null,null,null,null,null,null,null,null,null,null,null,{"$f":"Hydropower!L335","v":15.05},{"$f":"Hydropower!M335","v":15.05},{"$f":"Hydropower!N335","v":15.05},{"$f":"Hydropower!O335","v":15.05},{"$f":"Hydropower!P335","v":15.05},{"$f":"Hydropower!Q335","v":15.05},{"$f":"Hydropower!R335","v":15.05},{"$f":"Hydropower!S335","v":15.05},{"$f":"Hydropower!T335","v":15.05},{"$f":"Hydropower!U335","v":15.05},{"$f":"Hydropower!V335","v":15.05},{"$f":"Hydropower!W335","v":15.05},{"$f":"Hydropower!X335","v":15.05},{"$f":"Hydropower!Y335","v":15.05},{"$f":"Hydropower!Z335","v":15.05},{"$f":"Hydropower!AA335","v":15.05},{"$f":"Hydropower!AB335","v":15.05},{"$f":"Hydropower!AC335","v":15.05},{"$f":"Hydropower!AD335","v":15.05},{"$f":"Hydropower!AE335","v":15.05},{"$f":"Hydropower!AF335","v":15.05},{"$f":"Hydropower!AG335","v":15.05},{"$f":"Hydropower!AH335","v":15.05},{"$f":"Hydropower!AI335","v":15.05},{"$f":"Hydropower!AJ335","v":15.05},{"$f":"Hydropower!AK335","v":15.05},{"$f":"Hydropower!AL335","v":15.05},{"$f":"Hydropower!AM335","v":15.05},{"$f":"Hydropower!AN335","v":15.05},{"$f":"Hydropower!AO335","v":15.05},{"$f":"Hydropower!AP335","v":15.05},{"$f":"Hydropower!AQ335","v":15.05},{"$f":"Hydropower!AR335","v":15.05},{"$f":"Hydropower!AS335","v":15.05},{"$f":"Hydropower!AT335","v":15.05},{"$f":"Hydropower!AU335","v":15.05},{"$f":"Hydropower!AV335","v":15.05},null,null,4,"hydclass2",1.9942999999999999E-2,15168.147257557479,null,0.79016725183002545,null,0,null,null,null,null,null,null,null,null,null,null,null,null,null,null,null,null,null,null,null,null,null,null,null,null,null,null,null,null,null,null,null,null,null,null,null,null,null,null,null,98,"hydclass1",12.275370999999998,8553.2701006297484,null,0.60455226960424047,null,0]
[null,null,null,null,{"$f":"Hydropower!K336","v":"NPD 5 - mid"},null,null,null,null,null,null,null,null,null,null,null,null,null,null,null,null,{"$f":"Hydropower!L73","v":15.05},{"$f":"Hydropower!L336","v":15.05},{"$f":"Hydropower!M336","v":15.05},{"$f":"Hydropower!N336","v":15.05},{"$f":"Hydropower!O336","v":15.05},{"$f":"Hydropower!P336","v":15.05},{"$f":"Hydropower!Q336","v":15.05},{"$f":"Hydropower!R336","v":15.05},{"$f":"Hydropower!S336","v":15.05},{"$f":"Hydropower!T336","v":15.05},{"$f":"Hydropower!U336","v":15.05},{"$f":"Hydropower!V336","v":15.05},{"$f":"Hydropower!W336","v":15.05},{"$f":"Hydropower!X336","v":15.05},{"$f":"Hydropower!Y336","v":15.05},{"$f":"Hydropower!Z336","v":15.05},{"$f":"Hydropower!AA336","v":15.05},{"$f":"Hydropower!AB336","v":15.05},{"$f":"Hydropower!AC336","v":15.05},{"$f":"Hydropower!AD336","v":15.05},{"$f":"Hydropower!AE336","v":15.05},{"$f":"Hydropower!AF336","v":15.05},{"$f":"Hydropower!AG336","v":15.05},{"$f":"Hydropower!AH336","v":15.05},{"$f":"Hydropower!AI336","v":15.05},{"$f":"Hydropower!AJ336","v":15.05},{"$f":"Hydropower!AK336","v":15.05},{"$f":"Hydropower!AL336","v":15.05},{"$f":"Hydropower!AM336","v":15.05},{"$f":"Hydropower!AN336","v":15.05},{"$f":"Hydropower!AO336","v":15.05},{"$f":"Hydropower!AP336","v":15.05},{"$f":"Hydropower!AQ336","v":15.05},{"$f":"Hydropower!AR336","v":15.05},{"$f":"Hydropower!AS336","v":15.05},{"$f":"Hydropower!AT336","v":15.05},{"$f":"Hydropower!AU336","v":15.05},{"$f":"Hydropower!AV336","v":15.05},null,null,104,"hydclass5",0.22418799999999997,14280.654523897887,null,0.74418046693588291,null,0,null,null,null,null,null,null,null,null,null,null,null,null,null,null,null,null,null,null,null,null,null,null,null,null,null,null,null,null,null,null,null,null,null,null,null,null,null,null,null,34,"hydclass1",116.19582299999993,9223.8730266719031,null,0.65059265851473469,null,0]
[null,null,null,null,{"$f":"Hydropower!K337","v":"NPD 5 - high"},null,null,null,null,null,null,null,null,null,null,null,null,null,null,null,null,null,{"$f":"Hydropower!L337","v":15.05},{"$f":"Hydropower!M337","v":15.05},{"$f":"Hydropower!N337","v":15.05},{"$f":"Hydropower!O337","v":15.05},{"$f":"Hydropower!P337","v":15.05},{"$f":"Hydropower!Q337","v":15.05},{"$f":"Hydropower!R337","v":15.05},{"$f":"Hydropower!S337","v":15.05},{"$f":"Hydropower!T337","v":15.05},{"$f":"Hydropower!U337","v":15.05},{"$f":"Hydropower!V337","v":15.05},{"$f":"Hydropower!W337","v":15.05},{"$f":"Hydropower!X337","v":15.05},{"$f":"Hydropower!Y337","v":15.05},{"$f":"Hydropower!Z337","v":15.05},{"$f":"Hydropower!AA337","v":15.05},{"$f":"Hydropower!AB337","v":15.05},{"$f":"Hydropower!AC337","v":15.05},{"$f":"Hydropower!AD337","v":15.05},{"$f":"Hydropower!AE337","v":15.05},{"$f":"Hydropower!AF337","v":15.05},{"$f":"Hydropower!AG337","v":15.05},{"$f":"Hydropower!AH337","v":15.05},{"$f":"Hydropower!AI337","v":15.05},{"$f":"Hydropower!AJ337","v":15.05},{"$f":"Hydropower!AK337","v":15.05},{"$f":"Hydropower!AL337","v":15.05},{"$f":"Hydropower!AM337","v":15.05},{"$f":"Hydropower!AN337","v":15.05},{"$f":"Hydropower!AO337","v":15.05},{"$f":"Hydropower!AP337","v":15.05},{"$f":"Hydropower!AQ337","v":15.05},{"$f":"Hydropower!AR337","v":15.05},{"$f":"Hydropower!AS337","v":15.05},{"$f":"Hydropower!AT337","v":15.05},{"$f":"Hydropower!AU337","v":15.05},{"$f":"Hydropower!AV337","v":15.05},null,null,38,"hydclass3",0.42130400000000001,10099.980883081658,null,0.52663516893288254,null,0,null,null,null,null,null,null,null,null,null,null,null,null,null,null,null,null,null,null,null,null,null,null,null,null,null,null,null,null,null,null,null,null,null,null,null,null,null,null,null,65,"hydclass2",6.9201050000000004,8398.8837015461759,null,0.59301416172073573,null,0]
[null,null,null,null,{"$f":"Hydropower!K338","v":"NSD 1 - low"},null,null,null,null,null,null,null,null,null,null,null,null,null,null,null,null,null,{"$f":"Hydropower!L338","v":15.05},{"$f":"Hydropower!M338","v":15.05},{"$f":"Hydropower!N338","v":15.05},{"$f":"Hydropower!O338","v":15.05},{"$f":"Hydropower!P338","v":15.05},{"$f":"Hydropower!Q338","v":15.05},{"$f":"Hydropower!R338","v":15.05},{"$f":"Hydropower!S338","v":15.05},{"$f":"Hydropower!T338","v":15.05},{"$f":"Hydropower!U338","v":15.05},{"$f":"Hydropower!V338","v":15.05},{"$f":"Hydropower!W338","v":15.05},{"$f":"Hydropower!X338","v":15.05},{"$f":"Hydropower!Y338","v":15.05},{"$f":"Hydropower!Z338","v":15.05},{"$f":"Hydropower!AA338","v":15.05},{"$f":"Hydropower!AB338","v":15.05},{"$f":"Hydropower!AC338","v":15.05},{"$f":"Hydropower!AD338","v":15.05},{"$f":"Hydropower!AE338","v":15.05},{"$f":"Hydropower!AF338","v":15.05},{"$f":"Hydropower!AG338","v":15.05},{"$f":"Hydropower!AH338","v":15.05},{"$f":"Hydropower!AI338","v":15.05},{"$f":"Hydropower!AJ338","v":15.05},{"$f":"Hydropower!AK338","v":15.05},{"$f":"Hydropower!AL338","v":15.05},{"$f":"Hydropower!AM338","v":15.05},{"$f":"Hydropower!AN338","v":15.05},{"$f":"Hydropower!AO338","v":15.05},{"$f":"Hydropower!AP338","v":15.05},{"$f":"Hydropower!AQ338","v":15.05},{"$f":"Hydropower!AR338","v":15.05},{"$f":"Hydropower!AS338","v":15.05},{"$f":"Hydropower!AT338","v":15.05},{"$f":"Hydropower!AU338","v":15.05},{"$f":"Hydropower!AV338","v":15.05},null,null,114,"hydclass5",0.75481599999999982,11545.417158545923,null,0.59895160349434218,null,0,null,null,null,null,null,null,null,null,null,null,null,null,null,null,null,null,null,null,null,null,null,null,null,null,null,null,null,null,null,null,null,null,null,null,null,null,null,null,null,6,"hydclass1",125.64044999999996,8263.5897160140594,null,0.58353152380077822,null,0]
[null,null,null,null,{"$f":"Hydropower!K339","v":"NSD 1 - mid"},null,null,null,null,null,null,null,null,null,null,null,null,null,null,null,null,{"$f":"Hydropower!L74","v":15.05},{"$f":"Hydropower!L339","v":15.05},{"$f":"Hydropower!M339","v":15.05},{"$f":"Hydropower!N339","v":15.05},{"$f":"Hydropower!O339","v":15.05},{"$f":"Hydropower!P339","v":15.05},{"$f":"Hydropower!Q339","v":15.05},{"$f":"Hydropower!R339","v":15.05},{"$f":"Hydropower!S339","v":15.05},{"$f":"Hydropower!T339","v":15.05},{"$f":"Hydropower!U339","v":15.05},{"$f":"Hydropower!V339","v":15.05},{"$f":"Hydropower!W339","v":15.05},{"$f":"Hydropower!X339","v":15.05},{"$f":"Hydropower!Y339","v":15.05},{"$f":"Hydropower!Z339","v":15.05},{"$f":"Hydropower!AA339","v":15.05},{"$f":"Hydropower!AB339","v":15.05},{"$f":"Hydropower!AC339","v":15.05},{"$f":"Hydropower!AD339","v":15.05},{"$f":"Hydropower!AE339","v":15.05},{"$f":"Hydropower!AF339","v":15.05},{"$f":"Hydropower!AG339","v":15.05},{"$f":"Hydropower!AH339","v":15.05},{"$f":"Hydropower!AI339","v":15.05},{"$f":"Hydropower!AJ339","v":15.05},{"$f":"Hydropower!AK339","v":15.05},{"$f":"Hydropower!AL339","v":15.05},{"$f":"Hydropower!AM339","v":15.05},{"$f":"Hydropower!AN339","v":15.05},{"$f":"Hydropower!AO339","v":15.05},{"$f":"Hydropower!AP339","v":15.05},{"$f":"Hydropower!AQ339","v":15.05},{"$f":"Hydropower!AR339","v":15.05},{"$f":"Hydropower!AS339","v":15.05},{"$f":"Hydropower!AT339","v":15.05},{"$f":"Hydropower!AU339","v":15.05},{"$f":"Hydropower!AV339","v":15.05},null,null,82,"hydclass5",0.24354499999999993,12025.511573996493,null,0.62328378415549635,null,0,null,null,null,null,null,null,null,null,null,null,null,null,null,null,null,null,null,null,null,null,null,null,null,null,null,null,null,null,null,null,null,null,null,null,null,null,null,null,null,79,"hydclass1",3.14398,9137.3822064322812,null,0.64396692591700322,null,0]
[null,null,null,null,{"$f":"Hydropower!K340","v":"NSD 1 - high"},null,null,null,null,null,null,null,null,null,null,null,null,null,null,null,null,null,{"$f":"Hydropower!L340","v":15.05},{"$f":"Hydropower!M340","v":15.05},{"$f":"Hydropower!N340","v":15.05},{"$f":"Hydropower!O340","v":15.05},{"$f":"Hydropower!P340","v":15.05},{"$f":"Hydropower!Q340","v":15.05},{"$f":"Hydropower!R340","v":15.05},{"$f":"Hydropower!S340","v":15.05},{"$f":"Hydropower!T340","v":15.05},{"$f":"Hydropower!U340","v":15.05},{"$f":"Hydropower!V340","v":15.05},{"$f":"Hydropower!W340","v":15.05},{"$f":"Hydropower!X340","v":15.05},{"$f":"Hydropower!Y340","v":15.05},{"$f":"Hydropower!Z340","v":15.05},{"$f":"Hydropower!AA340","v":15.05},{"$f":"Hydropower!AB340","v":15.05},{"$f":"Hydropower!AC340","v":15.05},{"$f":"Hydropower!AD340","v":15.05},{"$f":"Hydropower!AE340","v":15.05},{"$f":"Hydropower!AF340","v":15.05},{"$f":"Hydropower!AG340","v":15.05},{"$f":"Hydropower!AH340","v":15.05},{"$f":"Hydropower!AI340","v":15.05},{"$f":"Hydropower!AJ340","v":15.05},{"$f":"Hydropower!AK340","v":15.05},{"$f":"Hydropower!AL340","v":15.05},{"$f":"Hydropower!AM340","v":15.05},{"$f":"Hydropower!AN340","v":15.05},{"$f":"Hydropower!AO340","v":15.05},{"$f":"Hydropower!AP340","v":15.05},{"$f":"Hydropower!AQ340","v":15.05},{"$f":"Hydropower!AR340","v":15.05},{"$f":"Hydropower!AS340","v":15.05},{"$f":"Hydropower!AT340","v":15.05},{"$f":"Hydropower!AU340","v":15.05},{"$f":"Hydropower!AV340","v":15.05},null,null,72,"hydclass5",1.6282449999999979,13259.855075858944,null,0.68512294084075742,null,0,null,null,null,null,null,null,null,null,null,null,null,null,null,null,null,null,null,null,null,null,null,null,null,null,null,null,null,null,null,null,null,null,null,null,null,null,null,null,null,81,"hydclass4",9.2744470000000003,9153.3089619112816,null,0.64475860574009214,null,0]
[null,null,null,null,{"$f":"Hydropower!K341","v":"NSD 2 - low"},null,null,null,null,null,null,null,null,null,null,null,null,null,null,null,null,null,{"$f":"Hydropower!L341","v":15.05},{"$f":"Hydropower!M341","v":15.05},{"$f":"Hydropower!N341","v":15.05},{"$f":"Hydropower!O341","v":15.05},{"$f":"Hydropower!P341","v":15.05},{"$f":"Hydropower!Q341","v":15.05},{"$f":"Hydropower!R341","v":15.05},{"$f":"Hydropower!S341","v":15.05},{"$f":"Hydropower!T341","v":15.05},{"$f":"Hydropower!U341","v":15.05},{"$f":"Hydropower!V341","v":15.05},{"$f":"Hydropower!W341","v":15.05},{"$f":"Hydropower!X341","v":15.05},{"$f":"Hydropower!Y341","v":15.05},{"$f":"Hydropower!Z341","v":15.05},{"$f":"Hydropower!AA341","v":15.05},{"$f":"Hydropower!AB341","v":15.05},{"$f":"Hydropower!AC341","v":15.05},{"$f":"Hydropower!AD341","v":15.05},{"$f":"Hydropower!AE341","v":15.05},{"$f":"Hydropower!AF341","v":15.05},{"$f":"Hydropower!AG341","v":15.05},{"$f":"Hydropower!AH341","v":15.05},{"$f":"Hydropower!AI341","v":15.05},{"$f":"Hydropower!AJ341","v":15.05},{"$f":"Hydropower!AK341","v":15.05},{"$f":"Hydropower!AL341","v":15.05},{"$f":"Hydropower!AM341","v":15.05},{"$f":"Hydropower!AN341","v":15.05},{"$f":"Hydropower!AO341","v":15.05},{"$f":"Hydropower!AP341","v":15.05},{"$f":"Hydropower!AQ341","v":15.05},{"$f":"Hydropower!AR341","v":15.05},{"$f":"Hydropower!AS341","v":15.05},{"$f":"Hydropower!AT341","v":15.05},{"$f":"Hydropower!AU341","v":15.05},{"$f":"Hydropower!AV341","v":15.05},null,null,40,"hydclass4",0.18543099999999998,14090.859703035574,null,0.72323344088956132,null,0,null,null,null,null,null,null,null,null,null,null,null,null,null,null,null,null,null,null,null,null,null,null,null,null,null,null,null,null,null,null,null,null,null,null,null,null,null,null,null,115,"hydclass1",17.965143999999995,8816.4094702796519,null,0.62069309963145236,null,0]
[null,null,null,null,{"$f":"Hydropower!K342","v":"NSD 2 - mid"},null,null,null,null,null,null,null,null,null,null,null,null,null,null,null,null,{"$f":"Hydropower!L75","v":15.05},{"$f":"Hydropower!L342","v":15.05},{"$f":"Hydropower!M342","v":15.05},{"$f":"Hydropower!N342","v":15.05},{"$f":"Hydropower!O342","v":15.05},{"$f":"Hydropower!P342","v":15.05},{"$f":"Hydropower!Q342","v":15.05},{"$f":"Hydropower!R342","v":15.05},{"$f":"Hydropower!S342","v":15.05},{"$f":"Hydropower!T342","v":15.05},{"$f":"Hydropower!U342","v":15.05},{"$f":"Hydropower!V342","v":15.05},{"$f":"Hydropower!W342","v":15.05},{"$f":"Hydropower!X342","v":15.05},{"$f":"Hydropower!Y342","v":15.05},{"$f":"Hydropower!Z342","v":15.05},{"$f":"Hydropower!AA342","v":15.05},{"$f":"Hydropower!AB342","v":15.05},{"$f":"Hydropower!AC342","v":15.05},{"$f":"Hydropower!AD342","v":15.05},{"$f":"Hydropower!AE342","v":15.05},{"$f":"Hydropower!AF342","v":15.05},{"$f":"Hydropower!AG342","v":15.05},{"$f":"Hydropower!AH342","v":15.05},{"$f":"Hydropower!AI342","v":15.05},{"$f":"Hydropower!AJ342","v":15.05},{"$f":"Hydropower!AK342","v":15.05},{"$f":"Hydropower!AL342","v":15.05},{"$f":"Hydropower!AM342","v":15.05},{"$f":"Hydropower!AN342","v":15.05},{"$f":"Hydropower!AO342","v":15.05},{"$f":"Hydropower!AP342","v":15.05},{"$f":"Hydropower!AQ342","v":15.05},{"$f":"Hydropower!AR342","v":15.05},{"$f":"Hydropower!AS342","v":15.05},{"$f":"Hydropower!AT342","v":15.05},{"$f":"Hydropower!AU342","v":15.05},{"$f":"Hydropower!AV342","v":15.05},null,null,84,"hydclass4",0.366031,12181.857524926398,null,0.62537762891732096,null,0,null,null,null,null,null,null,null,null,null,null,null,null,null,null,null,null,null,null,null,null,null,null,null,null,null,null,null,null,null,null,null,null,null,null,null,null,null,null,null,40,"hydclass3",26.763757999999992,11075.903320871921,null,0.77649323135136972,null,0]
[null,null,null,null,{"$f":"Hydropower!K343","v":"NSD 2 - high"},null,null,null,null,null,null,null,null,null,null,null,null,null,null,null,null,null,{"$f":"Hydropower!L343","v":15.05},{"$f":"Hydropower!M343","v":15.05},{"$f":"Hydropower!N343","v":15.05},{"$f":"Hydropower!O343","v":15.05},{"$f":"Hydropower!P343","v":15.05},{"$f":"Hydropower!Q343","v":15.05},{"$f":"Hydropower!R343","v":15.05},{"$f":"Hydropower!S343","v":15.05},{"$f":"Hydropower!T343","v":15.05},{"$f":"Hydropower!U343","v":15.05},{"$f":"Hydropower!V343","v":15.05},{"$f":"Hydropower!W343","v":15.05},{"$f":"Hydropower!X343","v":15.05},{"$f":"Hydropower!Y343","v":15.05},{"$f":"Hydropower!Z343","v":15.05},{"$f":"Hydropower!AA343","v":15.05},{"$f":"Hydropower!AB343","v":15.05},{"$f":"Hydropower!AC343","v":15.05},{"$f":"Hydropower!AD343","v":15.05},{"$f":"Hydropower!AE343","v":15.05},{"$f":"Hydropower!AF343","v":15.05},{"$f":"Hydropower!AG343","v":15.05},{"$f":"Hydropower!AH343","v":15.05},{"$f":"Hydropower!AI343","v":15.05},{"$f":"Hydropower!AJ343","v":15.05},{"$f":"Hydropower!AK343","v":15.05},{"$f":"Hydropower!AL343","v":15.05},{"$f":"Hydropower!AM343","v":15.05},{"$f":"Hydropower!AN343","v":15.05},{"$f":"Hydropower!AO343","v":15.05},{"$f":"Hydropower!AP343","v":15.05},{"$f":"Hydropower!AQ343","v":15.05},{"$f":"Hydropower!AR343","v":15.05},{"$f":"Hydropower!AS343","v":15.05},{"$f":"Hydropower!AT343","v":15.05},{"$f":"Hydropower!AU343","v":15.05},{"$f":"Hydropower!AV343","v":15.05},null,null,80,"hydclass5",2.6938260000000005,13671.206088378365,null,0.69903420694676399,null,0,null,null,null,null,null,null,null,null,null,null,null,null,null,null,null,null,null,null,null,null,null,null,null,null,null,null,null,null,null,null,null,null,null,null,null,null,null,null,null,83,"hydclass1",6.5532649999999997,8395.8464569557291,null,0.59048926981150218,null,0]
[null,null,null,null,{"$f":"Hydropower!K344","v":"NSD 3 - low"},null,null,null,null,null,null,null,null,null,null,null,null,null,null,null,null,null,{"$f":"Hydropower!L344","v":15.05},{"$f":"Hydropower!M344","v":15.05},{"$f":"Hydropower!N344","v":15.05},{"$f":"Hydropower!O344","v":15.05},{"$f":"Hydropower!P344","v":15.05},{"$f":"Hydropower!Q344","v":15.05},{"$f":"Hydropower!R344","v":15.05},{"$f":"Hydropower!S344","v":15.05},{"$f":"Hydropower!T344","v":15.05},{"$f":"Hydropower!U344","v":15.05},{"$f":"Hydropower!V344","v":15.05},{"$f":"Hydropower!W344","v":15.05},{"$f":"Hydropower!X344","v":15.05},{"$f":"Hydropower!Y344","v":15.05},{"$f":"Hydropower!Z344","v":15.05},{"$f":"Hydropower!AA344","v":15.05},{"$f":"Hydropower!AB344","v":15.05},{"$f":"Hydropower!AC344","v":15.05},{"$f":"Hydropower!AD344","v":15.05},{"$f":"Hydropower!AE344","v":15.05},{"$f":"Hydropower!AF344","v":15.05},{"$f":"Hydropower!AG344","v":15.05},{"$f":"Hydropower!AH344","v":15.05},{"$f":"Hydropower!AI344","v":15.05},{"$f":"Hydropower!AJ344","v":15.05},{"$f":"Hydropower!AK344","v":15.05},{"$f":"Hydropower!AL344","v":15.05},{"$f":"Hydropower!AM344","v":15.05},{"$f":"Hydropower!AN344","v":15.05},{"$f":"Hydropower!AO344","v":15.05},{"$f":"Hydropower!AP344","v":15.05},{"$f":"Hydropower!AQ344","v":15.05},{"$f":"Hydropower!AR344","v":15.05},{"$f":"Hydropower!AS344","v":15.05},{"$f":"Hydropower!AT344","v":15.05},{"$f":"Hydropower!AU344","v":15.05},{"$f":"Hydropower!AV344","v":15.05},null,null,4,"hydclass3",1.2560999999999999E-2,15470.628657857156,null,0.79016725183002545,null,0,null,null,null,null,null,null,null,null,null,null,null,null,null,null,null,null,null,null,null,null,null,null,null,null,null,null,null,null,null,null,null,null,null,null,null,null,null,null,null,132,"hydclass5",11.953885999999999,9332.9818425693084,null,0.65548433056171318,null,0]
[null,null,null,null,{"$f":"Hydropower!K345","v":"NSD 3 - mid"},null,null,null,null,null,null,null,null,null,null,null,null,null,null,null,null,{"$f":"Hydropower!L76","v":15.05},{"$f":"Hydropower!L345","v":15.05},{"$f":"Hydropower!M345","v":15.05},{"$f":"Hydropower!N345","v":15.05},{"$f":"Hydropower!O345","v":15.05},{"$f":"Hydropower!P345","v":15.05},{"$f":"Hydropower!Q345","v":15.05},{"$f":"Hydropower!R345","v":15.05},{"$f":"Hydropower!S345","v":15.05},{"$f":"Hydropower!T345","v":15.05},{"$f":"Hydropower!U345","v":15.05},{"$f":"Hydropower!V345","v":15.05},{"$f":"Hydropower!W345","v":15.05},{"$f":"Hydropower!X345","v":15.05},{"$f":"Hydropower!Y345","v":15.05},{"$f":"Hydropower!Z345","v":15.05},{"$f":"Hydropower!AA345","v":15.05},{"$f":"Hydropower!AB345","v":15.05},{"$f":"Hydropower!AC345","v":15.05},{"$f":"Hydropower!AD345","v":15.05},{"$f":"Hydropower!AE345","v":15.05},{"$f":"Hydropower!AF345","v":15.05},{"$f":"Hydropower!AG345","v":15.05},{"$f":"Hydropower!AH345","v":15.05},{"$f":"Hydropower!AI345","v":15.05},{"$f":"Hydropower!AJ345","v":15.05},{"$f":"Hydropower!AK345","v":15.05},{"$f":"Hydropower!AL345","v":15.05},{"$f":"Hydropower!AM345","v":15.05},{"$f":"Hydropower!AN345","v":15.05},{"$f":"Hydropower!AO345","v":15.05},{"$f":"Hydropower!AP345","v":15.05},{"$f":"Hydropower!AQ345","v":15.05},{"$f":"Hydropower!AR345","v":15.05},{"$f":"Hydropower!AS345","v":15.05},{"$f":"Hydropower!AT345","v":15.05},{"$f":"Hydropower!AU345","v":15.05},{"$f":"Hydropower!AV345","v":15.05},null,null,37,"hydclass4",2.8663300000000005,10948.316346648649,null,0.56054811387596826,null,0,null,null,null,null,null,null,null,null,null,null,null,null,null,null,null,null,null,null,null,null,null,null,null,null,null,null,null,null,null,null,null,null,null,null,null,null,null,null,null,15,"hydclass4",368.46753500000005,9655.5005431967984,null,0.67752074341370616,null,0]
[null,null,null,null,{"$f":"Hydropower!K346","v":"NSD 3 - high"},null,null,null,null,null,null,null,null,null,null,null,null,null,null,null,null,null,{"$f":"Hydropower!L346","v":15.05},{"$f":"Hydropower!M346","v":15.05},{"$f":"Hydropower!N346","v":15.05},{"$f":"Hydropower!O346","v":15.05},{"$f":"Hydropower!P346","v":15.05},{"$f":"Hydropower!Q346","v":15.05},{"$f":"Hydropower!R346","v":15.05},{"$f":"Hydropower!S346","v":15.05},{"$f":"Hydropower!T346","v":15.05},{"$f":"Hydropower!U346","v":15.05},{"$f":"Hydropower!V346","v":15.05},{"$f":"Hydropower!W346","v":15.05},{"$f":"Hydropower!X346","v":15.05},{"$f":"Hydropower!Y346","v":15.05},{"$f":"Hydropower!Z346","v":15.05},{"$f":"Hydropower!AA346","v":15.05},{"$f":"Hydropower!AB346","v":15.05},{"$f":"Hydropower!AC346","v":15.05},{"$f":"Hydropower!AD346","v":15.05},{"$f":"Hydropower!AE346","v":15.05},{"$f":"Hydropower!AF346","v":15.05},{"$f":"Hydropower!AG346","v":15.05},{"$f":"Hydropower!AH346","v":15.05},{"$f":"Hydropower!AI346","v":15.05},{"$f":"Hydropower!AJ346","v":15.05},{"$f":"Hydropower!AK346","v":15.05},{"$f":"Hydropower!AL346","v":15.05},{"$f":"Hydropower!AM346","v":15.05},{"$f":"Hydropower!AN346","v":15.05},{"$f":"Hydropower!AO346","v":15.05},{"$f":"Hydropower!AP346","v":15.05},{"$f":"Hydropower!AQ346","v":15.05},{"$f":"Hydropower!AR346","v":15.05},{"$f":"Hydropower!AS346","v":15.05},{"$f":"Hydropower!AT346","v":15.05},{"$f":"Hydropower!AU346","v":15.05},{"$f":"Hydropower!AV346","v":15.05},null,null,52,"hydclass2",0.118959,9122.4514475672677,null,0.46748772085344659,null,0,null,null,null,null,null,null,null,null,null,null,null,null,null,null,null,null,null,null,null,null,null,null,null,null,null,null,null,null,null,null,null,null,null,null,null,null,null,null,null,24,"hydclass4",25.619679999999999,9446.3526563712494,null,0.66258729749525036,null,0]
[null,null,null,null,{"$f":"Hydropower!K347","v":"NSD 4 - low"},null,null,null,null,null,null,null,null,null,null,null,null,null,null,null,null,null,{"$f":"Hydropower!L347","v":15.05},{"$f":"Hydropower!M347","v":15.05},{"$f":"Hydropower!N347","v":15.05},{"$f":"Hydropower!O347","v":15.05},{"$f":"Hydropower!P347","v":15.05},{"$f":"Hydropower!Q347","v":15.05},{"$f":"Hydropower!R347","v":15.05},{"$f":"Hydropower!S347","v":15.05},{"$f":"Hydropower!T347","v":15.05},{"$f":"Hydropower!U347","v":15.05},{"$f":"Hydropower!V347","v":15.05},{"$f":"Hydropower!W347","v":15.05},{"$f":"Hydropower!X347","v":15.05},{"$f":"Hydropower!Y347","v":15.05},{"$f":"Hydropower!Z347","v":15.05},{"$f":"Hydropower!AA347","v":15.05},{"$f":"Hydropower!AB347","v":15.05},{"$f":"Hydropower!AC347","v":15.05},{"$f":"Hydropower!AD347","v":15.05},{"$f":"Hydropower!AE347","v":15.05},{"$f":"Hydropower!AF347","v":15.05},{"$f":"Hydropower!AG347","v":15.05},{"$f":"Hydropower!AH347","v":15.05},{"$f":"Hydropower!AI347","v":15.05},{"$f":"Hydropower!AJ347","v":15.05},{"$f":"Hydropower!AK347","v":15.05},{"$f":"Hydropower!AL347","v":15.05},{"$f":"Hydropower!AM347","v":15.05},{"$f":"Hydropower!AN347","v":15.05},{"$f":"Hydropower!AO347","v":15.05},{"$f":"Hydropower!AP347","v":15.05},{"$f":"Hydropower!AQ347","v":15.05},{"$f":"Hydropower!AR347","v":15.05},{"$f":"Hydropower!AS347","v":15.05},{"$f":"Hydropower!AT347","v":15.05},{"$f":"Hydropower!AU347","v":15.05},{"$f":"Hydropower!AV347","v":15.05},null,null,74,"hydclass5",0.52471899999999971,14349.029018669475,null,0.73112494883651935,null,0,null,null,null,null,null,null,null,null,null,null,null,null,null,null,null,null,null,null,null,null,null,null,null,null,null,null,null,null,null,null,null,null,null,null,null,null,null,null,null,88,"hydclass1",5.5917349999999999,8179.6927423988582,null,0.57458755477126822,null,0]
[null,null,null,null,{"$f":"Hydropower!K348","v":"NSD 4 - mid"},null,null,null,null,null,null,null,null,null,null,null,null,null,null,null,null,{"$f":"Hydropower!L77","v":15.05},{"$f":"Hydropower!L348","v":15.05},{"$f":"Hydropower!M348","v":15.05},{"$f":"Hydropower!N348","v":15.05},{"$f":"Hydropower!O348","v":15.05},{"$f":"Hydropower!P348","v":15.05},{"$f":"Hydropower!Q348","v":15.05},{"$f":"Hydropower!R348","v":15.05},{"$f":"Hydropower!S348","v":15.05},{"$f":"Hydropower!T348","v":15.05},{"$f":"Hydropower!U348","v":15.05},{"$f":"Hydropower!V348","v":15.05},{"$f":"Hydropower!W348","v":15.05},{"$f":"Hydropower!X348","v":15.05},{"$f":"Hydropower!Y348","v":15.05},{"$f":"Hydropower!Z348","v":15.05},{"$f":"Hydropower!AA348","v":15.05},{"$f":"Hydropower!AB348","v":15.05},{"$f":"Hydropower!AC348","v":15.05},{"$f":"Hydropower!AD348","v":15.05},{"$f":"Hydropower!AE348","v":15.05},{"$f":"Hydropower!AF348","v":15.05},{"$f":"Hydropower!AG348","v":15.05},{"$f":"Hydropower!AH348","v":15.05},{"$f":"Hydropower!AI348","v":15.05},{"$f":"Hydropower!AJ348","v":15.05},{"$f":"Hydropower!AK348","v":15.05},{"$f":"Hydropower!AL348","v":15.05},{"$f":"Hydropower!AM348","v":15.05},{"$f":"Hydropower!AN348","v":15.05},{"$f":"Hydropower!AO348","v":15.05},{"$f":"Hydropower!AP348","v":15.05},{"$f":"Hydropower!AQ348","v":15.05},{"$f":"Hydropower!AR348","v":15.05},{"$f":"Hydropower!AS348","v":15.05},{"$f":"Hydropower!AT348","v":15.05},{"$f":"Hydropower!AU348","v":15.05},{"$f":"Hydropower!AV348","v":15.05},null,null,125,"hydclass2",0.23874100000000001,12834.155132412503,null,0.65306390642889567,null,0,null,null,null,null,null,null,null,null,null,null,null,null,null,null,null,null,null,null,null,null,null,null,null,null,null,null,null,null,null,null,null,null,null,null,null,null,null,null,null,110,"hydclass4",8.8078869999999991,8009.0359819079176,null,0.56176957222293611,null,0]
[null,null,null,null,{"$f":"Hydropower!K349","v":"NSD 4 - high"},null,null,null,null,null,null,null,null,null,null,null,null,null,null,null,null,null,{"$f":"Hydropower!L349","v":15.05},{"$f":"Hydropower!M349","v":15.05},{"$f":"Hydropower!N349","v":15.05},{"$f":"Hydropower!O349","v":15.05},{"$f":"Hydropower!P349","v":15.05},{"$f":"Hydropower!Q349","v":15.05},{"$f":"Hydropower!R349","v":15.05},{"$f":"Hydropower!S349","v":15.05},{"$f":"Hydropower!T349","v":15.05},{"$f":"Hydropower!U349","v":15.05},{"$f":"Hydropower!V349","v":15.05},{"$f":"Hydropower!W349","v":15.05},{"$f":"Hydropower!X349","v":15.05},{"$f":"Hydropower!Y349","v":15.05},{"$f":"Hydropower!Z349","v":15.05},{"$f":"Hydropower!AA349","v":15.05},{"$f":"Hydropower!AB349","v":15.05},{"$f":"Hydropower!AC349","v":15.05},{"$f":"Hydropower!AD349","v":15.05},{"$f":"Hydropower!AE349","v":15.05},{"$f":"Hydropower!AF349","v":15.05},{"$f":"Hydropower!AG349","v":15.05},{"$f":"Hydropower!AH349","v":15.05},{"$f":"Hydropower!AI349","v":15.05},{"$f":"Hydropower!AJ349","v":15.05},{"$f":"Hydropower!AK349","v":15.05},{"$f":"Hydropower!AL349","v":15.05},{"$f":"Hydropower!AM349","v":15.05},{"$f":"Hydropower!AN349","v":15.05},{"$f":"Hydropower!AO349","v":15.05},{"$f":"Hydropower!AP349","v":15.05},{"$f":"Hydropower!AQ349","v":15.05},{"$f":"Hydropower!AR349","v":15.05},{"$f":"Hydropower!AS349","v":15.05},{"$f":"Hydropower!AT349","v":15.05},{"$f":"Hydropower!AU349","v":15.05},{"$f":"Hydropower!AV349","v":15.05},null,null,128,"hydclass1",2.5357000000000001E-2,15543.912041315773,null,0.78910943658321953,null,0,null,null,null,null,null,null,null,null,null,null,null,null,null,null,null,null,null,null,null,null,null,null,null,null,null,null,null,null,null,null,null,null,null,null,null,null,null,null,null,28,"hydclass3",24.017325,9231.3347327913762,null,0.6461744353977662,null,0]
[null,null,null,null,{"$f":"Hydropower!K350","v":"NSD 5 - low"},null,null,null,null,null,null,null,null,null,null,null,null,null,null,null,null,null,{"$f":"Hydropower!L350","v":15.05},{"$f":"Hydropower!M350","v":15.05},{"$f":"Hydropower!N350","v":15.05},{"$f":"Hydropower!O350","v":15.05},{"$f":"Hydropower!P350","v":15.05},{"$f":"Hydropower!Q350","v":15.05},{"$f":"Hydropower!R350","v":15.05},{"$f":"Hydropower!S350","v":15.05},{"$f":"Hydropower!T350","v":15.05},{"$f":"Hydropower!U350","v":15.05},{"$f":"Hydropower!V350","v":15.05},{"$f":"Hydropower!W350","v":15.05},{"$f":"Hydropower!X350","v":15.05},{"$f":"Hydropower!Y350","v":15.05},{"$f":"Hydropower!Z350","v":15.05},{"$f":"Hydropower!AA350","v":15.05},{"$f":"Hydropower!AB350","v":15.05},{"$f":"Hydropower!AC350","v":15.05},{"$f":"Hydropower!AD350","v":15.05},{"$f":"Hydropower!AE350","v":15.05},{"$f":"Hydropower!AF350","v":15.05},{"$f":"Hydropower!AG350","v":15.05},{"$f":"Hydropower!AH350","v":15.05},{"$f":"Hydropower!AI350","v":15.05},{"$f":"Hydropower!AJ350","v":15.05},{"$f":"Hydropower!AK350","v":15.05},{"$f":"Hydropower!AL350","v":15.05},{"$f":"Hydropower!AM350","v":15.05},{"$f":"Hydropower!AN350","v":15.05},{"$f":"Hydropower!AO350","v":15.05},{"$f":"Hydropower!AP350","v":15.05},{"$f":"Hydropower!AQ350","v":15.05},{"$f":"Hydropower!AR350","v":15.05},{"$f":"Hydropower!AS350","v":15.05},{"$f":"Hydropower!AT350","v":15.05},{"$f":"Hydropower!AU350","v":15.05},{"$f":"Hydropower!AV350","v":15.05},null,null,51,"hydclass5",3.4723249999999974,9619.7559173992813,null,0.48976125814172311,null,0,null,null,null,null,null,null,null,null,null,null,null,null,null,null,null,null,null,null,null,null,null,null,null,null,null,null,null,null,null,null,null,null,null,null,null,null,null,null,null,1,"hydclass5",192.92105400000005,9606.2334919133227,null,0.67191216232595485,null,0]
[null,null,null,null,{"$f":"Hydropower!K351","v":"NSD 5 - mid"},null,null,null,null,null,null,null,null,null,null,null,null,null,null,null,null,{"$f":"Hydropower!L78","v":15.05},{"$f":"Hydropower!L351","v":15.05},{"$f":"Hydropower!M351","v":15.05},{"$f":"Hydropower!N351","v":15.05},{"$f":"Hydropower!O351","v":15.05},{"$f":"Hydropower!P351","v":15.05},{"$f":"Hydropower!Q351","v":15.05},{"$f":"Hydropower!R351","v":15.05},{"$f":"Hydropower!S351","v":15.05},{"$f":"Hydropower!T351","v":15.05},{"$f":"Hydropower!U351","v":15.05},{"$f":"Hydropower!V351","v":15.05},{"$f":"Hydropower!W351","v":15.05},{"$f":"Hydropower!X351","v":15.05},{"$f":"Hydropower!Y351","v":15.05},{"$f":"Hydropower!Z351","v":15.05},{"$f":"Hydropower!AA351","v":15.05},{"$f":"Hydropower!AB351","v":15.05},{"$f":"Hydropower!AC351","v":15.05},{"$f":"Hydropower!AD351","v":15.05},{"$f":"Hydropower!AE351","v":15.05},{"$f":"Hydropower!AF351","v":15.05},{"$f":"Hydropower!AG351","v":15.05},{"$f":"Hydropower!AH351","v":15.05},{"$f":"Hydropower!AI351","v":15.05},{"$f":"Hydropower!AJ351","v":15.05},{"$f":"Hydropower!AK351","v":15.05},{"$f":"Hydropower!AL351","v":15.05},{"$f":"Hydropower!AM351","v":15.05},{"$f":"Hydropower!AN351","v":15.05},{"$f":"Hydropower!AO351","v":15.05},{"$f":"Hydropower!AP351","v":15.05},{"$f":"Hydropower!AQ351","v":15.05},{"$f":"Hydropower!AR351","v":15.05},{"$f":"Hydropower!AS351","v":15.05},{"$f":"Hydropower!AT351","v":15.05},{"$f":"Hydropower!AU351","v":15.05},{"$f":"Hydropower!AV351","v":15.05},null,null,48,"hydclass4",0.57906299999999999,10409.052531517978,null,0.52739082263983272,null,0,null,null,null,null,null,null,null,null,null,null,null,null,null,null,null,null,null,null,null,null,null,null,null,null,null,null,null,null,null,null,null,null,null,null,null,null,null,null,null,32,"hydclass3",7.1839620000000002,8847.8870198962541,null,0.61921906734458798,null,0]
[null,null,null,null,{"$f":"Hydropower!K352","v":"NSD 5 - high"},null,null,null,null,null,null,null,null,null,null,null,null,null,null,null,null,null,{"$f":"Hydropower!L352","v":15.05},{"$f":"Hydropower!M352","v":15.05},{"$f":"Hydropower!N352","v":15.05},{"$f":"Hydropower!O352","v":15.05},{"$f":"Hydropower!P352","v":15.05},{"$f":"Hydropower!Q352","v":15.05},{"$f":"Hydropower!R352","v":15.05},{"$f":"Hydropower!S352","v":15.05},{"$f":"Hydropower!T352","v":15.05},{"$f":"Hydropower!U352","v":15.05},{"$f":"Hydropower!V352","v":15.05},{"$f":"Hydropower!W352","v":15.05},{"$f":"Hydropower!X352","v":15.05},{"$f":"Hydropower!Y352","v":15.05},{"$f":"Hydropower!Z352","v":15.05},{"$f":"Hydropower!AA352","v":15.05},{"$f":"Hydropower!AB352","v":15.05},{"$f":"Hydropower!AC352","v":15.05},{"$f":"Hydropower!AD352","v":15.05},{"$f":"Hydropower!AE352","v":15.05},{"$f":"Hydropower!AF352","v":15.05},{"$f":"Hydropower!AG352","v":15.05},{"$f":"Hydropower!AH352","v":15.05},{"$f":"Hydropower!AI352","v":15.05},{"$f":"Hydropower!AJ352","v":15.05},{"$f":"Hydropower!AK352","v":15.05},{"$f":"Hydropower!AL352","v":15.05},{"$f":"Hydropower!AM352","v":15.05},{"$f":"Hydropower!AN352","v":15.05},{"$f":"Hydropower!AO352","v":15.05},{"$f":"Hydropower!AP352","v":15.05},{"$f":"Hydropower!AQ352","v":15.05},{"$f":"Hydropower!AR352","v":15.05},{"$f":"Hydropower!AS352","v":15.05},{"$f":"Hydropower!AT352","v":15.05},{"$f":"Hydropower!AU352","v":15.05},{"$f":"Hydropower!AV352","v":15.05},null,null,120,"hydclass4",3.4589000000000002E-2,12437.794505854896,null,0.62797468371372311,null,0,null,null,null,null,null,null,null,null,null,null,null,null,null,null,null,null,null,null,null,null,null,null,null,null,null,null,null,null,null,null,null,null,null,null,null,null,null,null,null,12,"hydclass3",11.378159999999999,9155.6268229585767,null,0.63995516833225574,null,0]
[]
[null,null,null,null,null,{"$f":"F4","v":2000},2001,2002,2003,2004,2005,2006,2007,2008,2009,2010,2011,2012,2010,2011,2012,2013,2014,2015,2016,2017,2018,2019,2020,2021,2022,2023,2024,2025,2026,2027,2028,2029,2030,2031,{"$f":"AO4","v":2032},2033,2034,2035,2036,2037,2038,2039,2040,2041,2042,2043,2044,2045,2046,2047,2048,2049,{"$f":"BG4","v":2050}]
[null,"Hydropower",null,"Levelized Cost of Energy ($/MWh)",{"$f":"Hydropower!K453","v":"NPD 1 - low"},null,null,null,null,null,null,null,null,null,null,null,null,null,null,null,null,null,{"$f":"Hydropower!L453","v":35.253545283734006},{"$f":"Hydropower!M453","v":35.253545283734006},{"$f":"Hydropower!N453","v":35.253545283734006},{"$f":"Hydropower!O453","v":35.253545283734006},{"$f":"Hydropower!P453","v":35.253545283734006},{"$f":"Hydropower!Q453","v":35.253545283734006},{"$f":"Hydropower!R453","v":35.253545283734006},{"$f":"Hydropower!S453","v":35.253545283734006},{"$f":"Hydropower!T453","v":35.253545283734006},{"$f":"Hydropower!U453","v":35.253545283734006},{"$f":"Hydropower!V453","v":35.253545283734006},{"$f":"Hydropower!W453","v":35.253545283734006},{"$f":"Hydropower!X453","v":35.253545283734006},{"$f":"Hydropower!Y453","v":35.253545283734006},{"$f":"Hydropower!Z453","v":35.253545283734006},{"$f":"Hydropower!AA453","v":35.253545283734006},{"$f":"Hydropower!AB453","v":35.253545283734006},{"$f":"Hydropower!AC453","v":35.253545283734006},{"$f":"Hydropower!AD453","v":35.253545283734006},{"$f":"Hydropower!AE453","v":35.253545283734006},{"$f":"Hydropower!AF453","v":35.253545283734006},{"$f":"Hydropower!AG453","v":35.253545283734006},{"$f":"Hydropower!AH453","v":35.253545283734006},{"$f":"Hydropower!AI453","v":35.253545283734006},{"$f":"Hydropower!AJ453","v":35.253545283734006},{"$f":"Hydropower!AK453","v":35.253545283734006},{"$f":"Hydropower!AL453","v":35.253545283734006},{"$f":"Hydropower!AM453","v":35.253545283734006},{"$f":"Hydropower!AN453","v":35.253545283734006},{"$f":"Hydropower!AO453","v":35.253545283734006},{"$f":"Hydropower!AP453","v":35.253545283734006},{"$f":"Hydropower!AQ453","v":35.253545283734006},{"$f":"Hydropower!AR453","v":35.253545283734006},{"$f":"Hydropower!AS453","v":35.253545283734006},{"$f":"Hydropower!AT453","v":35.253545283734006},{"$f":"Hydropower!AU453","v":35.253545283734006},{"$f":"Hydropower!AV453","v":35.253545283734006}]
[null,null,null,null,{"$f":"Hydropower!K454","v":"NPD 1 - mid"},null,null,null,null,null,null,null,null,null,null,null,null,null,null,null,null,{"$f":"Hydropower!L138","v":35.253545283734006},{"$f":"Hydropower!L454","v":35.253545283734006},{"$f":"Hydropower!M454","v":35.253545283734006},{"$f":"Hydropower!N454","v":35.253545283734006},{"$f":"Hydropower!O454","v":35.253545283734006},{"$f":"Hydropower!P454","v":35.253545283734006},{"$f":"Hydropower!Q454","v":35.253545283734006},{"$f":"Hydropower!R454","v":35.253545283734006},{"$f":"Hydropower!S454","v":35.253545283734006},{"$f":"Hydropower!T454","v":35.253545283734006},{"$f":"Hydropower!U454","v":35.253545283734006},{"$f":"Hydropower!V454","v":35.253545283734006},{"$f":"Hydropower!W454","v":35.253545283734006},{"$f":"Hydropower!X454","v":35.253545283734006},{"$f":"Hydropower!Y454","v":35.253545283734006},{"$f":"Hydropower!Z454","v":35.253545283734006},{"$f":"Hydropower!AA454","v":35.253545283734006},{"$f":"Hydropower!AB454","v":35.253545283734006},{"$f":"Hydropower!AC454","v":35.253545283734006},{"$f":"Hydropower!AD454","v":35.253545283734006},{"$f":"Hydropower!AE454","v":35.253545283734006},{"$f":"Hydropower!AF454","v":35.253545283734006},{"$f":"Hydropower!AG454","v":35.253545283734006},{"$f":"Hydropower!AH454","v":35.253545283734006},{"$f":"Hydropower!AI454","v":35.253545283734006},{"$f":"Hydropower!AJ454","v":35.253545283734006},{"$f":"Hydropower!AK454","v":35.253545283734006},{"$f":"Hydropower!AL454","v":35.253545283734006},{"$f":"Hydropower!AM454","v":35.253545283734006},{"$f":"Hydropower!AN454","v":35.253545283734006},{"$f":"Hydropower!AO454","v":35.253545283734006},{"$f":"Hydropower!AP454","v":35.253545283734006},{"$f":"Hydropower!AQ454","v":35.253545283734006},{"$f":"Hydropower!AR454","v":35.253545283734006},{"$f":"Hydropower!AS454","v":35.253545283734006},{"$f":"Hydropower!AT454","v":35.253545283734006},{"$f":"Hydropower!AU454","v":35.253545283734006},{"$f":"Hydropower!AV454","v":35.253545283734006}]
[null,null,null,null,{"$f":"Hydropower!K455","v":"NPD 1 - high"},null,null,null,null,null,null,null,null,null,null,null,null,null,null,null,null,null,{"$f":"Hydropower!L455","v":35.253545283734006},{"$f":"Hydropower!M455","v":35.253545283734006},{"$f":"Hydropower!N455","v":35.253545283734006},{"$f":"Hydropower!O455","v":35.253545283734006},{"$f":"Hydropower!P455","v":35.253545283734006},{"$f":"Hydropower!Q455","v":35.253545283734006},{"$f":"Hydropower!R455","v":35.253545283734006},{"$f":"Hydropower!S455","v":35.253545283734006},{"$f":"Hydropower!T455","v":35.253545283734006},{"$f":"Hydropower!U455","v":35.253545283734006},{"$f":"Hydropower!V455","v":35.253545283734006},{"$f":"Hydropower!W455","v":35.253545283734006},{"$f":"Hydropower!X455","v":35.253545283734006},{"$f":"Hydropower!Y455","v":35.253545283734006},{"$f":"Hydropower!Z455","v":35.253545283734006},{"$f":"Hydropower!AA455","v":35.253545283734006},{"$f":"Hydropower!AB455","v":35.253545283734006},{"$f":"Hydropower!AC455","v":35.253545283734006},{"$f":"Hydropower!AD455","v":35.253545283734006},{"$f":"Hydropower!AE455","v":35.253545283734006},{"$f":"Hydropower!AF455","v":35.253545283734006},{"$f":"Hydropower!AG455","v":35.253545283734006},{"$f":"Hydropower!AH455","v":35.253545283734006},{"$f":"Hydropower!AI455","v":35.253545283734006},{"$f":"Hydropower!AJ455","v":35.253545283734006},{"$f":"Hydropower!AK455","v":35.253545283734006},{"$f":"Hydropower!AL455","v":35.253545283734006},{"$f":"Hydropower!AM455","v":35.253545283734006},{"$f":"Hydropower!AN455","v":35.253545283734006},{"$f":"Hydropower!AO455","v":35.253545283734006},{"$f":"Hydropower!AP455","v":35.253545283734006},{"$f":"Hydropower!AQ455","v":35.253545283734006},{"$f":"Hydropower!AR455","v":35.253545283734006},{"$f":"Hydropower!AS455","v":35.253545283734006},{"$f":"Hydropower!AT455","v":35.253545283734006},{"$f":"Hydropower!AU455","v":35.253545283734006},{"$f":"Hydropower!AV455","v":35.253545283734006}]
[null,null,null,null,{"$f":"Hydropower!K456","v":"NPD 2 - low"},null,null,null,null,null,null,null,null,null,null,null,null,null,null,null,null,null,{"$f":"Hydropower!L456","v":60.655623739958578},{"$f":"Hydropower!M456","v":60.655623739958578},{"$f":"Hydropower!N456","v":60.655623739958578},{"$f":"Hydropower!O456","v":60.655623739958578},{"$f":"Hydropower!P456","v":60.655623739958578},{"$f":"Hydropower!Q456","v":60.655623739958578},{"$f":"Hydropower!R456","v":60.655623739958578},{"$f":"Hydropower!S456","v":60.655623739958578},{"$f":"Hydropower!T456","v":60.655623739958578},{"$f":"Hydropower!U456","v":60.655623739958578},{"$f":"Hydropower!V456","v":60.655623739958578},{"$f":"Hydropower!W456","v":60.655623739958578},{"$f":"Hydropower!X456","v":60.655623739958578},{"$f":"Hydropower!Y456","v":60.655623739958578},{"$f":"Hydropower!Z456","v":60.655623739958578},{"$f":"Hydropower!AA456","v":60.655623739958578},{"$f":"Hydropower!AB456","v":60.655623739958578},{"$f":"Hydropower!AC456","v":60.655623739958578},{"$f":"Hydropower!AD456","v":60.655623739958578},{"$f":"Hydropower!AE456","v":60.655623739958578},{"$f":"Hydropower!AF456","v":60.655623739958578},{"$f":"Hydropower!AG456","v":60.655623739958578},{"$f":"Hydropower!AH456","v":60.655623739958578},{"$f":"Hydropower!AI456","v":60.655623739958578},{"$f":"Hydropower!AJ456","v":60.655623739958578},{"$f":"Hydropower!AK456","v":60.655623739958578},{"$f":"Hydropower!AL456","v":60.655623739958578},{"$f":"Hydropower!AM456","v":60.655623739958578},{"$f":"Hydropower!AN456","v":60.655623739958578},{"$f":"Hydropower!AO456","v":60.655623739958578},{"$f":"Hydropower!AP456","v":60.655623739958578},{"$f":"Hydropower!AQ456","v":60.655623739958578},{"$f":"Hydropower!AR456","v":60.655623739958578},{"$f":"Hydropower!AS456","v":60.655623739958578},{"$f":"Hydropower!AT456","v":60.655623739958578},{"$f":"Hydropower!AU456","v":60.655623739958578},{"$f":"Hydropower!AV456","v":60.655623739958578}]
[null,null,null,null,{"$f":"Hydropower!K457","v":"NPD 2 - mid"},null,null,null,null,null,null,null,null,null,null,null,null,null,null,null,null,{"$f":"Hydropower!L139","v":60.655623739958578},{"$f":"Hydropower!L457","v":60.655623739958578},{"$f":"Hydropower!M457","v":60.655623739958578},{"$f":"Hydropower!N457","v":60.655623739958578},{"$f":"Hydropower!O457","v":60.655623739958578},{"$f":"Hydropower!P457","v":60.655623739958578},{"$f":"Hydropower!Q457","v":60.655623739958578},{"$f":"Hydropower!R457","v":60.655623739958578},{"$f":"Hydropower!S457","v":60.655623739958578},{"$f":"Hydropower!T457","v":60.655623739958578},{"$f":"Hydropower!U457","v":60.655623739958578},{"$f":"Hydropower!V457","v":60.655623739958578},{"$f":"Hydropower!W457","v":60.655623739958578},{"$f":"Hydropower!X457","v":60.655623739958578},{"$f":"Hydropower!Y457","v":60.655623739958578},{"$f":"Hydropower!Z457","v":60.655623739958578},{"$f":"Hydropower!AA457","v":60.655623739958578},{"$f":"Hydropower!AB457","v":60.655623739958578},{"$f":"Hydropower!AC457","v":60.655623739958578},{"$f":"Hydropower!AD457","v":60.655623739958578},{"$f":"Hydropower!AE457","v":60.655623739958578},{"$f":"Hydropower!AF457","v":60.655623739958578},{"$f":"Hydropower!AG457","v":60.655623739958578},{"$f":"Hydropower!AH457","v":60.655623739958578},{"$f":"Hydropower!AI457","v":60.655623739958578},{"$f":"Hydropower!AJ457","v":60.655623739958578},{"$f":"Hydropower!AK457","v":60.655623739958578},{"$f":"Hydropower!AL457","v":60.655623739958578},{"$f":"Hydropower!AM457","v":60.655623739958578},{"$f":"Hydropower!AN457","v":60.655623739958578},{"$f":"Hydropower!AO457","v":60.655623739958578},{"$f":"Hydropower!AP457","v":60.655623739958578},{"$f":"Hydropower!AQ457","v":60.655623739958578},{"$f":"Hydropower!AR457","v":60.655623739958578},{"$f":"Hydropower!AS457","v":60.655623739958578},{"$f":"Hydropower!AT457","v":60.655623739958578},{"$f":"Hydropower!AU457","v":60.655623739958578},{"$f":"Hydropower!AV457","v":60.655623739958578}]
[null,null,null,null,{"$f":"Hydropower!K458","v":"NPD 2 - high"},null,null,null,null,null,null,null,null,null,null,null,null,null,null,null,null,null,{"$f":"Hydropower!L458","v":60.655623739958578},{"$f":"Hydropower!M458","v":60.655623739958578},{"$f":"Hydropower!N458","v":60.655623739958578},{"$f":"Hydropower!O458","v":60.655623739958578},{"$f":"Hydropower!P458","v":60.655623739958578},{"$f":"Hydropower!Q458","v":60.655623739958578},{"$f":"Hydropower!R458","v":60.655623739958578},{"$f":"Hydropower!S458","v":60.655623739958578},{"$f":"Hydropower!T458","v":60.655623739958578},{"$f":"Hydropower!U458","v":60.655623739958578},{"$f":"Hydropower!V458","v":60.655623739958578},{"$f":"Hydropower!W458","v":60.655623739958578},{"$f":"Hydropower!X458","v":60.655623739958578},{"$f":"Hydropower!Y458","v":60.655623739958578},{"$f":"Hydropower!Z458","v":60.655623739958578},{"$f":"Hydropower!AA458","v":60.655623739958578},{"$f":"Hydropower!AB458","v":60.655623739958578},{"$f":"Hydropower!AC458","v":60.655623739958578},{"$f":"Hydropower!AD458","v":60.655623739958578},{"$f":"Hydropower!AE458","v":60.655623739958578},{"$f":"Hydropower!AF458","v":60.655623739958578},{"$f":"Hydropower!AG458","v":60.655623739958578},{"$f":"Hydropower!AH458","v":60.655623739958578},{"$f":"Hydropower!AI458","v":60.655623739958578},{"$f":"Hydropower!AJ458","v":60.655623739958578},{"$f":"Hydropower!AK458","v":60.655623739958578},{"$f":"Hydropower!AL458","v":60.655623739958578},{"$f":"Hydropower!AM458","v":60.655623739958578},{"$f":"Hydropower!AN458","v":60.655623739958578},{"$f":"Hydropower!AO458","v":60.655623739958578},{"$f":"Hydropower!AP458","v":60.655623739958578},{"$f":"Hydropower!AQ458","v":60.655623739958578},{"$f":"Hydropower!AR458","v":60.655623739958578},{"$f":"Hydropower!AS458","v":60.655623739958578},{"$f":"Hydropower!AT458","v":60.655623739958578},{"$f":"Hydropower!AU458","v":60.655623739958578},{"$f":"Hydropower!AV458","v":60.655623739958578}]
[null,null,null,null,{"$f":"Hydropower!K459","v":"NPD 3 - low"},null,null,null,null,null,null,null,null,null,null,null,null,null,null,null,null,null,{"$f":"Hydropower!L459","v":120.78566310478746},{"$f":"Hydropower!M459","v":120.78566310478746},{"$f":"Hydropower!N459","v":120.78566310478746},{"$f":"Hydropower!O459","v":120.78566310478746},{"$f":"Hydropower!P459","v":120.78566310478746},{"$f":"Hydropower!Q459","v":120.78566310478746},{"$f":"Hydropower!R459","v":120.78566310478746},{"$f":"Hydropower!S459","v":120.78566310478746},{"$f":"Hydropower!T459","v":120.78566310478746},{"$f":"Hydropower!U459","v":120.78566310478746},{"$f":"Hydropower!V459","v":120.78566310478746},{"$f":"Hydropower!W459","v":120.78566310478746},{"$f":"Hydropower!X459","v":120.78566310478746},{"$f":"Hydropower!Y459","v":120.78566310478746},{"$f":"Hydropower!Z459","v":120.78566310478746},{"$f":"Hydropower!AA459","v":120.78566310478746},{"$f":"Hydropower!AB459","v":120.78566310478746},{"$f":"Hydropower!AC459","v":120.78566310478746},{"$f":"Hydropower!AD459","v":120.78566310478746},{"$f":"Hydropower!AE459","v":120.78566310478746},{"$f":"Hydropower!AF459","v":120.78566310478746},{"$f":"Hydropower!AG459","v":120.78566310478746},{"$f":"Hydropower!AH459","v":120.78566310478746},{"$f":"Hydropower!AI459","v":120.78566310478746},{"$f":"Hydropower!AJ459","v":120.78566310478746},{"$f":"Hydropower!AK459","v":120.78566310478746},{"$f":"Hydropower!AL459","v":120.78566310478746},{"$f":"Hydropower!AM459","v":120.78566310478746},{"$f":"Hydropower!AN459","v":120.78566310478746},{"$f":"Hydropower!AO459","v":120.78566310478746},{"$f":"Hydropower!AP459","v":120.78566310478746},{"$f":"Hydropower!AQ459","v":120.78566310478746},{"$f":"Hydropower!AR459","v":120.78566310478746},{"$f":"Hydropower!AS459","v":120.78566310478746},{"$f":"Hydropower!AT459","v":120.78566310478746},{"$f":"Hydropower!AU459","v":120.78566310478746},{"$f":"Hydropower!AV459","v":120.78566310478746}]
[null,null,null,null,{"$f":"Hydropower!K460","v":"NPD 3 - mid"},null,null,null,null,null,null,null,null,null,null,null,null,null,null,null,null,{"$f":"Hydropower!L140","v":120.78566310478746},{"$f":"Hydropower!L460","v":120.78566310478746},{"$f":"Hydropower!M460","v":120.78566310478746},{"$f":"Hydropower!N460","v":120.78566310478746},{"$f":"Hydropower!O460","v":120.78566310478746},{"$f":"Hydropower!P460","v":120.78566310478746},{"$f":"Hydropower!Q460","v":120.78566310478746},{"$f":"Hydropower!R460","v":120.78566310478746},{"$f":"Hydropower!S460","v":120.78566310478746},{"$f":"Hydropower!T460","v":120.78566310478746},{"$f":"Hydropower!U460","v":120.78566310478746},{"$f":"Hydropower!V460","v":120.78566310478746},{"$f":"Hydropower!W460","v":120.78566310478746},{"$f":"Hydropower!X460","v":120.78566310478746},{"$f":"Hydropower!Y460","v":120.78566310478746},{"$f":"Hydropower!Z460","v":120.78566310478746},{"$f":"Hydropower!AA460","v":120.78566310478746},{"$f":"Hydropower!AB460","v":120.78566310478746},{"$f":"Hydropower!AC460","v":120.78566310478746},{"$f":"Hydropower!AD460","v":120.78566310478746},{"$f":"Hydropower!AE460","v":120.78566310478746},{"$f":"Hydropower!AF460","v":120.78566310478746},{"$f":"Hydropower!AG460","v":120.78566310478746},{"$f":"Hydropower!AH460","v":120.78566310478746},{"$f":"Hydropower!AI460","v":120.78566310478746},{"$f":"Hydropower!AJ460","v":120.78566310478746},{"$f":"Hydropower!AK460","v":120.78566310478746},{"$f":"Hydropower!AL460","v":120.78566310478746},{"$f":"Hydropower!AM460","v":120.78566310478746},{"$f":"Hydropower!AN460","v":120.78566310478746},{"$f":"Hydropower!AO460","v":120.78566310478746},{"$f":"Hydropower!AP460","v":120.78566310478746},{"$f":"Hydropower!AQ460","v":120.78566310478746},{"$f":"Hydropower!AR460","v":120.78566310478746},{"$f":"Hydropower!AS460","v":120.78566310478746},{"$f":"Hydropower!AT460","v":120.78566310478746},{"$f":"Hydropower!AU460","v":120.78566310478746},{"$f":"Hydropower!AV460","v":120.78566310478746}]
[null,null,null,null,{"$f":"Hydropower!K461","v":"NPD 3 - high"},null,null,null,null,null,null,null,null,null,null,null,null,null,null,null,null,null,{"$f":"Hydropower!L461","v":120.78566310478746},{"$f":"Hydropower!M461","v":120.78566310478746},{"$f":"Hydropower!N461","v":120.78566310478746},{"$f":"Hydropower!O461","v":120.78566310478746},{"$f":"Hydropower!P461","v":120.78566310478746},{"$f":"Hydropower!Q461","v":120.78566310478746},{"$f":"Hydropower!R461","v":120.78566310478746},{"$f":"Hydropower!S461","v":120.78566310478746},{"$f":"Hydropower!T461","v":120.78566310478746},{"$f":"Hydropower!U461","v":120.78566310478746},{"$f":"Hydropower!V461","v":120.78566310478746},{"$f":"Hydropower!W461","v":120.78566310478746},{"$f":"Hydropower!X461","v":120.78566310478746},{"$f":"Hydropower!Y461","v":120.78566310478746},{"$f":"Hydropower!Z461","v":120.78566310478746},{"$f":"Hydropower!AA461","v":120.78566310478746},{"$f":"Hydropower!AB461","v":120.78566310478746},{"$f":"Hydropower!AC461","v":120.78566310478746},{"$f":"Hydropower!AD461","v":120.78566310478746},{"$f":"Hydropower!AE461","v":120.78566310478746},{"$f":"Hydropower!AF461","v":120.78566310478746},{"$f":"Hydropower!AG461","v":120.78566310478746},{"$f":"Hydropower!AH461","v":120.78566310478746},{"$f":"Hydropower!AI461","v":120.78566310478746},{"$f":"Hydropower!AJ461","v":120.78566310478746},{"$f":"Hydropower!AK461","v":120.78566310478746},{"$f":"Hydropower!AL461","v":120.78566310478746},{"$f":"Hydropower!AM461","v":120.78566310478746},{"$f":"Hydropower!AN461","v":120.78566310478746},{"$f":"Hydropower!AO461","v":120.78566310478746},{"$f":"Hydropower!AP461","v":120.78566310478746},{"$f":"Hydropower!AQ461","v":120.78566310478746},{"$f":"Hydropower!AR461","v":120.78566310478746},{"$f":"Hydropower!AS461","v":120.78566310478746},{"$f":"Hydropower!AT461","v":120.78566310478746},{"$f":"Hydropower!AU461","v":120.78566310478746},{"$f":"Hydropower!AV461","v":120.78566310478746}]
[null,null,null,null,{"$f":"Hydropower!K462","v":"NPD 4 - low"},null,null,null,null,null,null,null,null,null,null,null,null,null,null,null,null,null,{"$f":"Hydropower!L462","v":173.8657766559308},{"$f":"Hydropower!M462","v":173.8657766559308},{"$f":"Hydropower!N462","v":173.8657766559308},{"$f":"Hydropower!O462","v":173.8657766559308},{"$f":"Hydropower!P462","v":173.8657766559308},{"$f":"Hydropower!Q462","v":173.8657766559308},{"$f":"Hydropower!R462","v":173.8657766559308},{"$f":"Hydropower!S462","v":173.8657766559308},{"$f":"Hydropower!T462","v":173.8657766559308},{"$f":"Hydropower!U462","v":173.8657766559308},{"$f":"Hydropower!V462","v":173.8657766559308},{"$f":"Hydropower!W462","v":173.8657766559308},{"$f":"Hydropower!X462","v":173.8657766559308},{"$f":"Hydropower!Y462","v":173.8657766559308},{"$f":"Hydropower!Z462","v":173.8657766559308},{"$f":"Hydropower!AA462","v":173.8657766559308},{"$f":"Hydropower!AB462","v":173.8657766559308},{"$f":"Hydropower!AC462","v":173.8657766559308},{"$f":"Hydropower!AD462","v":173.8657766559308},{"$f":"Hydropower!AE462","v":173.8657766559308},{"$f":"Hydropower!AF462","v":173.8657766559308},{"$f":"Hydropower!AG462","v":173.8657766559308},{"$f":"Hydropower!AH462","v":173.8657766559308},{"$f":"Hydropower!AI462","v":173.8657766559308},{"$f":"Hydropower!AJ462","v":173.8657766559308},{"$f":"Hydropower!AK462","v":173.8657766559308},{"$f":"Hydropower!AL462","v":173.8657766559308},{"$f":"Hydropower!AM462","v":173.8657766559308},{"$f":"Hydropower!AN462","v":173.8657766559308},{"$f":"Hydropower!AO462","v":173.8657766559308},{"$f":"Hydropower!AP462","v":173.8657766559308},{"$f":"Hydropower!AQ462","v":173.8657766559308},{"$f":"Hydropower!AR462","v":173.8657766559308},{"$f":"Hydropower!AS462","v":173.8657766559308},{"$f":"Hydropower!AT462","v":173.8657766559308},{"$f":"Hydropower!AU462","v":173.8657766559308},{"$f":"Hydropower!AV462","v":173.8657766559308}]
[null,null,null,null,{"$f":"Hydropower!K463","v":"NPD 4 - mid"},null,null,null,null,null,null,null,null,null,null,null,null,null,null,null,null,{"$f":"Hydropower!L141","v":173.8657766559308},{"$f":"Hydropower!L463","v":173.8657766559308},{"$f":"Hydropower!M463","v":173.8657766559308},{"$f":"Hydropower!N463","v":173.8657766559308},{"$f":"Hydropower!O463","v":173.8657766559308},{"$f":"Hydropower!P463","v":173.8657766559308},{"$f":"Hydropower!Q463","v":173.8657766559308},{"$f":"Hydropower!R463","v":173.8657766559308},{"$f":"Hydropower!S463","v":173.8657766559308},{"$f":"Hydropower!T463","v":173.8657766559308},{"$f":"Hydropower!U463","v":173.8657766559308},{"$f":"Hydropower!V463","v":173.8657766559308},{"$f":"Hydropower!W463","v":173.8657766559308},{"$f":"Hydropower!X463","v":173.8657766559308},{"$f":"Hydropower!Y463","v":173.8657766559308},{"$f":"Hydropower!Z463","v":173.8657766559308},{"$f":"Hydropower!AA463","v":173.8657766559308},{"$f":"Hydropower!AB463","v":173.8657766559308},{"$f":"Hydropower!AC463","v":173.8657766559308},{"$f":"Hydropower!AD463","v":173.8657766559308},{"$f":"Hydropower!AE463","v":173.8657766559308},{"$f":"Hydropower!AF463","v":173.8657766559308},{"$f":"Hydropower!AG463","v":173.8657766559308},{"$f":"Hydropower!AH463","v":173.8657766559308},{"$f":"Hydropower!AI463","v":173.8657766559308},{"$f":"Hydropower!AJ463","v":173.8657766559308},{"$f":"Hydropower!AK463","v":173.8657766559308},{"$f":"Hydropower!AL463","v":173.8657766559308},{"$f":"Hydropower!AM463","v":173.8657766559308},{"$f":"Hydropower!AN463","v":173.8657766559308},{"$f":"Hydropower!AO463","v":173.8657766559308},{"$f":"Hydropower!AP463","v":173.8657766559308},{"$f":"Hydropower!AQ463","v":173.8657766559308},{"$f":"Hydropower!AR463","v":173.8657766559308},{"$f":"Hydropower!AS463","v":173.8657766559308},{"$f":"Hydropower!AT463","v":173.8657766559308},{"$f":"Hydropower!AU463","v":173.8657766559308},{"$f":"Hydropower!AV463","v":173.8657766559308}]
[null,null,null,null,{"$f":"Hydropower!K464","v":"NPD 4 - high"},null,null,null,null,null,null,null,null,null,null,null,null,null,null,null,null,null,{"$f":"Hydropower!L464","v":173.8657766559308},{"$f":"Hydropower!M464","v":173.8657766559308},{"$f":"Hydropower!N464","v":173.8657766559308},{"$f":"Hydropower!O464","v":173.8657766559308},{"$f":"Hydropower!P464","v":173.8657766559308},{"$f":"Hydropower!Q464","v":173.8657766559308},{"$f":"Hydropower!R464","v":173.8657766559308},{"$f":"Hydropower!S464","v":173.8657766559308},{"$f":"Hydropower!T464","v":173.8657766559308},{"$f":"Hydropower!U464","v":173.8657766559308},{"$f":"Hydropower!V464","v":173.8657766559308},{"$f":"Hydropower!W464","v":173.8657766559308},{"$f":"Hydropower!X464","v":173.8657766559308},{"$f":"Hydropower!Y464","v":173.8657766559308},{"$f":"Hydropower!Z464","v":173.8657766559308},{"$f":"Hydropower!AA464","v":173.8657766559308},{"$f":"Hydropower!AB464","v":173.8657766559308},{"$f":"Hydropower!AC464","v":173.8657766559308},{"$f":"Hydropower!AD464","v":173.8657766559308},{"$f":"Hydropower!AE464","v":173.8657766559308},{"$f":"Hydropower!AF464","v":173.8657766559308},{"$f":"Hydropower!AG464","v":173.8657766559308},{"$f":"Hydropower!AH464","v":173.8657766559308},{"$f":"Hydropower!AI464","v":173.8657766559308},{"$f":"Hydropower!AJ464","v":173.8657766559308},{"$f":"Hydropower!AK464","v":173.8657766559308},{"$f":"Hydropower!AL464","v":173.8657766559308},{"$f":"Hydropower!AM464","v":173.8657766559308},{"$f":"Hydropower!AN464","v":173.8657766559308},{"$f":"Hydropower!AO464","v":173.8657766559308},{"$f":"Hydropower!AP464","v":173.8657766559308},{"$f":"Hydropower!AQ464","v":173.8657766559308},{"$f":"Hydropower!AR464","v":173.8657766559308},{"$f":"Hydropower!AS464","v":173.8657766559308},{"$f":"Hydropower!AT464","v":173.8657766559308},{"$f":"Hydropower!AU464","v":173.8657766559308},{"$f":"Hydropower!AV464","v":173.8657766559308}]
[null,null,null,null,{"$f":"Hydropower!K465","v":"NPD 5 - low"},null,null,null,null,null,null,null,null,null,null,null,null,null,null,null,null,null,{"$f":"Hydropower!L465","v":228.04176740638394},{"$f":"Hydropower!M465","v":228.04176740638394},{"$f":"Hydropower!N465","v":228.04176740638394},{"$f":"Hydropower!O465","v":228.04176740638394},{"$f":"Hydropower!P465","v":228.04176740638394},{"$f":"Hydropower!Q465","v":228.04176740638394},{"$f":"Hydropower!R465","v":228.04176740638394},{"$f":"Hydropower!S465","v":228.04176740638394},{"$f":"Hydropower!T465","v":228.04176740638394},{"$f":"Hydropower!U465","v":228.04176740638394},{"$f":"Hydropower!V465","v":228.04176740638394},{"$f":"Hydropower!W465","v":228.04176740638394},{"$f":"Hydropower!X465","v":228.04176740638394},{"$f":"Hydropower!Y465","v":228.04176740638394},{"$f":"Hydropower!Z465","v":228.04176740638394},{"$f":"Hydropower!AA465","v":228.04176740638394},{"$f":"Hydropower!AB465","v":228.04176740638394},{"$f":"Hydropower!AC465","v":228.04176740638394},{"$f":"Hydropower!AD465","v":228.04176740638394},{"$f":"Hydropower!AE465","v":228.04176740638394},{"$f":"Hydropower!AF465","v":228.04176740638394},{"$f":"Hydropower!AG465","v":228.04176740638394},{"$f":"Hydropower!AH465","v":228.04176740638394},{"$f":"Hydropower!AI465","v":228.04176740638394},{"$f":"Hydropower!AJ465","v":228.04176740638394},{"$f":"Hydropower!AK465","v":228.04176740638394},{"$f":"Hydropower!AL465","v":228.04176740638394},{"$f":"Hydropower!AM465","v":228.04176740638394},{"$f":"Hydropower!AN465","v":228.04176740638394},{"$f":"Hydropower!AO465","v":228.04176740638394},{"$f":"Hydropower!AP465","v":228.04176740638394},{"$f":"Hydropower!AQ465","v":228.04176740638394},{"$f":"Hydropower!AR465","v":228.04176740638394},{"$f":"Hydropower!AS465","v":228.04176740638394},{"$f":"Hydropower!AT465","v":228.04176740638394},{"$f":"Hydropower!AU465","v":228.04176740638394},{"$f":"Hydropower!AV465","v":228.04176740638394}]
[null,null,null,null,{"$f":"Hydropower!K466","v":"NPD 5 - mid"},null,null,null,null,null,null,null,null,null,null,null,null,null,null,null,null,{"$f":"Hydropower!L142","v":228.04176740638394},{"$f":"Hydropower!L466","v":228.04176740638394},{"$f":"Hydropower!M466","v":228.04176740638394},{"$f":"Hydropower!N466","v":228.04176740638394},{"$f":"Hydropower!O466","v":228.04176740638394},{"$f":"Hydropower!P466","v":228.04176740638394},{"$f":"Hydropower!Q466","v":228.04176740638394},{"$f":"Hydropower!R466","v":228.04176740638394},{"$f":"Hydropower!S466","v":228.04176740638394},{"$f":"Hydropower!T466","v":228.04176740638394},{"$f":"Hydropower!U466","v":228.04176740638394},{"$f":"Hydropower!V466","v":228.04176740638394},{"$f":"Hydropower!W466","v":228.04176740638394},{"$f":"Hydropower!X466","v":228.04176740638394},{"$f":"Hydropower!Y466","v":228.04176740638394},{"$f":"Hydropower!Z466","v":228.04176740638394},{"$f":"Hydropower!AA466","v":228.04176740638394},{"$f":"Hydropower!AB466","v":228.04176740638394},{"$f":"Hydropower!AC466","v":228.04176740638394},{"$f":"Hydropower!AD466","v":228.04176740638394},{"$f":"Hydropower!AE466","v":228.04176740638394},{"$f":"Hydropower!AF466","v":228.04176740638394},{"$f":"Hydropower!AG466","v":228.04176740638394},{"$f":"Hydropower!AH466","v":228.04176740638394},{"$f":"Hydropower!AI466","v":228.04176740638394},{"$f":"Hydropower!AJ466","v":228.04176740638394},{"$f":"Hydropower!AK466","v":228.04176740638394},{"$f":"Hydropower!AL466","v":228.04176740638394},{"$f":"Hydropower!AM466","v":228.04176740638394},{"$f":"Hydropower!AN466","v":228.04176740638394},{"$f":"Hydropower!AO466","v":228.04176740638394},{"$f":"Hydropower!AP466","v":228.04176740638394},{"$f":"Hydropower!AQ466","v":228.04176740638394},{"$f":"Hydropower!AR466","v":228.04176740638394},{"$f":"Hydropower!AS466","v":228.04176740638394},{"$f":"Hydropower!AT466","v":228.04176740638394},{"$f":"Hydropower!AU466","v":228.04176740638394},{"$f":"Hydropower!AV466","v":228.04176740638394}]
[null,null,null,null,{"$f":"Hydropower!K467","v":"NPD 5 - high"},null,null,null,null,null,null,null,null,null,null,null,null,null,null,null,null,null,{"$f":"Hydropower!L467","v":228.04176740638394},{"$f":"Hydropower!M467","v":228.04176740638394},{"$f":"Hydropower!N467","v":228.04176740638394},{"$f":"Hydropower!O467","v":228.04176740638394},{"$f":"Hydropower!P467","v":228.04176740638394},{"$f":"Hydropower!Q467","v":228.04176740638394},{"$f":"Hydropower!R467","v":228.04176740638394},{"$f":"Hydropower!S467","v":228.04176740638394},{"$f":"Hydropower!T467","v":228.04176740638394},{"$f":"Hydropower!U467","v":228.04176740638394},{"$f":"Hydropower!V467","v":228.04176740638394},{"$f":"Hydropower!W467","v":228.04176740638394},{"$f":"Hydropower!X467","v":228.04176740638394},{"$f":"Hydropower!Y467","v":228.04176740638394},{"$f":"Hydropower!Z467","v":228.04176740638394},{"$f":"Hydropower!AA467","v":228.04176740638394},{"$f":"Hydropower!AB467","v":228.04176740638394},{"$f":"Hydropower!AC467","v":228.04176740638394},{"$f":"Hydropower!AD467","v":228.04176740638394},{"$f":"Hydropower!AE467","v":228.04176740638394},{"$f":"Hydropower!AF467","v":228.04176740638394},{"$f":"Hydropower!AG467","v":228.04176740638394},{"$f":"Hydropower!AH467","v":228.04176740638394},{"$f":"Hydropower!AI467","v":228.04176740638394},{"$f":"Hydropower!AJ467","v":228.04176740638394},{"$f":"Hydropower!AK467","v":228.04176740638394},{"$f":"Hydropower!AL467","v":228.04176740638394},{"$f":"Hydropower!AM467","v":228.04176740638394},{"$f":"Hydropower!AN467","v":228.04176740638394},{"$f":"Hydropower!AO467","v":228.04176740638394},{"$f":"Hydropower!AP467","v":228.04176740638394},{"$f":"Hydropower!AQ467","v":228.04176740638394},{"$f":"Hydropower!AR467","v":228.04176740638394},{"$f":"Hydropower!AS467","v":228.04176740638394},{"$f":"Hydropower!AT467","v":228.04176740638394},{"$f":"Hydropower!AU467","v":228.04176740638394},{"$f":"Hydropower!AV467","v":228.04176740638394}]
[null,null,null,null,{"$f":"Hydropower!K468","v":"NSD 1 - low"},null,null,null,null,null,null,null,null,null,null,null,null,null,null,null,null,null,{"$f":"Hydropower!L468","v":80.377448493592027},{"$f":"Hydropower!M468","v":80.377448493592027},{"$f":"Hydropower!N468","v":80.377448493592027},{"$f":"Hydropower!O468","v":80.377448493592027},{"$f":"Hydropower!P468","v":80.377448493592027},{"$f":"Hydropower!Q468","v":80.377448493592027},{"$f":"Hydropower!R468","v":80.377448493592027},{"$f":"Hydropower!S468","v":80.377448493592027},{"$f":"Hydropower!T468","v":80.377448493592027},{"$f":"Hydropower!U468","v":80.377448493592027},{"$f":"Hydropower!V468","v":80.377448493592027},{"$f":"Hydropower!W468","v":80.377448493592027},{"$f":"Hydropower!X468","v":80.377448493592027},{"$f":"Hydropower!Y468","v":80.377448493592027},{"$f":"Hydropower!Z468","v":80.377448493592027},{"$f":"Hydropower!AA468","v":80.377448493592027},{"$f":"Hydropower!AB468","v":80.377448493592027},{"$f":"Hydropower!AC468","v":80.377448493592027},{"$f":"Hydropower!AD468","v":80.377448493592027},{"$f":"Hydropower!AE468","v":80.377448493592027},{"$f":"Hydropower!AF468","v":80.377448493592027},{"$f":"Hydropower!AG468","v":80.377448493592027},{"$f":"Hydropower!AH468","v":80.377448493592027},{"$f":"Hydropower!AI468","v":80.377448493592027},{"$f":"Hydropower!AJ468","v":80.377448493592027},{"$f":"Hydropower!AK468","v":80.377448493592027},{"$f":"Hydropower!AL468","v":80.377448493592027},{"$f":"Hydropower!AM468","v":80.377448493592027},{"$f":"Hydropower!AN468","v":80.377448493592027},{"$f":"Hydropower!AO468","v":80.377448493592027},{"$f":"Hydropower!AP468","v":80.377448493592027},{"$f":"Hydropower!AQ468","v":80.377448493592027},{"$f":"Hydropower!AR468","v":80.377448493592027},{"$f":"Hydropower!AS468","v":80.377448493592027},{"$f":"Hydropower!AT468","v":80.377448493592027},{"$f":"Hydropower!AU468","v":80.377448493592027},{"$f":"Hydropower!AV468","v":80.377448493592027}]
[null,null,null,null,{"$f":"Hydropower!K469","v":"NSD 1 - mid"},null,null,null,null,null,null,null,null,null,null,null,null,null,null,null,null,{"$f":"Hydropower!L143","v":80.377448493592027},{"$f":"Hydropower!L469","v":80.377448493592027},{"$f":"Hydropower!M469","v":80.377448493592027},{"$f":"Hydropower!N469","v":80.377448493592027},{"$f":"Hydropower!O469","v":80.377448493592027},{"$f":"Hydropower!P469","v":80.377448493592027},{"$f":"Hydropower!Q469","v":80.377448493592027},{"$f":"Hydropower!R469","v":80.377448493592027},{"$f":"Hydropower!S469","v":80.377448493592027},{"$f":"Hydropower!T469","v":80.377448493592027},{"$f":"Hydropower!U469","v":80.377448493592027},{"$f":"Hydropower!V469","v":80.377448493592027},{"$f":"Hydropower!W469","v":80.377448493592027},{"$f":"Hydropower!X469","v":80.377448493592027},{"$f":"Hydropower!Y469","v":80.377448493592027},{"$f":"Hydropower!Z469","v":80.377448493592027},{"$f":"Hydropower!AA469","v":80.377448493592027},{"$f":"Hydropower!AB469","v":80.377448493592027},{"$f":"Hydropower!AC469","v":80.377448493592027},{"$f":"Hydropower!AD469","v":80.377448493592027},{"$f":"Hydropower!AE469","v":80.377448493592027},{"$f":"Hydropower!AF469","v":80.377448493592027},{"$f":"Hydropower!AG469","v":80.377448493592027},{"$f":"Hydropower!AH469","v":80.377448493592027},{"$f":"Hydropower!AI469","v":80.377448493592027},{"$f":"Hydropower!AJ469","v":80.377448493592027},{"$f":"Hydropower!AK469","v":80.377448493592027},{"$f":"Hydropower!AL469","v":80.377448493592027},{"$f":"Hydropower!AM469","v":80.377448493592027},{"$f":"Hydropower!AN469","v":80.377448493592027},{"$f":"Hydropower!AO469","v":80.377448493592027},{"$f":"Hydropower!AP469","v":80.377448493592027},{"$f":"Hydropower!AQ469","v":80.377448493592027},{"$f":"Hydropower!AR469","v":80.377448493592027},{"$f":"Hydropower!AS469","v":80.377448493592027},{"$f":"Hydropower!AT469","v":80.377448493592027},{"$f":"Hydropower!AU469","v":80.377448493592027},{"$f":"Hydropower!AV469","v":80.377448493592027}]
[null,null,null,null,{"$f":"Hydropower!K470","v":"NSD 1 - high"},null,null,null,null,null,null,null,null,null,null,null,null,null,null,null,null,null,{"$f":"Hydropower!L470","v":80.377448493592027},{"$f":"Hydropower!M470","v":80.377448493592027},{"$f":"Hydropower!N470","v":80.377448493592027},{"$f":"Hydropower!O470","v":80.377448493592027},{"$f":"Hydropower!P470","v":80.377448493592027},{"$f":"Hydropower!Q470","v":80.377448493592027},{"$f":"Hydropower!R470","v":80.377448493592027},{"$f":"Hydropower!S470","v":80.377448493592027},{"$f":"Hydropower!T470","v":80.377448493592027},{"$f":"Hydropower!U470","v":80.377448493592027},{"$f":"Hydropower!V470","v":80.377448493592027},{"$f":"Hydropower!W470","v":80.377448493592027},{"$f":"Hydropower!X470","v":80.377448493592027},{"$f":"Hydropower!Y470","v":80.377448493592027},{"$f":"Hydropower!Z470","v":80.377448493592027},{"$f":"Hydropower!AA470","v":80.377448493592027},{"$f":"Hydropower!AB470","v":80.377448493592027},{"$f":"Hydropower!AC470","v":80.377448493592027},{"$f":"Hydropower!AD470","v":80.377448493592027},{"$f":"Hydropower!AE470","v":80.377448493592027},{"$f":"Hydropower!AF470","v":80.377448493592027},{"$f":"Hydropower!AG470","v":80.377448493592027},{"$f":"Hydropower!AH470","v":80.377448493592027},{"$f":"Hydropower!AI470","v":80.377448493592027},{"$f":"Hydropower!AJ470","v":80.377448493592027},{"$f":"Hydropower!AK470","v":80.377448493592027},{"$f":"Hydropower!AL470","v":80.377448493592027},{"$f":"Hydropower!AM470","v":80.377448493592027},{"$f":"Hydropower!AN470","v":80.377448493592027},{"$f":"Hydropower!AO470","v":80.377448493592027},{"$f":"Hydropower!AP470","v":80.377448493592027},{"$f":"Hydropower!AQ470","v":80.377448493592027},{"$f":"Hydropower!AR470","v":80.377448493592027},{"$f":"Hydropower!AS470","v":80.377448493592027},{"$f":"Hydropower!AT470","v":80.377448493592027},{"$f":"Hydropower!AU470","v":80.377448493592027},{"$f":"Hydropower!AV470","v":80.377448493592027}]
[null,null,null,null,{"$f":"Hydropower!K471","v":"NSD 2 - low"},null,null,null,null,null,null,null,null,null,null,null,null,null,null,null,null,null,{"$f":"Hydropower!L471","v":103.54244058570191},{"$f":"Hydropower!M471","v":103.54244058570191},{"$f":"Hydropower!N471","v":103.54244058570191},{"$f":"Hydropower!O471","v":103.54244058570191},{"$f":"Hydropower!P471","v":103.54244058570191},{"$f":"Hydropower!Q471","v":103.54244058570191},{"$f":"Hydropower!R471","v":103.54244058570191},{"$f":"Hydropower!S471","v":103.54244058570191},{"$f":"Hydropower!T471","v":103.54244058570191},{"$f":"Hydropower!U471","v":103.54244058570191},{"$f":"Hydropower!V471","v":103.54244058570191},{"$f":"Hydropower!W471","v":103.54244058570191},{"$f":"Hydropower!X471","v":103.54244058570191},{"$f":"Hydropower!Y471","v":103.54244058570191},{"$f":"Hydropower!Z471","v":103.54244058570191},{"$f":"Hydropower!AA471","v":103.54244058570191},{"$f":"Hydropower!AB471","v":103.54244058570191},{"$f":"Hydropower!AC471","v":103.54244058570191},{"$f":"Hydropower!AD471","v":103.54244058570191},{"$f":"Hydropower!AE471","v":103.54244058570191},{"$f":"Hydropower!AF471","v":103.54244058570191},{"$f":"Hydropower!AG471","v":103.54244058570191},{"$f":"Hydropower!AH471","v":103.54244058570191},{"$f":"Hydropower!AI471","v":103.54244058570191},{"$f":"Hydropower!AJ471","v":103.54244058570191},{"$f":"Hydropower!AK471","v":103.54244058570191},{"$f":"Hydropower!AL471","v":103.54244058570191},{"$f":"Hydropower!AM471","v":103.54244058570191},{"$f":"Hydropower!AN471","v":103.54244058570191},{"$f":"Hydropower!AO471","v":103.54244058570191},{"$f":"Hydropower!AP471","v":103.54244058570191},{"$f":"Hydropower!AQ471","v":103.54244058570191},{"$f":"Hydropower!AR471","v":103.54244058570191},{"$f":"Hydropower!AS471","v":103.54244058570191},{"$f":"Hydropower!AT471","v":103.54244058570191},{"$f":"Hydropower!AU471","v":103.54244058570191},{"$f":"Hydropower!AV471","v":103.54244058570191}]
[null,null,null,null,{"$f":"Hydropower!K472","v":"NSD 2 - mid"},null,null,null,null,null,null,null,null,null,null,null,null,null,null,null,null,{"$f":"Hydropower!L144","v":103.54244058570191},{"$f":"Hydropower!L472","v":103.54244058570191},{"$f":"Hydropower!M472","v":103.54244058570191},{"$f":"Hydropower!N472","v":103.54244058570191},{"$f":"Hydropower!O472","v":103.54244058570191},{"$f":"Hydropower!P472","v":103.54244058570191},{"$f":"Hydropower!Q472","v":103.54244058570191},{"$f":"Hydropower!R472","v":103.54244058570191},{"$f":"Hydropower!S472","v":103.54244058570191},{"$f":"Hydropower!T472","v":103.54244058570191},{"$f":"Hydropower!U472","v":103.54244058570191},{"$f":"Hydropower!V472","v":103.54244058570191},{"$f":"Hydropower!W472","v":103.54244058570191},{"$f":"Hydropower!X472","v":103.54244058570191},{"$f":"Hydropower!Y472","v":103.54244058570191},{"$f":"Hydropower!Z472","v":103.54244058570191},{"$f":"Hydropower!AA472","v":103.54244058570191},{"$f":"Hydropower!AB472","v":103.54244058570191},{"$f":"Hydropower!AC472","v":103.54244058570191},{"$f":"Hydropower!AD472","v":103.54244058570191},{"$f":"Hydropower!AE472","v":103.54244058570191},{"$f":"Hydropower!AF472","v":103.54244058570191},{"$f":"Hydropower!AG472","v":103.54244058570191},{"$f":"Hydropower!AH472","v":103.54244058570191},{"$f":"Hydropower!AI472","v":103.54244058570191},{"$f":"Hydropower!AJ472","v":103.54244058570191},{"$f":"Hydropower!AK472","v":103.54244058570191},{"$f":"Hydropower!AL472","v":103.54244058570191},{"$f":"Hydropower!AM472","v":103.54244058570191},{"$f":"Hydropower!AN472","v":103.54244058570191},{"$f":"Hydropower!AO472","v":103.54244058570191},{"$f":"Hydropower!AP472","v":103.54244058570191},{"$f":"Hydropower!AQ472","v":103.54244058570191},{"$f":"Hydropower!AR472","v":103.54244058570191},{"$f":"Hydropower!AS472","v":103.54244058570191},{"$f":"Hydropower!AT472","v":103.54244058570191},{"$f":"Hydropower!AU472","v":103.54244058570191},{"$f":"Hydropower!AV472","v":103.54244058570191}]
[null,null,null,null,{"$f":"Hydropower!K473","v":"NSD 2 - high"},null,null,null,null,null,null,null,null,null,null,null,null,null,null,null,null,null,{"$f":"Hydropower!L473","v":103.54244058570191},{"$f":"Hydropower!M473","v":103.54244058570191},{"$f":"Hydropower!N473","v":103.54244058570191},{"$f":"Hydropower!O473","v":103.54244058570191},{"$f":"Hydropower!P473","v":103.54244058570191},{"$f":"Hydropower!Q473","v":103.54244058570191},{"$f":"Hydropower!R473","v":103.54244058570191},{"$f":"Hydropower!S473","v":103.54244058570191},{"$f":"Hydropower!T473","v":103.54244058570191},{"$f":"Hydropower!U473","v":103.54244058570191},{"$f":"Hydropower!V473","v":103.54244058570191},{"$f":"Hydropower!W473","v":103.54244058570191},{"$f":"Hydropower!X473","v":103.54244058570191},{"$f":"Hydropower!Y473","v":103.54244058570191},{"$f":"Hydropower!Z473","v":103.54244058570191},{"$f":"Hydropower!AA473","v":103.54244058570191},{"$f":"Hydropower!AB473","v":103.54244058570191},{"$f":"Hydropower!AC473","v":103.54244058570191},{"$f":"Hydropower!AD473","v":103.54244058570191},{"$f":"Hydropower!AE473","v":103.54244058570191},{"$f":"Hydropower!AF473","v":103.54244058570191},{"$f":"Hydropower!AG473","v":103.54244058570191},{"$f":"Hydropower!AH473","v":103.54244058570191},{"$f":"Hydropower!AI473","v":103.54244058570191},{"$f":"Hydropower!AJ473","v":103.54244058570191},{"$f":"Hydropower!AK473","v":103.54244058570191},{"$f":"Hydropower!AL473","v":103.54244058570191},{"$f":"Hydropower!AM473","v":103.54244058570191},{"$f":"Hydropower!AN473","v":103.54244058570191},{"$f":"Hydropower!AO473","v":103.54244058570191},{"$f":"Hydropower!AP473","v":103.54244058570191},{"$f":"Hydropower!AQ473","v":103.54244058570191},{"$f":"Hydropower!AR473","v":103.54244058570191},{"$f":"Hydropower!AS473","v":103.54244058570191},{"$f":"Hydropower!AT473","v":103.54244058570191},{"$f":"Hydropower!AU473","v":103.54244058570191},{"$f":"Hydropower!AV473","v":103.54244058570191}]
[null,null,null,null,{"$f":"Hydropower!K474","v":"NSD 3 - low"},null,null,null,null,null,null,null,null,null,null,null,null,null,null,null,null,null,{"$f":"Hydropower!L474","v":125.25972691636782},{"$f":"Hydropower!M474","v":125.25972691636782},{"$f":"Hydropower!N474","v":125.25972691636782},{"$f":"Hydropower!O474","v":125.25972691636782},{"$f":"Hydropower!P474","v":125.25972691636782},{"$f":"Hydropower!Q474","v":125.25972691636782},{"$f":"Hydropower!R474","v":125.25972691636782},{"$f":"Hydropower!S474","v":125.25972691636782},{"$f":"Hydropower!T474","v":125.25972691636782},{"$f":"Hydropower!U474","v":125.25972691636782},{"$f":"Hydropower!V474","v":125.25972691636782},{"$f":"Hydropower!W474","v":125.25972691636782},{"$f":"Hydropower!X474","v":125.25972691636782},{"$f":"Hydropower!Y474","v":125.25972691636782},{"$f":"Hydropower!Z474","v":125.25972691636782},{"$f":"Hydropower!AA474","v":125.25972691636782},{"$f":"Hydropower!AB474","v":125.25972691636782},{"$f":"Hydropower!AC474","v":125.25972691636782},{"$f":"Hydropower!AD474","v":125.25972691636782},{"$f":"Hydropower!AE474","v":125.25972691636782},{"$f":"Hydropower!AF474","v":125.25972691636782},{"$f":"Hydropower!AG474","v":125.25972691636782},{"$f":"Hydropower!AH474","v":125.25972691636782},{"$f":"Hydropower!AI474","v":125.25972691636782},{"$f":"Hydropower!AJ474","v":125.25972691636782},{"$f":"Hydropower!AK474","v":125.25972691636782},{"$f":"Hydropower!AL474","v":125.25972691636782},{"$f":"Hydropower!AM474","v":125.25972691636782},{"$f":"Hydropower!AN474","v":125.25972691636782},{"$f":"Hydropower!AO474","v":125.25972691636782},{"$f":"Hydropower!AP474","v":125.25972691636782},{"$f":"Hydropower!AQ474","v":125.25972691636782},{"$f":"Hydropower!AR474","v":125.25972691636782},{"$f":"Hydropower!AS474","v":125.25972691636782},{"$f":"Hydropower!AT474","v":125.25972691636782},{"$f":"Hydropower!AU474","v":125.25972691636782},{"$f":"Hydropower!AV474","v":125.25972691636782}]
[null,null,null,null,{"$f":"Hydropower!K475","v":"NSD 3 - mid"},null,null,null,null,null,null,null,null,null,null,null,null,null,null,null,null,{"$f":"Hydropower!L145","v":125.25972691636782},{"$f":"Hydropower!L475","v":125.25972691636782},{"$f":"Hydropower!M475","v":125.25972691636782},{"$f":"Hydropower!N475","v":125.25972691636782},{"$f":"Hydropower!O475","v":125.25972691636782},{"$f":"Hydropower!P475","v":125.25972691636782},{"$f":"Hydropower!Q475","v":125.25972691636782},{"$f":"Hydropower!R475","v":125.25972691636782},{"$f":"Hydropower!S475","v":125.25972691636782},{"$f":"Hydropower!T475","v":125.25972691636782},{"$f":"Hydropower!U475","v":125.25972691636782},{"$f":"Hydropower!V475","v":125.25972691636782},{"$f":"Hydropower!W475","v":125.25972691636782},{"$f":"Hydropower!X475","v":125.25972691636782},{"$f":"Hydropower!Y475","v":125.25972691636782},{"$f":"Hydropower!Z475","v":125.25972691636782},{"$f":"Hydropower!AA475","v":125.25972691636782},{"$f":"Hydropower!AB475","v":125.25972691636782},{"$f":"Hydropower!AC475","v":125.25972691636782},{"$f":"Hydropower!AD475","v":125.25972691636782},{"$f":"Hydropower!AE475","v":125.25972691636782},{"$f":"Hydropower!AF475","v":125.25972691636782},{"$f":"Hydropower!AG475","v":125.25972691636782},{"$f":"Hydropower!AH475","v":125.25972691636782},{"$f":"Hydropower!AI475","v":125.25972691636782},{"$f":"Hydropower!AJ475","v":125.25972691636782},{"$f":"Hydropower!AK475","v":125.25972691636782},{"$f":"Hydropower!AL475","v":125.25972691636782},{"$f":"Hydropower!AM475","v":125.25972691636782},{"$f":"Hydropower!AN475","v":125.25972691636782},{"$f":"Hydropower!AO475","v":125.25972691636782},{"$f":"Hydropower!AP475","v":125.25972691636782},{"$f":"Hydropower!AQ475","v":125.25972691636782},{"$f":"Hydropower!AR475","v":125.25972691636782},{"$f":"Hydropower!AS475","v":125.25972691636782},{"$f":"Hydropower!AT475","v":125.25972691636782},{"$f":"Hydropower!AU475","v":125.25972691636782},{"$f":"Hydropower!AV475","v":125.25972691636782}]
[null,null,null,null,{"$f":"Hydropower!K476","v":"NSD 3 - high"},null,null,null,null,null,null,null,null,null,null,null,null,null,null,null,null,null,{"$f":"Hydropower!L476","v":125.25972691636782},{"$f":"Hydropower!M476","v":125.25972691636782},{"$f":"Hydropower!N476","v":125.25972691636782},{"$f":"Hydropower!O476","v":125.25972691636782},{"$f":"Hydropower!P476","v":125.25972691636782},{"$f":"Hydropower!Q476","v":125.25972691636782},{"$f":"Hydropower!R476","v":125.25972691636782},{"$f":"Hydropower!S476","v":125.25972691636782},{"$f":"Hydropower!T476","v":125.25972691636782},{"$f":"Hydropower!U476","v":125.25972691636782},{"$f":"Hydropower!V476","v":125.25972691636782},{"$f":"Hydropower!W476","v":125.25972691636782},{"$f":"Hydropower!X476","v":125.25972691636782},{"$f":"Hydropower!Y476","v":125.25972691636782},{"$f":"Hydropower!Z476","v":125.25972691636782},{"$f":"Hydropower!AA476","v":125.25972691636782},{"$f":"Hydropower!AB476","v":125.25972691636782},{"$f":"Hydropower!AC476","v":125.25972691636782},{"$f":"Hydropower!AD476","v":125.25972691636782},{"$f":"Hydropower!AE476","v":125.25972691636782},{"$f":"Hydropower!AF476","v":125.25972691636782},{"$f":"Hydropower!AG476","v":125.25972691636782},{"$f":"Hydropower!AH476","v":125.25972691636782},{"$f":"Hydropower!AI476","v":125.25972691636782},{"$f":"Hydropower!AJ476","v":125.25972691636782},{"$f":"Hydropower!AK476","v":125.25972691636782},{"$f":"Hydropower!AL476","v":125.25972691636782},{"$f":"Hydropower!AM476","v":125.25972691636782},{"$f":"Hydropower!AN476","v":125.25972691636782},{"$f":"Hydropower!AO476","v":125.25972691636782},{"$f":"Hydropower!AP476","v":125.25972691636782},{"$f":"Hydropower!AQ476","v":125.25972691636782},{"$f":"Hydropower!AR476","v":125.25972691636782},{"$f":"Hydropower!AS476","v":125.25972691636782},{"$f":"Hydropower!AT476","v":125.25972691636782},{"$f":"Hydropower!AU476","v":125.25972691636782},{"$f":"Hydropower!AV476","v":125.25972691636782}]
[null,null,null,null,{"$f":"Hydropower!K477","v":"NSD 4 - low"},null,null,null,null,null,null,null,null,null,null,null,null,null,null,null,null,null,{"$f":"Hydropower!L477","v":145.07108679865806},{"$f":"Hydropower!M477","v":145.07108679865806},{"$f":"Hydropower!N477","v":145.07108679865806},{"$f":"Hydropower!O477","v":145.07108679865806},{"$f":"Hydropower!P477","v":145.07108679865806},{"$f":"Hydropower!Q477","v":145.07108679865806},{"$f":"Hydropower!R477","v":145.07108679865806},{"$f":"Hydropower!S477","v":145.07108679865806},{"$f":"Hydropower!T477","v":145.07108679865806},{"$f":"Hydropower!U477","v":145.07108679865806},{"$f":"Hydropower!V477","v":145.07108679865806},{"$f":"Hydropower!W477","v":145.07108679865806},{"$f":"Hydropower!X477","v":145.07108679865806},{"$f":"Hydropower!Y477","v":145.07108679865806},{"$f":"Hydropower!Z477","v":145.07108679865806},{"$f":"Hydropower!AA477","v":145.07108679865806},{"$f":"Hydropower!AB477","v":145.07108679865806},{"$f":"Hydropower!AC477","v":145.07108679865806},{"$f":"Hydropower!AD477","v":145.07108679865806},{"$f":"Hydropower!AE477","v":145.07108679865806},{"$f":"Hydropower!AF477","v":145.07108679865806},{"$f":"Hydropower!AG477","v":145.07108679865806},{"$f":"Hydropower!AH477","v":145.07108679865806},{"$f":"Hydropower!AI477","v":145.07108679865806},{"$f":"Hydropower!AJ477","v":145.07108679865806},{"$f":"Hydropower!AK477","v":145.07108679865806},{"$f":"Hydropower!AL477","v":145.07108679865806},{"$f":"Hydropower!AM477","v":145.07108679865806},{"$f":"Hydropower!AN477","v":145.07108679865806},{"$f":"Hydropower!AO477","v":145.07108679865806},{"$f":"Hydropower!AP477","v":145.07108679865806},{"$f":"Hydropower!AQ477","v":145.07108679865806},{"$f":"Hydropower!AR477","v":145.07108679865806},{"$f":"Hydropower!AS477","v":145.07108679865806},{"$f":"Hydropower!AT477","v":145.07108679865806},{"$f":"Hydropower!AU477","v":145.07108679865806},{"$f":"Hydropower!AV477","v":145.07108679865806}]
[null,null,null,null,{"$f":"Hydropower!K478","v":"NSD 4 - mid"},null,null,null,null,null,null,null,null,null,null,null,null,null,null,null,null,{"$f":"Hydropower!L146","v":145.07108679865806},{"$f":"Hydropower!L478","v":145.07108679865806},{"$f":"Hydropower!M478","v":145.07108679865806},{"$f":"Hydropower!N478","v":145.07108679865806},{"$f":"Hydropower!O478","v":145.07108679865806},{"$f":"Hydropower!P478","v":145.07108679865806},{"$f":"Hydropower!Q478","v":145.07108679865806},{"$f":"Hydropower!R478","v":145.07108679865806},{"$f":"Hydropower!S478","v":145.07108679865806},{"$f":"Hydropower!T478","v":145.07108679865806},{"$f":"Hydropower!U478","v":145.07108679865806},{"$f":"Hydropower!V478","v":145.07108679865806},{"$f":"Hydropower!W478","v":145.07108679865806},{"$f":"Hydropower!X478","v":145.07108679865806},{"$f":"Hydropower!Y478","v":145.07108679865806},{"$f":"Hydropower!Z478","v":145.07108679865806},{"$f":"Hydropower!AA478","v":145.07108679865806},{"$f":"Hydropower!AB478","v":145.07108679865806},{"$f":"Hydropower!AC478","v":145.07108679865806},{"$f":"Hydropower!AD478","v":145.07108679865806},{"$f":"Hydropower!AE478","v":145.07108679865806},{"$f":"Hydropower!AF478","v":145.07108679865806},{"$f":"Hydropower!AG478","v":145.07108679865806},{"$f":"Hydropower!AH478","v":145.07108679865806},{"$f":"Hydropower!AI478","v":145.07108679865806},{"$f":"Hydropower!AJ478","v":145.07108679865806},{"$f":"Hydropower!AK478","v":145.07108679865806},{"$f":"Hydropower!AL478","v":145.07108679865806},{"$f":"Hydropower!AM478","v":145.07108679865806},{"$f":"Hydropower!AN478","v":145.07108679865806},{"$f":"Hydropower!AO478","v":145.07108679865806},{"$f":"Hydropower!AP478","v":145.07108679865806},{"$f":"Hydropower!AQ478","v":145.07108679865806},{"$f":"Hydropower!AR478","v":145.07108679865806},{"$f":"Hydropower!AS478","v":145.07108679865806},{"$f":"Hydropower!AT478","v":145.07108679865806},{"$f":"Hydropower!AU478","v":145.07108679865806},{"$f":"Hydropower!AV478","v":145.07108679865806}]
[null,null,null,null,{"$f":"Hydropower!K479","v":"NSD 4 - high"},null,null,null,null,null,null,null,null,null,null,null,null,null,null,null,null,null,{"$f":"Hydropower!L479","v":145.07108679865806},{"$f":"Hydropower!M479","v":145.07108679865806},{"$f":"Hydropower!N479","v":145.07108679865806},{"$f":"Hydropower!O479","v":145.07108679865806},{"$f":"Hydropower!P479","v":145.07108679865806},{"$f":"Hydropower!Q479","v":145.07108679865806},{"$f":"Hydropower!R479","v":145.07108679865806},{"$f":"Hydropower!S479","v":145.07108679865806},{"$f":"Hydropower!T479","v":145.07108679865806},{"$f":"Hydropower!U479","v":145.07108679865806},{"$f":"Hydropower!V479","v":145.07108679865806},{"$f":"Hydropower!W479","v":145.07108679865806},{"$f":"Hydropower!X479","v":145.07108679865806},{"$f":"Hydropower!Y479","v":145.07108679865806},{"$f":"Hydropower!Z479","v":145.07108679865806},{"$f":"Hydropower!AA479","v":145.07108679865806},{"$f":"Hydropower!AB479","v":145.07108679865806},{"$f":"Hydropower!AC479","v":145.07108679865806},{"$f":"Hydropower!AD479","v":145.07108679865806},{"$f":"Hydropower!AE479","v":145.07108679865806},{"$f":"Hydropower!AF479","v":145.07108679865806},{"$f":"Hydropower!AG479","v":145.07108679865806},{"$f":"Hydropower!AH479","v":145.07108679865806},{"$f":"Hydropower!AI479","v":145.07108679865806},{"$f":"Hydropower!AJ479","v":145.07108679865806},{"$f":"Hydropower!AK479","v":145.07108679865806},{"$f":"Hydropower!AL479","v":145.07108679865806},{"$f":"Hydropower!AM479","v":145.07108679865806},{"$f":"Hydropower!AN479","v":145.07108679865806},{"$f":"Hydropower!AO479","v":145.07108679865806},{"$f":"Hydropower!AP479","v":145.07108679865806},{"$f":"Hydropower!AQ479","v":145.07108679865806},{"$f":"Hydropower!AR479","v":145.07108679865806},{"$f":"Hydropower!AS479","v":145.07108679865806},{"$f":"Hydropower!AT479","v":145.07108679865806},{"$f":"Hydropower!AU479","v":145.07108679865806},{"$f":"Hydropower!AV479","v":145.07108679865806}]
[null,null,null,null,{"$f":"Hydropower!K480","v":"NSD 5 - low"},null,null,null,null,null,null,null,null,null,null,null,null,null,null,null,null,null,{"$f":"Hydropower!L480","v":177.68094564692737},{"$f":"Hydropower!M480","v":177.68094564692737},{"$f":"Hydropower!N480","v":177.68094564692737},{"$f":"Hydropower!O480","v":177.68094564692737},{"$f":"Hydropower!P480","v":177.68094564692737},{"$f":"Hydropower!Q480","v":177.68094564692737},{"$f":"Hydropower!R480","v":177.68094564692737},{"$f":"Hydropower!S480","v":177.68094564692737},{"$f":"Hydropower!T480","v":177.68094564692737},{"$f":"Hydropower!U480","v":177.68094564692737},{"$f":"Hydropower!V480","v":177.68094564692737},{"$f":"Hydropower!W480","v":177.68094564692737},{"$f":"Hydropower!X480","v":177.68094564692737},{"$f":"Hydropower!Y480","v":177.68094564692737},{"$f":"Hydropower!Z480","v":177.68094564692737},{"$f":"Hydropower!AA480","v":177.68094564692737},{"$f":"Hydropower!AB480","v":177.68094564692737},{"$f":"Hydropower!AC480","v":177.68094564692737},{"$f":"Hydropower!AD480","v":177.68094564692737},{"$f":"Hydropower!AE480","v":177.68094564692737},{"$f":"Hydropower!AF480","v":177.68094564692737},{"$f":"Hydropower!AG480","v":177.68094564692737},{"$f":"Hydropower!AH480","v":177.68094564692737},{"$f":"Hydropower!AI480","v":177.68094564692737},{"$f":"Hydropower!AJ480","v":177.68094564692737},{"$f":"Hydropower!AK480","v":177.68094564692737},{"$f":"Hydropower!AL480","v":177.68094564692737},{"$f":"Hydropower!AM480","v":177.68094564692737},{"$f":"Hydropower!AN480","v":177.68094564692737},{"$f":"Hydropower!AO480","v":177.68094564692737},{"$f":"Hydropower!AP480","v":177.68094564692737},{"$f":"Hydropower!AQ480","v":177.68094564692737},{"$f":"Hydropower!AR480","v":177.68094564692737},{"$f":"Hydropower!AS480","v":177.68094564692737},{"$f":"Hydropower!AT480","v":177.68094564692737},{"$f":"Hydropower!AU480","v":177.68094564692737},{"$f":"Hydropower!AV480","v":177.68094564692737}]
[null,null,null,null,{"$f":"Hydropower!K481","v":"NSD 5 - mid"},null,null,null,null,null,null,null,null,null,null,null,null,null,null,null,null,{"$f":"Hydropower!L147","v":177.68094564692737},{"$f":"Hydropower!L481","v":177.68094564692737},{"$f":"Hydropower!M481","v":177.68094564692737},{"$f":"Hydropower!N481","v":177.68094564692737},{"$f":"Hydropower!O481","v":177.68094564692737},{"$f":"Hydropower!P481","v":177.68094564692737},{"$f":"Hydropower!Q481","v":177.68094564692737},{"$f":"Hydropower!R481","v":177.68094564692737},{"$f":"Hydropower!S481","v":177.68094564692737},{"$f":"Hydropower!T481","v":177.68094564692737},{"$f":"Hydropower!U481","v":177.68094564692737},{"$f":"Hydropower!V481","v":177.68094564692737},{"$f":"Hydropower!W481","v":177.68094564692737},{"$f":"Hydropower!X481","v":177.68094564692737},{"$f":"Hydropower!Y481","v":177.68094564692737},{"$f":"Hydropower!Z481","v":177.68094564692737},{"$f":"Hydropower!AA481","v":177.68094564692737},{"$f":"Hydropower!AB481","v":177.68094564692737},{"$f":"Hydropower!AC481","v":177.68094564692737},{"$f":"Hydropower!AD481","v":177.68094564692737},{"$f":"Hydropower!AE481","v":177.68094564692737},{"$f":"Hydropower!AF481","v":177.68094564692737},{"$f":"Hydropower!AG481","v":177.68094564692737},{"$f":"Hydropower!AH481","v":177.68094564692737},{"$f":"Hydropower!AI481","v":177.68094564692737},{"$f":"Hydropower!AJ481","v":177.68094564692737},{"$f":"Hydropower!AK481","v":177.68094564692737},{"$f":"Hydropower!AL481","v":177.68094564692737},{"$f":"Hydropower!AM481","v":177.68094564692737},{"$f":"Hydropower!AN481","v":177.68094564692737},{"$f":"Hydropower!AO481","v":177.68094564692737},{"$f":"Hydropower!AP481","v":177.68094564692737},{"$f":"Hydropower!AQ481","v":177.68094564692737},{"$f":"Hydropower!AR481","v":177.68094564692737},{"$f":"Hydropower!AS481","v":177.68094564692737},{"$f":"Hydropower!AT481","v":177.68094564692737},{"$f":"Hydropower!AU481","v":177.68094564692737},{"$f":"Hydropower!AV481","v":177.68094564692737}]
[null,null,null,null,{"$f":"Hydropower!K482","v":"NSD 5 - high"},null,null,null,null,null,null,null,null,null,null,null,null,null,null,null,null,null,{"$f":"Hydropower!L482","v":177.68094564692737},{"$f":"Hydropower!M482","v":177.68094564692737},{"$f":"Hydropower!N482","v":177.68094564692737},{"$f":"Hydropower!O482","v":177.68094564692737},{"$f":"Hydropower!P482","v":177.68094564692737},{"$f":"Hydropower!Q482","v":177.68094564692737},{"$f":"Hydropower!R482","v":177.68094564692737},{"$f":"Hydropower!S482","v":177.68094564692737},{"$f":"Hydropower!T482","v":177.68094564692737},{"$f":"Hydropower!U482","v":177.68094564692737},{"$f":"Hydropower!V482","v":177.68094564692737},{"$f":"Hydropower!W482","v":177.68094564692737},{"$f":"Hydropower!X482","v":177.68094564692737},{"$f":"Hydropower!Y482","v":177.68094564692737},{"$f":"Hydropower!Z482","v":177.68094564692737},{"$f":"Hydropower!AA482","v":177.68094564692737},{"$f":"Hydropower!AB482","v":177.68094564692737},{"$f":"Hydropower!AC482","v":177.68094564692737},{"$f":"Hydropower!AD482","v":177.68094564692737},{"$f":"Hydropower!AE482","v":177.68094564692737},{"$f":"Hydropower!AF482","v":177.68094564692737},{"$f":"Hydropower!AG482","v":177.68094564692737},{"$f":"Hydropower!AH482","v":177.68094564692737},{"$f":"Hydropower!AI482","v":177.68094564692737},{"$f":"Hydropower!AJ482","v":177.68094564692737},{"$f":"Hydropower!AK482","v":177.68094564692737},{"$f":"Hydropower!AL482","v":177.68094564692737},{"$f":"Hydropower!AM482","v":177.68094564692737},{"$f":"Hydropower!AN482","v":177.68094564692737},{"$f":"Hydropower!AO482","v":177.68094564692737},{"$f":"Hydropower!AP482","v":177.68094564692737},{"$f":"Hydropower!AQ482","v":177.68094564692737},{"$f":"Hydropower!AR482","v":177.68094564692737},{"$f":"Hydropower!AS482","v":177.68094564692737},{"$f":"Hydropower!AT482","v":177.68094564692737},{"$f":"Hydropower!AU482","v":177.68094564692737},{"$f":"Hydropower!AV482","v":177.68094564692737}]
[]
[]
[]
[]
[]
["Conventional - Coal"]
[null,null,null,null,null,{"$f":"F4","v":2000},2001,2002,2003,2004,2005,2006,2007,2008,2009,2010,2011,2012,2010,2011,2012,2013,2014,2015,2016,2017,2018,2019,2020,2021,2022,2023,2024,2025,2026,2027,2028,2029,2030,2031,{"$f":"AO4","v":2032},2033,2034,2035,2036,2037,2038,2039,2040,2041,2042,2043,2044,2045,2046,2047,2048,2049,{"$f":"BG4","v":2050}]
[null,"Coal",null,"Levelized Cost of Energy ($/MWh)",{"$f":"'Conventional - Coal'!K213","v":"Coal-new - Low"},null,null,null,null,null,null,null,null,null,null,null,null,null,null,null,null,null,null,null,{"$f":"'Conventional - Coal'!N213","v":123.62518090810251},{"$f":"'Conventional - Coal'!O213","v":120.13837404485432},{"$f":"'Conventional - Coal'!P213","v":119.70560157289005},{"$f":"'Conventional - Coal'!Q213","v":119.28619522658467},{"$f":"'Conventional - Coal'!R213","v":118.65438025450572},{"$f":"'Conventional - Coal'!S213","v":118.10960388979953},{"$f":"'Conventional - Coal'!T213","v":117.64505542814491},{"$f":"'Conventional - Coal'!U213","v":117.11192780609218},{"$f":"'Conventional - Coal'!V213","v":116.46937137579832},{"$f":"'Conventional - Coal'!W213","v":115.96608010744036},{"$f":"'Conventional - Coal'!X213","v":115.31712699116466},{"$f":"'Conventional - Coal'!Y213","v":114.87570465427987},{"$f":"'Conventional - Coal'!Z213","v":114.38735029167319},{"$f":"'Conventional - Coal'!AA213","v":113.86059261869569},{"$f":"'Conventional - Coal'!AB213","v":113.34307054161937},{"$f":"'Conventional - Coal'!AC213","v":112.83275152088801},{"$f":"'Conventional - Coal'!AD213","v":112.32284682259812},{"$f":"'Conventional - Coal'!AE213","v":111.88407850621569},{"$f":"'Conventional - Coal'!AF213","v":111.38007272119114},{"$f":"'Conventional - Coal'!AG213","v":110.98333287187479},{"$f":"'Conventional - Coal'!AH213","v":110.50044545198764},{"$f":"'Conventional - Coal'!AI213","v":110.11244060163027},{"$f":"'Conventional - Coal'!AJ213","v":109.6952910175203},{"$f":"'Conventional - Coal'!AK213","v":109.34879073266681},{"$f":"'Conventional - Coal'!AL213","v":108.89734607671475},{"$f":"'Conventional - Coal'!AM213","v":108.89734607671475},{"$f":"'Conventional - Coal'!AN213","v":108.89734607671475},{"$f":"'Conventional - Coal'!AO213","v":108.89734607671475},{"$f":"'Conventional - Coal'!AP213","v":108.89734607671475},{"$f":"'Conventional - Coal'!AQ213","v":108.89734607671475},{"$f":"'Conventional - Coal'!AR213","v":108.89734607671475},{"$f":"'Conventional - Coal'!AS213","v":108.89734607671475},{"$f":"'Conventional - Coal'!AT213","v":108.89734607671475},{"$f":"'Conventional - Coal'!AU213","v":108.89734607671475},{"$f":"'Conventional - Coal'!AV213","v":108.89734607671475}]
[null,null,null,null,{"$f":"'Conventional - Coal'!K214","v":"Coal-new - Mid"},{"$f":"'Conventional - Coal'!#REF!","v":{"$error":"#REF!"}},{"$f":"'Conventional - Coal'!#REF!","v":{"$error":"#REF!"}},{"$f":"'Conventional - Coal'!#REF!","v":{"$error":"#REF!"}},{"$f":"'Conventional - Coal'!#REF!","v":{"$error":"#REF!"}},{"$f":"'Conventional - Coal'!#REF!","v":{"$error":"#REF!"}},{"$f":"'Conventional - Coal'!#REF!","v":{"$error":"#REF!"}},{"$f":"'Conventional - Coal'!#REF!","v":{"$error":"#REF!"}},{"$f":"'Conventional - Coal'!#REF!","v":{"$error":"#REF!"}},{"$f":"'Conventional - Coal'!#REF!","v":{"$error":"#REF!"}},{"$f":"'Conventional - Coal'!#REF!","v":{"$error":"#REF!"}},{"$f":"'Conventional - Coal'!#REF!","v":{"$error":"#REF!"}},{"$f":"'Conventional - Coal'!#REF!","v":{"$error":"#REF!"}},{"$f":"'Conventional - Coal'!#REF!","v":{"$error":"#REF!"}},null,null,null,{"$f":"'Conventional - Coal'!L71","v":110.8750985392729},null,null,{"$f":"'Conventional - Coal'!N214","v":124.59415004910251},{"$f":"'Conventional - Coal'!O214","v":121.55440591420431},{"$f":"'Conventional - Coal'!P214","v":121.51198421284005},{"$f":"'Conventional - Coal'!Q214","v":121.50762260258466},{"$f":"'Conventional - Coal'!R214","v":121.29385458430572},{"$f":"'Conventional - Coal'!S214","v":121.24449813619952},{"$f":"'Conventional - Coal'!T214","v":121.19210234064492},{"$f":"'Conventional - Coal'!U214","v":121.06395971859217},{"$f":"'Conventional - Coal'!V214","v":120.94317355899832},{"$f":"'Conventional - Coal'!W214","v":120.90455937974036},{"$f":"'Conventional - Coal'!X214","v":120.75231689466466},{"$f":"'Conventional - Coal'!Y214","v":120.75136241497988},{"$f":"'Conventional - Coal'!Z214","v":120.73354893857318},{"$f":"'Conventional - Coal'!AA214","v":120.63797995219568},{"$f":"'Conventional - Coal'!AB214","v":120.62295246351937},{"$f":"'Conventional - Coal'!AC214","v":120.53589136598801},{"$f":"'Conventional - Coal'!AD214","v":120.44573163529812},{"$f":"'Conventional - Coal'!AE214","v":120.43768183721569},{"$f":"'Conventional - Coal'!AF214","v":120.34766367589114},{"$f":"'Conventional - Coal'!AG214","v":120.35111688977479},{"$f":"'Conventional - Coal'!AH214","v":120.29688989298765},{"$f":"'Conventional - Coal'!AI214","v":120.29341174323027},{"$f":"'Conventional - Coal'!AJ214","v":120.25607830562029},{"$f":"'Conventional - Coal'!AK214","v":120.37947131666681},{"$f":"'Conventional - Coal'!AL214","v":120.40608136861475},{"$f":"'Conventional - Coal'!AM214","v":120.40608136861475},{"$f":"'Conventional - Coal'!AN214","v":120.40608136861475},{"$f":"'Conventional - Coal'!AO214","v":120.40608136861475},{"$f":"'Conventional - Coal'!AP214","v":120.40608136861475},{"$f":"'Conventional - Coal'!AQ214","v":120.40608136861475},{"$f":"'Conventional - Coal'!AR214","v":120.40608136861475},{"$f":"'Conventional - Coal'!AS214","v":120.40608136861475},{"$f":"'Conventional - Coal'!AT214","v":120.40608136861475},{"$f":"'Conventional - Coal'!AU214","v":120.40608136861475},{"$f":"'Conventional - Coal'!AV214","v":120.40608136861475}]
[null,null,null,null,{"$f":"'Conventional - Coal'!K215","v":"Coal-new - High"},null,null,null,null,null,null,null,null,null,null,null,null,null,null,null,null,null,null,null,{"$f":"'Conventional - Coal'!N215","v":125.63593669080251},{"$f":"'Conventional - Coal'!O215","v":123.1467774890543},{"$f":"'Conventional - Coal'!P215","v":123.46190434654005},{"$f":"'Conventional - Coal'!Q215","v":123.93852247118465},{"$f":"'Conventional - Coal'!R215","v":124.31653047130573},{"$f":"'Conventional - Coal'!S215","v":124.86511178179953},{"$f":"'Conventional - Coal'!T215","v":125.35441560939492},{"$f":"'Conventional - Coal'!U215","v":125.88973788734218},{"$f":"'Conventional - Coal'!V215","v":126.34197421029832},{"$f":"'Conventional - Coal'!W215","v":126.96067305664036},{"$f":"'Conventional - Coal'!X215","v":127.58601797096466},{"$f":"'Conventional - Coal'!Y215","v":128.48518739497987},{"$f":"'Conventional - Coal'!Z215","v":129.17975873297317},{"$f":"'Conventional - Coal'!AA215","v":129.94601711159569},{"$f":"'Conventional - Coal'!AB215","v":130.64656803331937},{"$f":"'Conventional - Coal'!AC215","v":131.341015361388},{"$f":"'Conventional - Coal'!AD215","v":132.03205356779813},{"$f":"'Conventional - Coal'!AE215","v":132.84966366001569},{"$f":"'Conventional - Coal'!AF215","v":133.59908220729113},{"$f":"'Conventional - Coal'!AG215","v":134.53341542857478},{"$f":"'Conventional - Coal'!AH215","v":135.44245682528765},{"$f":"'Conventional - Coal'!AI215","v":136.58604738993026},{"$f":"'Conventional - Coal'!AJ215","v":137.40579527882031},{"$f":"'Conventional - Coal'!AK215","v":138.55545036446682},{"$f":"'Conventional - Coal'!AL215","v":139.62143397681476},{"$f":"'Conventional - Coal'!AM215","v":139.62143397681476},{"$f":"'Conventional - Coal'!AN215","v":139.62143397681476},{"$f":"'Conventional - Coal'!AO215","v":139.62143397681476},{"$f":"'Conventional - Coal'!AP215","v":139.62143397681476},{"$f":"'Conventional - Coal'!AQ215","v":139.62143397681476},{"$f":"'Conventional - Coal'!AR215","v":139.62143397681476},{"$f":"'Conventional - Coal'!AS215","v":139.62143397681476},{"$f":"'Conventional - Coal'!AT215","v":139.62143397681476},{"$f":"'Conventional - Coal'!AU215","v":139.62143397681476},{"$f":"'Conventional - Coal'!AV215","v":139.62143397681476}]
[null,null,null,null,{"$f":"'Conventional - Coal'!K216","v":"Coal-IGCC - Low"},null,null,null,null,null,null,null,null,null,null,null,null,null,null,null,null,null,{"$f":"'Conventional - Coal'!L216","v":139.4520215035146},{"$f":"'Conventional - Coal'!M216","v":139.54754702066458},{"$f":"'Conventional - Coal'!N216","v":139.19112924286458},{"$f":"'Conventional - Coal'!O216","v":139.1171432132646},{"$f":"'Conventional - Coal'!P216","v":139.06825447966457},{"$f":"'Conventional - Coal'!Q216","v":138.8121084503646},{"$f":"'Conventional - Coal'!R216","v":138.42425643721458},{"$f":"'Conventional - Coal'!S216","v":138.02280975766459},{"$f":"'Conventional - Coal'!T216","v":137.72648028436458},{"$f":"'Conventional - Coal'!U216","v":137.3960847923646},{"$f":"'Conventional - Coal'!V216","v":137.0158412090646},{"$f":"'Conventional - Coal'!W216","v":136.70167355736459},{"$f":"'Conventional - Coal'!X216","v":136.53085362486459},{"$f":"'Conventional - Coal'!Y216","v":136.37890782036459},{"$f":"'Conventional - Coal'!Z216","v":136.19081685086459},{"$f":"'Conventional - Coal'!AA216","v":136.02289306861459},{"$f":"'Conventional - Coal'!AB216","v":135.8533057013646},{"$f":"'Conventional - Coal'!AC216","v":135.67260256161458},{"$f":"'Conventional - Coal'!AD216","v":135.50360501086459},{"$f":"'Conventional - Coal'!AE216","v":135.33484943611461},{"$f":"'Conventional - Coal'!AF216","v":135.16247934486461},{"$f":"'Conventional - Coal'!AG216","v":135.01479080561461},{"$f":"'Conventional - Coal'!AH216","v":134.84657211511458},{"$f":"'Conventional - Coal'!AI216","v":134.69179821611459},{"$f":"'Conventional - Coal'!AJ216","v":134.53284266936458},{"$f":"'Conventional - Coal'!AK216","v":134.38166060161458},{"$f":"'Conventional - Coal'!AL216","v":134.24546592236459},{"$f":"'Conventional - Coal'!AM216","v":134.24546592236459},{"$f":"'Conventional - Coal'!AN216","v":134.24546592236459},{"$f":"'Conventional - Coal'!AO216","v":134.24546592236459},{"$f":"'Conventional - Coal'!AP216","v":134.24546592236459},{"$f":"'Conventional - Coal'!AQ216","v":134.24546592236459},{"$f":"'Conventional - Coal'!AR216","v":134.24546592236459},{"$f":"'Conventional - Coal'!AS216","v":134.24546592236459},{"$f":"'Conventional - Coal'!AT216","v":134.24546592236459},{"$f":"'Conventional - Coal'!AU216","v":134.24546592236459},{"$f":"'Conventional - Coal'!AV216","v":134.24546592236459}]
[null,null,null,null,{"$f":"'Conventional - Coal'!K217","v":"Coal-IGCC - Mid"},{"$f":"'Conventional - Coal'!#REF!","v":{"$error":"#REF!"}},{"$f":"'Conventional - Coal'!#REF!","v":{"$error":"#REF!"}},{"$f":"'Conventional - Coal'!#REF!","v":{"$error":"#REF!"}},{"$f":"'Conventional - Coal'!#REF!","v":{"$error":"#REF!"}},{"$f":"'Conventional - Coal'!#REF!","v":{"$error":"#REF!"}},{"$f":"'Conventional - Coal'!#REF!","v":{"$error":"#REF!"}},{"$f":"'Conventional - Coal'!#REF!","v":{"$error":"#REF!"}},{"$f":"'Conventional - Coal'!#REF!","v":{"$error":"#REF!"}},{"$f":"'Conventional - Coal'!#REF!","v":{"$error":"#REF!"}},{"$f":"'Conventional - Coal'!#REF!","v":{"$error":"#REF!"}},{"$f":"'Conventional - Coal'!#REF!","v":{"$error":"#REF!"}},{"$f":"'Conventional - Coal'!#REF!","v":{"$error":"#REF!"}},{"$f":"'Conventional - Coal'!#REF!","v":{"$error":"#REF!"}},null,null,null,{"$f":"'Conventional - Coal'!L72","v":140.21827673515745},{"$f":"'Conventional - Coal'!L217","v":139.72923979556458},{"$f":"'Conventional - Coal'!M217","v":140.1391774880646},{"$f":"'Conventional - Coal'!N217","v":140.0960890328646},{"$f":"'Conventional - Coal'!O217","v":140.4282240318646},{"$f":"'Conventional - Coal'!P217","v":140.72221714771459},{"$f":"'Conventional - Coal'!Q217","v":140.82812987036459},{"$f":"'Conventional - Coal'!R217","v":140.7955649960646},{"$f":"'Conventional - Coal'!S217","v":140.80699665686458},{"$f":"'Conventional - Coal'!T217","v":140.8478815673646},{"$f":"'Conventional - Coal'!U217","v":140.8377400121646},{"$f":"'Conventional - Coal'!V217","v":140.87027260946459},{"$f":"'Conventional - Coal'!W217","v":140.91124685011459},{"$f":"'Conventional - Coal'!X217","v":141.16382442361459},{"$f":"'Conventional - Coal'!Y217","v":141.38733463011459},{"$f":"'Conventional - Coal'!Z217","v":141.60033400411459},{"$f":"'Conventional - Coal'!AA217","v":141.79995664236458},{"$f":"'Conventional - Coal'!AB217","v":142.0586970421146},{"$f":"'Conventional - Coal'!AC217","v":142.23878011836459},{"$f":"'Conventional - Coal'!AD217","v":142.42757433061459},{"$f":"'Conventional - Coal'!AE217","v":142.6259644036146},{"$f":"'Conventional - Coal'!AF217","v":142.8064784996146},{"$f":"'Conventional - Coal'!AG217","v":142.99991562636458},{"$f":"'Conventional - Coal'!AH217","v":143.19708825761461},{"$f":"'Conventional - Coal'!AI217","v":143.3700859741146},{"$f":"'Conventional - Coal'!AJ217","v":143.53488675361459},{"$f":"'Conventional - Coal'!AK217","v":143.7842430216146},{"$f":"'Conventional - Coal'!AL217","v":144.05554348811461},{"$f":"'Conventional - Coal'!AM217","v":144.05554348811461},{"$f":"'Conventional - Coal'!AN217","v":144.05554348811461},{"$f":"'Conventional - Coal'!AO217","v":144.05554348811461},{"$f":"'Conventional - Coal'!AP217","v":144.05554348811461},{"$f":"'Conventional - Coal'!AQ217","v":144.05554348811461},{"$f":"'Conventional - Coal'!AR217","v":144.05554348811461},{"$f":"'Conventional - Coal'!AS217","v":144.05554348811461},{"$f":"'Conventional - Coal'!AT217","v":144.05554348811461},{"$f":"'Conventional - Coal'!AU217","v":144.05554348811461},{"$f":"'Conventional - Coal'!AV217","v":144.05554348811461}]
[null,null,null,null,{"$f":"'Conventional - Coal'!K218","v":"Coal-IGCC - High"},null,null,null,null,null,null,null,null,null,null,null,null,null,null,null,null,null,{"$f":"'Conventional - Coal'!L218","v":139.9459018072146},{"$f":"'Conventional - Coal'!M218","v":140.68230731726459},{"$f":"'Conventional - Coal'!N218","v":141.06905605586459},{"$f":"'Conventional - Coal'!O218","v":141.9025749084646},{"$f":"'Conventional - Coal'!P218","v":142.5076058220146},{"$f":"'Conventional - Coal'!Q218","v":143.03425475111459},{"$f":"'Conventional - Coal'!R218","v":143.51114253381459},{"$f":"'Conventional - Coal'!S218","v":144.02256448366458},{"$f":"'Conventional - Coal'!T218","v":144.5107172438646},{"$f":"'Conventional - Coal'!U218","v":145.04030340026461},{"$f":"'Conventional - Coal'!V218","v":145.52164204931461},{"$f":"'Conventional - Coal'!W218","v":146.07349477836459},{"$f":"'Conventional - Coal'!X218","v":146.9888899863646},{"$f":"'Conventional - Coal'!Y218","v":147.97966828011459},{"$f":"'Conventional - Coal'!Z218","v":148.7999064261146},{"$f":"'Conventional - Coal'!AA218","v":149.7341530768646},{"$f":"'Conventional - Coal'!AB218","v":150.6028544786146},{"$f":"'Conventional - Coal'!AC218","v":151.4490974828646},{"$f":"'Conventional - Coal'!AD218","v":152.3037869618646},{"$f":"'Conventional - Coal'!AE218","v":153.2059717926146},{"$f":"'Conventional - Coal'!AF218","v":154.10202404411459},{"$f":"'Conventional - Coal'!AG218","v":155.08894584536461},{"$f":"'Conventional - Coal'!AH218","v":156.10721110036459},{"$f":"'Conventional - Coal'!AI218","v":157.25797333886459},{"$f":"'Conventional - Coal'!AJ218","v":158.1533525946146},{"$f":"'Conventional - Coal'!AK218","v":159.27749747311458},{"$f":"'Conventional - Coal'!AL218","v":160.43476281661458},{"$f":"'Conventional - Coal'!AM218","v":160.43476281661458},{"$f":"'Conventional - Coal'!AN218","v":160.43476281661458},{"$f":"'Conventional - Coal'!AO218","v":160.43476281661458},{"$f":"'Conventional - Coal'!AP218","v":160.43476281661458},{"$f":"'Conventional - Coal'!AQ218","v":160.43476281661458},{"$f":"'Conventional - Coal'!AR218","v":160.43476281661458},{"$f":"'Conventional - Coal'!AS218","v":160.43476281661458},{"$f":"'Conventional - Coal'!AT218","v":160.43476281661458},{"$f":"'Conventional - Coal'!AU218","v":160.43476281661458},{"$f":"'Conventional - Coal'!AV218","v":160.43476281661458}]
[null,null,null,null,{"$f":"'Conventional - Coal'!K219","v":"Coal-CCS - Low"},null,null,null,null,null,null,null,null,null,null,null,null,null,null,null,null,null,null,null,null,{"$f":"'Conventional - Coal'!O219","v":217.90827246279406},{"$f":"'Conventional - Coal'!P219","v":216.01551467104338},{"$f":"'Conventional - Coal'!Q219","v":213.48912172034744},{"$f":"'Conventional - Coal'!R219","v":209.71440295801483},{"$f":"'Conventional - Coal'!S219","v":208.08170585513184},{"$f":"'Conventional - Coal'!T219","v":206.54522481222273},{"$f":"'Conventional - Coal'!U219","v":204.88132172881839},{"$f":"'Conventional - Coal'!V219","v":203.08063924283115},{"$f":"'Conventional - Coal'!W219","v":201.44697402470604},{"$f":"'Conventional - Coal'!X219","v":199.95258934010479},{"$f":"'Conventional - Coal'!Y219","v":198.87480631055223},{"$f":"'Conventional - Coal'!Z219","v":197.67360045816238},{"$f":"'Conventional - Coal'!AA219","v":196.34546028249969},{"$f":"'Conventional - Coal'!AB219","v":195.05435345368389},{"$f":"'Conventional - Coal'!AC219","v":193.8763045715456},{"$f":"'Conventional - Coal'!AD219","v":192.68973714022644},{"$f":"'Conventional - Coal'!AE219","v":191.6363546584856},{"$f":"'Conventional - Coal'!AF219","v":190.47186256556199},{"$f":"'Conventional - Coal'!AG219","v":189.5016442875274},{"$f":"'Conventional - Coal'!AH219","v":188.32926376551677},{"$f":"'Conventional - Coal'!AI219","v":187.31225325058523},{"$f":"'Conventional - Coal'!AJ219","v":186.31694829211361},{"$f":"'Conventional - Coal'!AK219","v":185.31140239453282},{"$f":"'Conventional - Coal'!AL219","v":184.23334243284978},{"$f":"'Conventional - Coal'!AM219","v":184.23334243284978},{"$f":"'Conventional - Coal'!AN219","v":184.23334243284978},{"$f":"'Conventional - Coal'!AO219","v":184.23334243284978},{"$f":"'Conventional - Coal'!AP219","v":184.23334243284978},{"$f":"'Conventional - Coal'!AQ219","v":184.23334243284978},{"$f":"'Conventional - Coal'!AR219","v":184.23334243284978},{"$f":"'Conventional - Coal'!AS219","v":184.23334243284978},{"$f":"'Conventional - Coal'!AT219","v":184.23334243284978},{"$f":"'Conventional - Coal'!AU219","v":184.23334243284978},{"$f":"'Conventional - Coal'!AV219","v":184.23334243284978}]
[null,null,null,null,{"$f":"'Conventional - Coal'!K220","v":"Coal-CCS - Mid"},{"$f":"'Conventional - Coal'!#REF!","v":{"$error":"#REF!"}},{"$f":"'Conventional - Coal'!#REF!","v":{"$error":"#REF!"}},{"$f":"'Conventional - Coal'!#REF!","v":{"$error":"#REF!"}},{"$f":"'Conventional - Coal'!#REF!","v":{"$error":"#REF!"}},{"$f":"'Conventional - Coal'!#REF!","v":{"$error":"#REF!"}},{"$f":"'Conventional - Coal'!#REF!","v":{"$error":"#REF!"}},{"$f":"'Conventional - Coal'!#REF!","v":{"$error":"#REF!"}},{"$f":"'Conventional - Coal'!#REF!","v":{"$error":"#REF!"}},{"$f":"'Conventional - Coal'!#REF!","v":{"$error":"#REF!"}},{"$f":"'Conventional - Coal'!#REF!","v":{"$error":"#REF!"}},{"$f":"'Conventional - Coal'!#REF!","v":{"$error":"#REF!"}},{"$f":"'Conventional - Coal'!#REF!","v":{"$error":"#REF!"}},{"$f":"'Conventional - Coal'!#REF!","v":{"$error":"#REF!"}},null,null,null,{"$f":"'Conventional - Coal'!L73","v":226.0421054961318},null,null,null,{"$f":"'Conventional - Coal'!O220","v":219.45508948769407},{"$f":"'Conventional - Coal'!P220","v":217.95577971874337},{"$f":"'Conventional - Coal'!Q220","v":215.83734289634742},{"$f":"'Conventional - Coal'!R220","v":212.45632263851485},{"$f":"'Conventional - Coal'!S220","v":211.28459438313183},{"$f":"'Conventional - Coal'!T220","v":210.10848679632272},{"$f":"'Conventional - Coal'!U220","v":208.7791543465184},{"$f":"'Conventional - Coal'!V220","v":207.41623472243117},{"$f":"'Conventional - Coal'!W220","v":206.14248463715603},{"$f":"'Conventional - Coal'!X220","v":205.1203728753548},{"$f":"'Conventional - Coal'!Y220","v":204.46138708760225},{"$f":"'Conventional - Coal'!Z220","v":203.70757194051239},{"$f":"'Conventional - Coal'!AA220","v":202.78940636274967},{"$f":"'Conventional - Coal'!AB220","v":201.97607184853388},{"$f":"'Conventional - Coal'!AC220","v":201.20045698719559},{"$f":"'Conventional - Coal'!AD220","v":200.41298345527645},{"$f":"'Conventional - Coal'!AE220","v":199.76912853498561},{"$f":"'Conventional - Coal'!AF220","v":198.998256253612},{"$f":"'Conventional - Coal'!AG220","v":198.40854190637739},{"$f":"'Conventional - Coal'!AH220","v":197.64373210701677},{"$f":"'Conventional - Coal'!AI220","v":196.99232993098522},{"$f":"'Conventional - Coal'!AJ220","v":196.35815451226358},{"$f":"'Conventional - Coal'!AK220","v":195.79938359053281},{"$f":"'Conventional - Coal'!AL220","v":195.17585848269977},{"$f":"'Conventional - Coal'!AM220","v":195.17585848269977},{"$f":"'Conventional - Coal'!AN220","v":195.17585848269977},{"$f":"'Conventional - Coal'!AO220","v":195.17585848269977},{"$f":"'Conventional - Coal'!AP220","v":195.17585848269977},{"$f":"'Conventional - Coal'!AQ220","v":195.17585848269977},{"$f":"'Conventional - Coal'!AR220","v":195.17585848269977},{"$f":"'Conventional - Coal'!AS220","v":195.17585848269977},{"$f":"'Conventional - Coal'!AT220","v":195.17585848269977},{"$f":"'Conventional - Coal'!AU220","v":195.17585848269977},{"$f":"'Conventional - Coal'!AV220","v":195.17585848269977}]
[null,null,null,null,{"$f":"'Conventional - Coal'!K221","v":"Coal-CCS - High"},null,null,null,null,null,null,null,null,null,null,null,null,null,null,null,null,null,null,null,null,{"$f":"'Conventional - Coal'!O221","v":221.19453300959407},{"$f":"'Conventional - Coal'!P221","v":220.05022072894337},{"$f":"'Conventional - Coal'!Q221","v":218.40699275744743},{"$f":"'Conventional - Coal'!R221","v":215.59631699601485},{"$f":"'Conventional - Coal'!S221","v":214.98373732013184},{"$f":"'Conventional - Coal'!T221","v":214.28982778287272},{"$f":"'Conventional - Coal'!U221","v":213.53875041466839},{"$f":"'Conventional - Coal'!V221","v":212.64825320258117},{"$f":"'Conventional - Coal'!W221","v":211.90064306450603},{"$f":"'Conventional - Coal'!X221","v":211.61786211380479},{"$f":"'Conventional - Coal'!Y221","v":211.81471495760223},{"$f":"'Conventional - Coal'!Z221","v":211.7382359441124},{"$f":"'Conventional - Coal'!AA221","v":211.63949661384967},{"$f":"'Conventional - Coal'!AB221","v":211.50653470723387},{"$f":"'Conventional - Coal'!AC221","v":211.4739787722956},{"$f":"'Conventional - Coal'!AD221","v":211.42926895402644},{"$f":"'Conventional - Coal'!AE221","v":211.5704522131856},{"$f":"'Conventional - Coal'!AF221","v":211.597717122712},{"$f":"'Conventional - Coal'!AG221","v":211.89308433857738},{"$f":"'Conventional - Coal'!AH221","v":212.04415100946679},{"$f":"'Conventional - Coal'!AI221","v":212.48338281703522},{"$f":"'Conventional - Coal'!AJ221","v":212.6641211080636},{"$f":"'Conventional - Coal'!AK221","v":213.08112110623281},{"$f":"'Conventional - Coal'!AL221","v":213.44583333099979},{"$f":"'Conventional - Coal'!AM221","v":213.44583333099979},{"$f":"'Conventional - Coal'!AN221","v":213.44583333099979},{"$f":"'Conventional - Coal'!AO221","v":213.44583333099979},{"$f":"'Conventional - Coal'!AP221","v":213.44583333099979},{"$f":"'Conventional - Coal'!AQ221","v":213.44583333099979},{"$f":"'Conventional - Coal'!AR221","v":213.44583333099979},{"$f":"'Conventional - Coal'!AS221","v":213.44583333099979},{"$f":"'Conventional - Coal'!AT221","v":213.44583333099979},{"$f":"'Conventional - Coal'!AU221","v":213.44583333099979},{"$f":"'Conventional - Coal'!AV221","v":213.44583333099979}]
[]
[null,null,null,null,null,{"$f":"F4","v":2000},2001,2002,2003,2004,2005,2006,2007,2008,2009,2010,2011,2012,2010,2011,2012,2013,2014,2015,2016,2017,2018,2019,2020,2021,2022,2023,2024,2025,2026,2027,2028,2029,2030,2031,{"$f":"AO4","v":2032},2033,2034,2035,2036,2037,2038,2039,2040,2041,2042,2043,2044,2045,2046,2047,2048,2049,{"$f":"BG4","v":2050}]
[null," Coal",null,"CAPEX ($/kW)",{"$f":"'Conventional - Coal'!K117","v":"Coal-new - Low"},null,null,null,null,null,null,null,null,null,null,null,null,null,null,null,null,null,null,null,{"$f":"'Conventional - Coal'!N117","v":4027.7236249961293},{"$f":"'Conventional - Coal'!O117","v":3871.4234863994548},{"$f":"'Conventional - Coal'!P117","v":3844.7698085757793},{"$f":"'Conventional - Coal'!Q117","v":3830.6767925139579},{"$f":"'Conventional - Coal'!R117","v":3812.7412819575211},{"$f":"'Conventional - Coal'!S117","v":3798.3232210441915},{"$f":"'Conventional - Coal'!T117","v":3784.5552498338784},{"$f":"'Conventional - Coal'!U117","v":3768.6048346205812},{"$f":"'Conventional - Coal'!V117","v":3750.4023229361201},{"$f":"'Conventional - Coal'!W117","v":3735.252911106897},{"$f":"'Conventional - Coal'!X117","v":3715.7037850376164},{"$f":"'Conventional - Coal'!Y117","v":3704.2343452772539},{"$f":"'Conventional - Coal'!Z117","v":3692.5675568570473},{"$f":"'Conventional - Coal'!AA117","v":3678.1959309225044},{"$f":"'Conventional - Coal'!AB117","v":3664.3118722652248},{"$f":"'Conventional - Coal'!AC117","v":3651.310078204895},{"$f":"'Conventional - Coal'!AD117","v":3637.7278469097296},{"$f":"'Conventional - Coal'!AE117","v":3627.2335417038921},{"$f":"'Conventional - Coal'!AF117","v":3614.080833962505},{"$f":"'Conventional - Coal'!AG117","v":3604.3410971619546},{"$f":"'Conventional - Coal'!AH117","v":3591.8965228470684},{"$f":"'Conventional - Coal'!AI117","v":3582.8997457071082},{"$f":"'Conventional - Coal'!AJ117","v":3572.8465727997459},{"$f":"'Conventional - Coal'!AK117","v":3565.4750199173272},{"$f":"'Conventional - Coal'!AL117","v":3552.7634444744158},{"$f":"'Conventional - Coal'!AM117","v":3552.7634444744158},{"$f":"'Conventional - Coal'!AN117","v":3552.7634444744158},{"$f":"'Conventional - Coal'!AO117","v":3552.7634444744158},{"$f":"'Conventional - Coal'!AP117","v":3552.7634444744158},{"$f":"'Conventional - Coal'!AQ117","v":3552.7634444744158},{"$f":"'Conventional - Coal'!AR117","v":3552.7634444744158},{"$f":"'Conventional - Coal'!AS117","v":3552.7634444744158},{"$f":"'Conventional - Coal'!AT117","v":3552.7634444744158},{"$f":"'Conventional - Coal'!AU117","v":3552.7634444744158},{"$f":"'Conventional - Coal'!AV117","v":3552.7634444744158}]
[null,null,null,null,{"$f":"'Conventional - Coal'!K118","v":"Coal-new - Mid"},{"$f":"'Conventional - Coal'!#REF!","v":{"$error":"#REF!"}},{"$f":"'Conventional - Coal'!#REF!","v":{"$error":"#REF!"}},{"$f":"'Conventional - Coal'!#REF!","v":{"$error":"#REF!"}},{"$f":"'Conventional - Coal'!#REF!","v":{"$error":"#REF!"}},{"$f":"'Conventional - Coal'!#REF!","v":{"$error":"#REF!"}},{"$f":"'Conventional - Coal'!#REF!","v":{"$error":"#REF!"}},{"$f":"'Conventional - Coal'!#REF!","v":{"$error":"#REF!"}},{"$f":"'Conventional - Coal'!#REF!","v":{"$error":"#REF!"}},{"$f":"'Conventional - Coal'!#REF!","v":{"$error":"#REF!"}},{"$f":"'Conventional - Coal'!#REF!","v":{"$error":"#REF!"}},{"$f":"'Conventional - Coal'!#REF!","v":{"$error":"#REF!"}},{"$f":"'Conventional - Coal'!#REF!","v":{"$error":"#REF!"}},{"$f":"'Conventional - Coal'!#REF!","v":{"$error":"#REF!"}},null,null,null,{"$f":"'Conventional - Coal'!L24","v":3446.4969955206161},null,null,{"$f":"'Conventional - Coal'!N118","v":4027.7236249961293},{"$f":"'Conventional - Coal'!O118","v":3871.4234863994548},{"$f":"'Conventional - Coal'!P118","v":3844.7698085757793},{"$f":"'Conventional - Coal'!Q118","v":3830.6767925139579},{"$f":"'Conventional - Coal'!R118","v":3812.7412819575211},{"$f":"'Conventional - Coal'!S118","v":3798.3232210441915},{"$f":"'Conventional - Coal'!T118","v":3784.5552498338784},{"$f":"'Conventional - Coal'!U118","v":3768.6048346205812},{"$f":"'Conventional - Coal'!V118","v":3750.4023229361201},{"$f":"'Conventional - Coal'!W118","v":3735.252911106897},{"$f":"'Conventional - Coal'!X118","v":3715.7037850376164},{"$f":"'Conventional - Coal'!Y118","v":3704.2343452772539},{"$f":"'Conventional - Coal'!Z118","v":3692.5675568570473},{"$f":"'Conventional - Coal'!AA118","v":3678.1959309225044},{"$f":"'Conventional - Coal'!AB118","v":3664.3118722652248},{"$f":"'Conventional - Coal'!AC118","v":3651.310078204895},{"$f":"'Conventional - Coal'!AD118","v":3637.7278469097296},{"$f":"'Conventional - Coal'!AE118","v":3627.2335417038921},{"$f":"'Conventional - Coal'!AF118","v":3614.080833962505},{"$f":"'Conventional - Coal'!AG118","v":3604.3410971619546},{"$f":"'Conventional - Coal'!AH118","v":3591.8965228470684},{"$f":"'Conventional - Coal'!AI118","v":3582.8997457071082},{"$f":"'Conventional - Coal'!AJ118","v":3572.8465727997459},{"$f":"'Conventional - Coal'!AK118","v":3565.4750199173272},{"$f":"'Conventional - Coal'!AL118","v":3552.7634444744158},{"$f":"'Conventional - Coal'!AM118","v":3552.7634444744158},{"$f":"'Conventional - Coal'!AN118","v":3552.7634444744158},{"$f":"'Conventional - Coal'!AO118","v":3552.7634444744158},{"$f":"'Conventional - Coal'!AP118","v":3552.7634444744158},{"$f":"'Conventional - Coal'!AQ118","v":3552.7634444744158},{"$f":"'Conventional - Coal'!AR118","v":3552.7634444744158},{"$f":"'Conventional - Coal'!AS118","v":3552.7634444744158},{"$f":"'Conventional - Coal'!AT118","v":3552.7634444744158},{"$f":"'Conventional - Coal'!AU118","v":3552.7634444744158},{"$f":"'Conventional - Coal'!AV118","v":3552.7634444744158}]
[null,null,null,null,{"$f":"'Conventional - Coal'!K119","v":"Coal-new - High"},null,null,null,null,null,null,null,null,null,null,null,null,null,null,null,null,null,null,null,{"$f":"'Conventional - Coal'!N119","v":4027.7236249961293},{"$f":"'Conventional - Coal'!O119","v":3871.4234863994548},{"$f":"'Conventional - Coal'!P119","v":3844.7698085757793},{"$f":"'Conventional - Coal'!Q119","v":3830.6767925139579},{"$f":"'Conventional - Coal'!R119","v":3812.7412819575211},{"$f":"'Conventional - Coal'!S119","v":3798.3232210441915},{"$f":"'Conventional - Coal'!T119","v":3784.5552498338784},{"$f":"'Conventional - Coal'!U119","v":3768.6048346205812},{"$f":"'Conventional - Coal'!V119","v":3750.4023229361201},{"$f":"'Conventional - Coal'!W119","v":3735.252911106897},{"$f":"'Conventional - Coal'!X119","v":3715.7037850376164},{"$f":"'Conventional - Coal'!Y119","v":3704.2343452772539},{"$f":"'Conventional - Coal'!Z119","v":3692.5675568570473},{"$f":"'Conventional - Coal'!AA119","v":3678.1959309225044},{"$f":"'Conventional - Coal'!AB119","v":3664.3118722652248},{"$f":"'Conventional - Coal'!AC119","v":3651.310078204895},{"$f":"'Conventional - Coal'!AD119","v":3637.7278469097296},{"$f":"'Conventional - Coal'!AE119","v":3627.2335417038921},{"$f":"'Conventional - Coal'!AF119","v":3614.080833962505},{"$f":"'Conventional - Coal'!AG119","v":3604.3410971619546},{"$f":"'Conventional - Coal'!AH119","v":3591.8965228470684},{"$f":"'Conventional - Coal'!AI119","v":3582.8997457071082},{"$f":"'Conventional - Coal'!AJ119","v":3572.8465727997459},{"$f":"'Conventional - Coal'!AK119","v":3565.4750199173272},{"$f":"'Conventional - Coal'!AL119","v":3552.7634444744158},{"$f":"'Conventional - Coal'!AM119","v":3552.7634444744158},{"$f":"'Conventional - Coal'!AN119","v":3552.7634444744158},{"$f":"'Conventional - Coal'!AO119","v":3552.7634444744158},{"$f":"'Conventional - Coal'!AP119","v":3552.7634444744158},{"$f":"'Conventional - Coal'!AQ119","v":3552.7634444744158},{"$f":"'Conventional - Coal'!AR119","v":3552.7634444744158},{"$f":"'Conventional - Coal'!AS119","v":3552.7634444744158},{"$f":"'Conventional - Coal'!AT119","v":3552.7634444744158},{"$f":"'Conventional - Coal'!AU119","v":3552.7634444744158},{"$f":"'Conventional - Coal'!AV119","v":3552.7634444744158}]
[null,null,null,null,{"$f":"'Conventional - Coal'!K120","v":"Coal-IGCC - Low"},null,null,null,null,null,null,null,null,null,null,null,null,null,null,null,null,null,{"$f":"'Conventional - Coal'!L120","v":4472.9654190942329},{"$f":"'Conventional - Coal'!M120","v":4472.9654190942329},{"$f":"'Conventional - Coal'!N120","v":4472.9654190942329},{"$f":"'Conventional - Coal'!O120","v":4472.9654190942329},{"$f":"'Conventional - Coal'!P120","v":4472.9654190942329},{"$f":"'Conventional - Coal'!Q120","v":4472.9654190942329},{"$f":"'Conventional - Coal'!R120","v":4472.9654190942329},{"$f":"'Conventional - Coal'!S120","v":4472.9654190942329},{"$f":"'Conventional - Coal'!T120","v":4472.9654190942329},{"$f":"'Conventional - Coal'!U120","v":4472.9654190942329},{"$f":"'Conventional - Coal'!V120","v":4472.9654190942329},{"$f":"'Conventional - Coal'!W120","v":4472.9654190942329},{"$f":"'Conventional - Coal'!X120","v":4472.9654190942329},{"$f":"'Conventional - Coal'!Y120","v":4472.9654190942329},{"$f":"'Conventional - Coal'!Z120","v":4472.9654190942329},{"$f":"'Conventional - Coal'!AA120","v":4472.9654190942329},{"$f":"'Conventional - Coal'!AB120","v":4472.9654190942329},{"$f":"'Conventional - Coal'!AC120","v":4472.9654190942329},{"$f":"'Conventional - Coal'!AD120","v":4472.9654190942329},{"$f":"'Conventional - Coal'!AE120","v":4472.9654190942329},{"$f":"'Conventional - Coal'!AF120","v":4472.9654190942329},{"$f":"'Conventional - Coal'!AG120","v":4472.9654190942329},{"$f":"'Conventional - Coal'!AH120","v":4472.9654190942329},{"$f":"'Conventional - Coal'!AI120","v":4472.9654190942329},{"$f":"'Conventional - Coal'!AJ120","v":4472.9654190942329},{"$f":"'Conventional - Coal'!AK120","v":4472.9654190942329},{"$f":"'Conventional - Coal'!AL120","v":4472.9654190942329},{"$f":"'Conventional - Coal'!AM120","v":4472.9654190942329},{"$f":"'Conventional - Coal'!AN120","v":4472.9654190942329},{"$f":"'Conventional - Coal'!AO120","v":4472.9654190942329},{"$f":"'Conventional - Coal'!AP120","v":4472.9654190942329},{"$f":"'Conventional - Coal'!AQ120","v":4472.9654190942329},{"$f":"'Conventional - Coal'!AR120","v":4472.9654190942329},{"$f":"'Conventional - Coal'!AS120","v":4472.9654190942329},{"$f":"'Conventional - Coal'!AT120","v":4472.9654190942329},{"$f":"'Conventional - Coal'!AU120","v":4472.9654190942329},{"$f":"'Conventional - Coal'!AV120","v":4472.9654190942329}]
[null,null,null,null,{"$f":"'Conventional - Coal'!K121","v":"Coal-IGCC - Mid"},{"$f":"'Conventional - Coal'!#REF!","v":{"$error":"#REF!"}},{"$f":"'Conventional - Coal'!#REF!","v":{"$error":"#REF!"}},{"$f":"'Conventional - Coal'!#REF!","v":{"$error":"#REF!"}},{"$f":"'Conventional - Coal'!#REF!","v":{"$error":"#REF!"}},{"$f":"'Conventional - Coal'!#REF!","v":{"$error":"#REF!"}},{"$f":"'Conventional - Coal'!#REF!","v":{"$error":"#REF!"}},{"$f":"'Conventional - Coal'!#REF!","v":{"$error":"#REF!"}},{"$f":"'Conventional - Coal'!#REF!","v":{"$error":"#REF!"}},{"$f":"'Conventional - Coal'!#REF!","v":{"$error":"#REF!"}},{"$f":"'Conventional - Coal'!#REF!","v":{"$error":"#REF!"}},{"$f":"'Conventional - Coal'!#REF!","v":{"$error":"#REF!"}},{"$f":"'Conventional - Coal'!#REF!","v":{"$error":"#REF!"}},{"$f":"'Conventional - Coal'!#REF!","v":{"$error":"#REF!"}},null,null,null,{"$f":"'Conventional - Coal'!L25","v":4443.3282938835},{"$f":"'Conventional - Coal'!L121","v":4472.9654190942329},{"$f":"'Conventional - Coal'!M121","v":4472.9654190942329},{"$f":"'Conventional - Coal'!N121","v":4472.9654190942329},{"$f":"'Conventional - Coal'!O121","v":4472.9654190942329},{"$f":"'Conventional - Coal'!P121","v":4472.9654190942329},{"$f":"'Conventional - Coal'!Q121","v":4472.9654190942329},{"$f":"'Conventional - Coal'!R121","v":4472.9654190942329},{"$f":"'Conventional - Coal'!S121","v":4472.9654190942329},{"$f":"'Conventional - Coal'!T121","v":4472.9654190942329},{"$f":"'Conventional - Coal'!U121","v":4472.9654190942329},{"$f":"'Conventional - Coal'!V121","v":4472.9654190942329},{"$f":"'Conventional - Coal'!W121","v":4472.9654190942329},{"$f":"'Conventional - Coal'!X121","v":4472.9654190942329},{"$f":"'Conventional - Coal'!Y121","v":4472.9654190942329},{"$f":"'Conventional - Coal'!Z121","v":4472.9654190942329},{"$f":"'Conventional - Coal'!AA121","v":4472.9654190942329},{"$f":"'Conventional - Coal'!AB121","v":4472.9654190942329},{"$f":"'Conventional - Coal'!AC121","v":4472.9654190942329},{"$f":"'Conventional - Coal'!AD121","v":4472.9654190942329},{"$f":"'Conventional - Coal'!AE121","v":4472.9654190942329},{"$f":"'Conventional - Coal'!AF121","v":4472.9654190942329},{"$f":"'Conventional - Coal'!AG121","v":4472.9654190942329},{"$f":"'Conventional - Coal'!AH121","v":4472.9654190942329},{"$f":"'Conventional - Coal'!AI121","v":4472.9654190942329},{"$f":"'Conventional - Coal'!AJ121","v":4472.9654190942329},{"$f":"'Conventional - Coal'!AK121","v":4472.9654190942329},{"$f":"'Conventional - Coal'!AL121","v":4472.9654190942329},{"$f":"'Conventional - Coal'!AM121","v":4472.9654190942329},{"$f":"'Conventional - Coal'!AN121","v":4472.9654190942329},{"$f":"'Conventional - Coal'!AO121","v":4472.9654190942329},{"$f":"'Conventional - Coal'!AP121","v":4472.9654190942329},{"$f":"'Conventional - Coal'!AQ121","v":4472.9654190942329},{"$f":"'Conventional - Coal'!AR121","v":4472.9654190942329},{"$f":"'Conventional - Coal'!AS121","v":4472.9654190942329},{"$f":"'Conventional - Coal'!AT121","v":4472.9654190942329},{"$f":"'Conventional - Coal'!AU121","v":4472.9654190942329},{"$f":"'Conventional - Coal'!AV121","v":4472.9654190942329}]
[null,null,null,null,{"$f":"'Conventional - Coal'!K122","v":"Coal-IGCC - High"},null,null,null,null,null,null,null,null,null,null,null,null,null,null,null,null,null,{"$f":"'Conventional - Coal'!L122","v":4472.9654190942329},{"$f":"'Conventional - Coal'!M122","v":4472.9654190942329},{"$f":"'Conventional - Coal'!N122","v":4472.9654190942329},{"$f":"'Conventional - Coal'!O122","v":4472.9654190942329},{"$f":"'Conventional - Coal'!P122","v":4472.9654190942329},{"$f":"'Conventional - Coal'!Q122","v":4472.9654190942329},{"$f":"'Conventional - Coal'!R122","v":4472.9654190942329},{"$f":"'Conventional - Coal'!S122","v":4472.9654190942329},{"$f":"'Conventional - Coal'!T122","v":4472.9654190942329},{"$f":"'Conventional - Coal'!U122","v":4472.9654190942329},{"$f":"'Conventional - Coal'!V122","v":4472.9654190942329},{"$f":"'Conventional - Coal'!W122","v":4472.9654190942329},{"$f":"'Conventional - Coal'!X122","v":4472.9654190942329},{"$f":"'Conventional - Coal'!Y122","v":4472.9654190942329},{"$f":"'Conventional - Coal'!Z122","v":4472.9654190942329},{"$f":"'Conventional - Coal'!AA122","v":4472.9654190942329},{"$f":"'Conventional - Coal'!AB122","v":4472.9654190942329},{"$f":"'Conventional - Coal'!AC122","v":4472.9654190942329},{"$f":"'Conventional - Coal'!AD122","v":4472.9654190942329},{"$f":"'Conventional - Coal'!AE122","v":4472.9654190942329},{"$f":"'Conventional - Coal'!AF122","v":4472.9654190942329},{"$f":"'Conventional - Coal'!AG122","v":4472.9654190942329},{"$f":"'Conventional - Coal'!AH122","v":4472.9654190942329},{"$f":"'Conventional - Coal'!AI122","v":4472.9654190942329},{"$f":"'Conventional - Coal'!AJ122","v":4472.9654190942329},{"$f":"'Conventional - Coal'!AK122","v":4472.9654190942329},{"$f":"'Conventional - Coal'!AL122","v":4472.9654190942329},{"$f":"'Conventional - Coal'!AM122","v":4472.9654190942329},{"$f":"'Conventional - Coal'!AN122","v":4472.9654190942329},{"$f":"'Conventional - Coal'!AO122","v":4472.9654190942329},{"$f":"'Conventional - Coal'!AP122","v":4472.9654190942329},{"$f":"'Conventional - Coal'!AQ122","v":4472.9654190942329},{"$f":"'Conventional - Coal'!AR122","v":4472.9654190942329},{"$f":"'Conventional - Coal'!AS122","v":4472.9654190942329},{"$f":"'Conventional - Coal'!AT122","v":4472.9654190942329},{"$f":"'Conventional - Coal'!AU122","v":4472.9654190942329},{"$f":"'Conventional - Coal'!AV122","v":4472.9654190942329}]
[null,null,null,null,{"$f":"'Conventional - Coal'!K123","v":"Coal-CCS - Low"},null,null,null,null,null,null,null,null,null,null,null,null,null,null,null,null,null,null,null,null,{"$f":"'Conventional - Coal'!O123","v":7520.6672080483331},{"$f":"'Conventional - Coal'!P123","v":7446.2783720317339},{"$f":"'Conventional - Coal'!Q123","v":7356.1132519722878},{"$f":"'Conventional - Coal'!R123","v":7218.1317125070418},{"$f":"'Conventional - Coal'!S123","v":7171.8592561459045},{"$f":"'Conventional - Coal'!T123","v":7126.5967605733831},{"$f":"'Conventional - Coal'!U123","v":7077.3756830592793},{"$f":"'Conventional - Coal'!V123","v":7023.4066289642151},{"$f":"'Conventional - Coal'!W123","v":6974.4757700675282},{"$f":"'Conventional - Coal'!X123","v":6917.6509647770708},{"$f":"'Conventional - Coal'!Y123","v":6878.0651453612463},{"$f":"'Conventional - Coal'!Z123","v":6834.8573976000453},{"$f":"'Conventional - Coal'!AA123","v":6785.1371440639814},{"$f":"'Conventional - Coal'!AB123","v":6737.1117672536384},{"$f":"'Conventional - Coal'!AC123","v":6694.5541091954537},{"$f":"'Conventional - Coal'!AD123","v":6651.0561428168339},{"$f":"'Conventional - Coal'!AE123","v":6613.3509400418779},{"$f":"'Conventional - Coal'!AF123","v":6570.9790218988401},{"$f":"'Conventional - Coal'!AG123","v":6535.8741779359507},{"$f":"'Conventional - Coal'!AH123","v":6492.9566487921666},{"$f":"'Conventional - Coal'!AI123","v":6456.1569281035563},{"$f":"'Conventional - Coal'!AJ123","v":6420.5064731399207},{"$f":"'Conventional - Coal'!AK123","v":6384.0317973028177},{"$f":"'Conventional - Coal'!AL123","v":6343.668191992313},{"$f":"'Conventional - Coal'!AM123","v":6343.668191992313},{"$f":"'Conventional - Coal'!AN123","v":6343.668191992313},{"$f":"'Conventional - Coal'!AO123","v":6343.668191992313},{"$f":"'Conventional - Coal'!AP123","v":6343.668191992313},{"$f":"'Conventional - Coal'!AQ123","v":6343.668191992313},{"$f":"'Conventional - Coal'!AR123","v":6343.668191992313},{"$f":"'Conventional - Coal'!AS123","v":6343.668191992313},{"$f":"'Conventional - Coal'!AT123","v":6343.668191992313},{"$f":"'Conventional - Coal'!AU123","v":6343.668191992313},{"$f":"'Conventional - Coal'!AV123","v":6343.668191992313}]
[null,null,null,null,{"$f":"'Conventional - Coal'!K124","v":"Coal-CCS - Mid"},{"$f":"'Conventional - Coal'!#REF!","v":{"$error":"#REF!"}},{"$f":"'Conventional - Coal'!#REF!","v":{"$error":"#REF!"}},{"$f":"'Conventional - Coal'!#REF!","v":{"$error":"#REF!"}},{"$f":"'Conventional - Coal'!#REF!","v":{"$error":"#REF!"}},{"$f":"'Conventional - Coal'!#REF!","v":{"$error":"#REF!"}},{"$f":"'Conventional - Coal'!#REF!","v":{"$error":"#REF!"}},{"$f":"'Conventional - Coal'!#REF!","v":{"$error":"#REF!"}},{"$f":"'Conventional - Coal'!#REF!","v":{"$error":"#REF!"}},{"$f":"'Conventional - Coal'!#REF!","v":{"$error":"#REF!"}},{"$f":"'Conventional - Coal'!#REF!","v":{"$error":"#REF!"}},{"$f":"'Conventional - Coal'!#REF!","v":{"$error":"#REF!"}},{"$f":"'Conventional - Coal'!#REF!","v":{"$error":"#REF!"}},{"$f":"'Conventional - Coal'!#REF!","v":{"$error":"#REF!"}},null,null,null,{"$f":"'Conventional - Coal'!L26","v":7737.8203863452281},null,null,null,{"$f":"'Conventional - Coal'!O124","v":7520.6672080483331},{"$f":"'Conventional - Coal'!P124","v":7446.2783720317339},{"$f":"'Conventional - Coal'!Q124","v":7356.1132519722878},{"$f":"'Conventional - Coal'!R124","v":7218.1317125070418},{"$f":"'Conventional - Coal'!S124","v":7171.8592561459045},{"$f":"'Conventional - Coal'!T124","v":7126.5967605733831},{"$f":"'Conventional - Coal'!U124","v":7077.3756830592793},{"$f":"'Conventional - Coal'!V124","v":7023.4066289642151},{"$f":"'Conventional - Coal'!W124","v":6974.4757700675282},{"$f":"'Conventional - Coal'!X124","v":6917.6509647770708},{"$f":"'Conventional - Coal'!Y124","v":6878.0651453612463},{"$f":"'Conventional - Coal'!Z124","v":6834.8573976000453},{"$f":"'Conventional - Coal'!AA124","v":6785.1371440639814},{"$f":"'Conventional - Coal'!AB124","v":6737.1117672536384},{"$f":"'Conventional - Coal'!AC124","v":6694.5541091954537},{"$f":"'Conventional - Coal'!AD124","v":6651.0561428168339},{"$f":"'Conventional - Coal'!AE124","v":6613.3509400418779},{"$f":"'Conventional - Coal'!AF124","v":6570.9790218988401},{"$f":"'Conventional - Coal'!AG124","v":6535.8741779359507},{"$f":"'Conventional - Coal'!AH124","v":6492.9566487921666},{"$f":"'Conventional - Coal'!AI124","v":6456.1569281035563},{"$f":"'Conventional - Coal'!AJ124","v":6420.5064731399207},{"$f":"'Conventional - Coal'!AK124","v":6384.0317973028177},{"$f":"'Conventional - Coal'!AL124","v":6343.668191992313},{"$f":"'Conventional - Coal'!AM124","v":6343.668191992313},{"$f":"'Conventional - Coal'!AN124","v":6343.668191992313},{"$f":"'Conventional - Coal'!AO124","v":6343.668191992313},{"$f":"'Conventional - Coal'!AP124","v":6343.668191992313},{"$f":"'Conventional - Coal'!AQ124","v":6343.668191992313},{"$f":"'Conventional - Coal'!AR124","v":6343.668191992313},{"$f":"'Conventional - Coal'!AS124","v":6343.668191992313},{"$f":"'Conventional - Coal'!AT124","v":6343.668191992313},{"$f":"'Conventional - Coal'!AU124","v":6343.668191992313},{"$f":"'Conventional - Coal'!AV124","v":6343.668191992313}]
[null,null,null,null,{"$f":"'Conventional - Coal'!K125","v":"Coal-CCS - High"},null,null,null,null,null,null,null,null,null,null,null,null,null,null,null,null,null,null,null,null,{"$f":"'Conventional - Coal'!O125","v":7520.6672080483331},{"$f":"'Conventional - Coal'!P125","v":7446.2783720317339},{"$f":"'Conventional - Coal'!Q125","v":7356.1132519722878},{"$f":"'Conventional - Coal'!R125","v":7218.1317125070418},{"$f":"'Conventional - Coal'!S125","v":7171.8592561459045},{"$f":"'Conventional - Coal'!T125","v":7126.5967605733831},{"$f":"'Conventional - Coal'!U125","v":7077.3756830592793},{"$f":"'Conventional - Coal'!V125","v":7023.4066289642151},{"$f":"'Conventional - Coal'!W125","v":6974.4757700675282},{"$f":"'Conventional - Coal'!X125","v":6917.6509647770708},{"$f":"'Conventional - Coal'!Y125","v":6878.0651453612463},{"$f":"'Conventional - Coal'!Z125","v":6834.8573976000453},{"$f":"'Conventional - Coal'!AA125","v":6785.1371440639814},{"$f":"'Conventional - Coal'!AB125","v":6737.1117672536384},{"$f":"'Conventional - Coal'!AC125","v":6694.5541091954537},{"$f":"'Conventional - Coal'!AD125","v":6651.0561428168339},{"$f":"'Conventional - Coal'!AE125","v":6613.3509400418779},{"$f":"'Conventional - Coal'!AF125","v":6570.9790218988401},{"$f":"'Conventional - Coal'!AG125","v":6535.8741779359507},{"$f":"'Conventional - Coal'!AH125","v":6492.9566487921666},{"$f":"'Conventional - Coal'!AI125","v":6456.1569281035563},{"$f":"'Conventional - Coal'!AJ125","v":6420.5064731399207},{"$f":"'Conventional - Coal'!AK125","v":6384.0317973028177},{"$f":"'Conventional - Coal'!AL125","v":6343.668191992313},{"$f":"'Conventional - Coal'!AM125","v":6343.668191992313},{"$f":"'Conventional - Coal'!AN125","v":6343.668191992313},{"$f":"'Conventional - Coal'!AO125","v":6343.668191992313},{"$f":"'Conventional - Coal'!AP125","v":6343.668191992313},{"$f":"'Conventional - Coal'!AQ125","v":6343.668191992313},{"$f":"'Conventional - Coal'!AR125","v":6343.668191992313},{"$f":"'Conventional - Coal'!AS125","v":6343.668191992313},{"$f":"'Conventional - Coal'!AT125","v":6343.668191992313},{"$f":"'Conventional - Coal'!AU125","v":6343.668191992313},{"$f":"'Conventional - Coal'!AV125","v":6343.668191992313}]
[]
[null,null,null,null,null,{"$f":"F4","v":2000},2001,2002,2003,2004,2005,2006,2007,2008,2009,2010,2011,2012,2010,2011,2012,2013,2014,2015,2016,2017,2018,2019,2020,2021,2022,2023,2024,2025,2026,2027,2028,2029,2030,2031,{"$f":"AO4","v":2032},2033,2034,2035,2036,2037,2038,2039,2040,2041,2042,2043,2044,2045,2046,2047,2048,2049,{"$f":"BG4","v":2050}]
[null,"Coal",null,"Net Capacity Factor (%)",{"$f":"'Conventional - Coal'!K87","v":"Coal-new - Low"},null,null,null,null,null,null,null,null,null,null,null,null,null,null,null,null,null,{"$f":"'Conventional - Coal'!L87","v":0.59699999999999998},{"$f":"'Conventional - Coal'!M87","v":0.59699999999999998},{"$f":"'Conventional - Coal'!N87","v":0.59699999999999998},{"$f":"'Conventional - Coal'!O87","v":0.59699999999999998},{"$f":"'Conventional - Coal'!P87","v":0.59699999999999998},{"$f":"'Conventional - Coal'!Q87","v":0.59699999999999998},{"$f":"'Conventional - Coal'!R87","v":0.59699999999999998},{"$f":"'Conventional - Coal'!S87","v":0.59699999999999998},{"$f":"'Conventional - Coal'!T87","v":0.59699999999999998},{"$f":"'Conventional - Coal'!U87","v":0.59699999999999998},{"$f":"'Conventional - Coal'!V87","v":0.59699999999999998},{"$f":"'Conventional - Coal'!W87","v":0.59699999999999998},{"$f":"'Conventional - Coal'!X87","v":0.59699999999999998},{"$f":"'Conventional - Coal'!Y87","v":0.59699999999999998},{"$f":"'Conventional - Coal'!Z87","v":0.59699999999999998},{"$f":"'Conventional - Coal'!AA87","v":0.59699999999999998},{"$f":"'Conventional - Coal'!AB87","v":0.59699999999999998},{"$f":"'Conventional - Coal'!AC87","v":0.59699999999999998},{"$f":"'Conventional - Coal'!AD87","v":0.59699999999999998},{"$f":"'Conventional - Coal'!AE87","v":0.59699999999999998},{"$f":"'Conventional - Coal'!AF87","v":0.59699999999999998},{"$f":"'Conventional - Coal'!AG87","v":0.59699999999999998},{"$f":"'Conventional - Coal'!AH87","v":0.59699999999999998},{"$f":"'Conventional - Coal'!AI87","v":0.59699999999999998},{"$f":"'Conventional - Coal'!AJ87","v":0.59699999999999998},{"$f":"'Conventional - Coal'!AK87","v":0.59699999999999998},{"$f":"'Conventional - Coal'!AL87","v":0.59699999999999998},{"$f":"'Conventional - Coal'!AM87","v":0.59699999999999998},{"$f":"'Conventional - Coal'!AN87","v":0.59699999999999998},{"$f":"'Conventional - Coal'!AO87","v":0.59699999999999998},{"$f":"'Conventional - Coal'!AP87","v":0.59699999999999998},{"$f":"'Conventional - Coal'!AQ87","v":0.59699999999999998},{"$f":"'Conventional - Coal'!AR87","v":0.59699999999999998},{"$f":"'Conventional - Coal'!AS87","v":0.59699999999999998},{"$f":"'Conventional - Coal'!AT87","v":0.59699999999999998},{"$f":"'Conventional - Coal'!AU87","v":0.59699999999999998},{"$f":"'Conventional - Coal'!AV87","v":0.59699999999999998}]
[null,null,null,null,{"$f":"'Conventional - Coal'!K88","v":"Coal-new - Mid"},{"$f":"'Conventional - Coal'!#REF!","v":{"$error":"#REF!"}},{"$f":"'Conventional - Coal'!#REF!","v":{"$error":"#REF!"}},{"$f":"'Conventional - Coal'!#REF!","v":{"$error":"#REF!"}},{"$f":"'Conventional - Coal'!#REF!","v":{"$error":"#REF!"}},{"$f":"'Conventional - Coal'!#REF!","v":{"$error":"#REF!"}},{"$f":"'Conventional - Coal'!#REF!","v":{"$error":"#REF!"}},{"$f":"'Conventional - Coal'!#REF!","v":{"$error":"#REF!"}},{"$f":"'Conventional - Coal'!#REF!","v":{"$error":"#REF!"}},{"$f":"'Conventional - Coal'!#REF!","v":{"$error":"#REF!"}},{"$f":"'Conventional - Coal'!#REF!","v":{"$error":"#REF!"}},{"$f":"'Conventional - Coal'!#REF!","v":{"$error":"#REF!"}},{"$f":"'Conventional - Coal'!#REF!","v":{"$error":"#REF!"}},{"$f":"'Conventional - Coal'!#REF!","v":{"$error":"#REF!"}},null,null,null,{"$f":"'Conventional - Coal'!L12","v":0.59699999999999998},{"$f":"'Conventional - Coal'!L88","v":0.59699999999999998},{"$f":"'Conventional - Coal'!M88","v":0.59699999999999998},{"$f":"'Conventional - Coal'!N88","v":0.59699999999999998},{"$f":"'Conventional - Coal'!O88","v":0.59699999999999998},{"$f":"'Conventional - Coal'!P88","v":0.59699999999999998},{"$f":"'Conventional - Coal'!Q88","v":0.59699999999999998},{"$f":"'Conventional - Coal'!R88","v":0.59699999999999998},{"$f":"'Conventional - Coal'!S88","v":0.59699999999999998},{"$f":"'Conventional - Coal'!T88","v":0.59699999999999998},{"$f":"'Conventional - Coal'!U88","v":0.59699999999999998},{"$f":"'Conventional - Coal'!V88","v":0.59699999999999998},{"$f":"'Conventional - Coal'!W88","v":0.59699999999999998},{"$f":"'Conventional - Coal'!X88","v":0.59699999999999998},{"$f":"'Conventional - Coal'!Y88","v":0.59699999999999998},{"$f":"'Conventional - Coal'!Z88","v":0.59699999999999998},{"$f":"'Conventional - Coal'!AA88","v":0.59699999999999998},{"$f":"'Conventional - Coal'!AB88","v":0.59699999999999998},{"$f":"'Conventional - Coal'!AC88","v":0.59699999999999998},{"$f":"'Conventional - Coal'!AD88","v":0.59699999999999998},{"$f":"'Conventional - Coal'!AE88","v":0.59699999999999998},{"$f":"'Conventional - Coal'!AF88","v":0.59699999999999998},{"$f":"'Conventional - Coal'!AG88","v":0.59699999999999998},{"$f":"'Conventional - Coal'!AH88","v":0.59699999999999998},{"$f":"'Conventional - Coal'!AI88","v":0.59699999999999998},{"$f":"'Conventional - Coal'!AJ88","v":0.59699999999999998},{"$f":"'Conventional - Coal'!AK88","v":0.59699999999999998},{"$f":"'Conventional - Coal'!AL88","v":0.59699999999999998},{"$f":"'Conventional - Coal'!AM88","v":0.59699999999999998},{"$f":"'Conventional - Coal'!AN88","v":0.59699999999999998},{"$f":"'Conventional - Coal'!AO88","v":0.59699999999999998},{"$f":"'Conventional - Coal'!AP88","v":0.59699999999999998},{"$f":"'Conventional - Coal'!AQ88","v":0.59699999999999998},{"$f":"'Conventional - Coal'!AR88","v":0.59699999999999998},{"$f":"'Conventional - Coal'!AS88","v":0.59699999999999998},{"$f":"'Conventional - Coal'!AT88","v":0.59699999999999998},{"$f":"'Conventional - Coal'!AU88","v":0.59699999999999998},{"$f":"'Conventional - Coal'!AV88","v":0.59699999999999998}]
[null,null,null,null,{"$f":"'Conventional - Coal'!K89","v":"Coal-new - High"},null,null,null,null,null,null,null,null,null,null,null,null,null,null,null,null,null,{"$f":"'Conventional - Coal'!L89","v":0.59699999999999998},{"$f":"'Conventional - Coal'!M89","v":0.59699999999999998},{"$f":"'Conventional - Coal'!N89","v":0.59699999999999998},{"$f":"'Conventional - Coal'!O89","v":0.59699999999999998},{"$f":"'Conventional - Coal'!P89","v":0.59699999999999998},{"$f":"'Conventional - Coal'!Q89","v":0.59699999999999998},{"$f":"'Conventional - Coal'!R89","v":0.59699999999999998},{"$f":"'Conventional - Coal'!S89","v":0.59699999999999998},{"$f":"'Conventional - Coal'!T89","v":0.59699999999999998},{"$f":"'Conventional - Coal'!U89","v":0.59699999999999998},{"$f":"'Conventional - Coal'!V89","v":0.59699999999999998},{"$f":"'Conventional - Coal'!W89","v":0.59699999999999998},{"$f":"'Conventional - Coal'!X89","v":0.59699999999999998},{"$f":"'Conventional - Coal'!Y89","v":0.59699999999999998},{"$f":"'Conventional - Coal'!Z89","v":0.59699999999999998},{"$f":"'Conventional - Coal'!AA89","v":0.59699999999999998},{"$f":"'Conventional - Coal'!AB89","v":0.59699999999999998},{"$f":"'Conventional - Coal'!AC89","v":0.59699999999999998},{"$f":"'Conventional - Coal'!AD89","v":0.59699999999999998},{"$f":"'Conventional - Coal'!AE89","v":0.59699999999999998},{"$f":"'Conventional - Coal'!AF89","v":0.59699999999999998},{"$f":"'Conventional - Coal'!AG89","v":0.59699999999999998},{"$f":"'Conventional - Coal'!AH89","v":0.59699999999999998},{"$f":"'Conventional - Coal'!AI89","v":0.59699999999999998},{"$f":"'Conventional - Coal'!AJ89","v":0.59699999999999998},{"$f":"'Conventional - Coal'!AK89","v":0.59699999999999998},{"$f":"'Conventional - Coal'!AL89","v":0.59699999999999998},{"$f":"'Conventional - Coal'!AM89","v":0.59699999999999998},{"$f":"'Conventional - Coal'!AN89","v":0.59699999999999998},{"$f":"'Conventional - Coal'!AO89","v":0.59699999999999998},{"$f":"'Conventional - Coal'!AP89","v":0.59699999999999998},{"$f":"'Conventional - Coal'!AQ89","v":0.59699999999999998},{"$f":"'Conventional - Coal'!AR89","v":0.59699999999999998},{"$f":"'Conventional - Coal'!AS89","v":0.59699999999999998},{"$f":"'Conventional - Coal'!AT89","v":0.59699999999999998},{"$f":"'Conventional - Coal'!AU89","v":0.59699999999999998},{"$f":"'Conventional - Coal'!AV89","v":0.59699999999999998}]
[null,null,null,null,{"$f":"'Conventional - Coal'!K90","v":"Coal-IGCC - Low"},null,null,null,null,null,null,null,null,null,null,null,null,null,null,null,null,null,{"$f":"'Conventional - Coal'!L90","v":0.59699999999999998},{"$f":"'Conventional - Coal'!M90","v":0.59699999999999998},{"$f":"'Conventional - Coal'!N90","v":0.59699999999999998},{"$f":"'Conventional - Coal'!O90","v":0.59699999999999998},{"$f":"'Conventional - Coal'!P90","v":0.59699999999999998},{"$f":"'Conventional - Coal'!Q90","v":0.59699999999999998},{"$f":"'Conventional - Coal'!R90","v":0.59699999999999998},{"$f":"'Conventional - Coal'!S90","v":0.59699999999999998},{"$f":"'Conventional - Coal'!T90","v":0.59699999999999998},{"$f":"'Conventional - Coal'!U90","v":0.59699999999999998},{"$f":"'Conventional - Coal'!V90","v":0.59699999999999998},{"$f":"'Conventional - Coal'!W90","v":0.59699999999999998},{"$f":"'Conventional - Coal'!X90","v":0.59699999999999998},{"$f":"'Conventional - Coal'!Y90","v":0.59699999999999998},{"$f":"'Conventional - Coal'!Z90","v":0.59699999999999998},{"$f":"'Conventional - Coal'!AA90","v":0.59699999999999998},{"$f":"'Conventional - Coal'!AB90","v":0.59699999999999998},{"$f":"'Conventional - Coal'!AC90","v":0.59699999999999998},{"$f":"'Conventional - Coal'!AD90","v":0.59699999999999998},{"$f":"'Conventional - Coal'!AE90","v":0.59699999999999998},{"$f":"'Conventional - Coal'!AF90","v":0.59699999999999998},{"$f":"'Conventional - Coal'!AG90","v":0.59699999999999998},{"$f":"'Conventional - Coal'!AH90","v":0.59699999999999998},{"$f":"'Conventional - Coal'!AI90","v":0.59699999999999998},{"$f":"'Conventional - Coal'!AJ90","v":0.59699999999999998},{"$f":"'Conventional - Coal'!AK90","v":0.59699999999999998},{"$f":"'Conventional - Coal'!AL90","v":0.59699999999999998},{"$f":"'Conventional - Coal'!AM90","v":0.59699999999999998},{"$f":"'Conventional - Coal'!AN90","v":0.59699999999999998},{"$f":"'Conventional - Coal'!AO90","v":0.59699999999999998},{"$f":"'Conventional - Coal'!AP90","v":0.59699999999999998},{"$f":"'Conventional - Coal'!AQ90","v":0.59699999999999998},{"$f":"'Conventional - Coal'!AR90","v":0.59699999999999998},{"$f":"'Conventional - Coal'!AS90","v":0.59699999999999998},{"$f":"'Conventional - Coal'!AT90","v":0.59699999999999998},{"$f":"'Conventional - Coal'!AU90","v":0.59699999999999998},{"$f":"'Conventional - Coal'!AV90","v":0.59699999999999998}]
[null,null,null,null,{"$f":"'Conventional - Coal'!K91","v":"Coal-IGCC - Mid"},{"$f":"'Conventional - Coal'!#REF!","v":{"$error":"#REF!"}},{"$f":"'Conventional - Coal'!#REF!","v":{"$error":"#REF!"}},{"$f":"'Conventional - Coal'!#REF!","v":{"$error":"#REF!"}},{"$f":"'Conventional - Coal'!#REF!","v":{"$error":"#REF!"}},{"$f":"'Conventional - Coal'!#REF!","v":{"$error":"#REF!"}},{"$f":"'Conventional - Coal'!#REF!","v":{"$error":"#REF!"}},{"$f":"'Conventional - Coal'!#REF!","v":{"$error":"#REF!"}},{"$f":"'Conventional - Coal'!#REF!","v":{"$error":"#REF!"}},{"$f":"'Conventional - Coal'!#REF!","v":{"$error":"#REF!"}},{"$f":"'Conventional - Coal'!#REF!","v":{"$error":"#REF!"}},{"$f":"'Conventional - Coal'!#REF!","v":{"$error":"#REF!"}},{"$f":"'Conventional - Coal'!#REF!","v":{"$error":"#REF!"}},{"$f":"'Conventional - Coal'!#REF!","v":{"$error":"#REF!"}},null,null,null,{"$f":"'Conventional - Coal'!L13","v":0.59699999999999998},{"$f":"'Conventional - Coal'!L91","v":0.59699999999999998},{"$f":"'Conventional - Coal'!M91","v":0.59699999999999998},{"$f":"'Conventional - Coal'!N91","v":0.59699999999999998},{"$f":"'Conventional - Coal'!O91","v":0.59699999999999998},{"$f":"'Conventional - Coal'!P91","v":0.59699999999999998},{"$f":"'Conventional - Coal'!Q91","v":0.59699999999999998},{"$f":"'Conventional - Coal'!R91","v":0.59699999999999998},{"$f":"'Conventional - Coal'!S91","v":0.59699999999999998},{"$f":"'Conventional - Coal'!T91","v":0.59699999999999998},{"$f":"'Conventional - Coal'!U91","v":0.59699999999999998},{"$f":"'Conventional - Coal'!V91","v":0.59699999999999998},{"$f":"'Conventional - Coal'!W91","v":0.59699999999999998},{"$f":"'Conventional - Coal'!X91","v":0.59699999999999998},{"$f":"'Conventional - Coal'!Y91","v":0.59699999999999998},{"$f":"'Conventional - Coal'!Z91","v":0.59699999999999998},{"$f":"'Conventional - Coal'!AA91","v":0.59699999999999998},{"$f":"'Conventional - Coal'!AB91","v":0.59699999999999998},{"$f":"'Conventional - Coal'!AC91","v":0.59699999999999998},{"$f":"'Conventional - Coal'!AD91","v":0.59699999999999998},{"$f":"'Conventional - Coal'!AE91","v":0.59699999999999998},{"$f":"'Conventional - Coal'!AF91","v":0.59699999999999998},{"$f":"'Conventional - Coal'!AG91","v":0.59699999999999998},{"$f":"'Conventional - Coal'!AH91","v":0.59699999999999998},{"$f":"'Conventional - Coal'!AI91","v":0.59699999999999998},{"$f":"'Conventional - Coal'!AJ91","v":0.59699999999999998},{"$f":"'Conventional - Coal'!AK91","v":0.59699999999999998},{"$f":"'Conventional - Coal'!AL91","v":0.59699999999999998},{"$f":"'Conventional - Coal'!AM91","v":0.59699999999999998},{"$f":"'Conventional - Coal'!AN91","v":0.59699999999999998},{"$f":"'Conventional - Coal'!AO91","v":0.59699999999999998},{"$f":"'Conventional - Coal'!AP91","v":0.59699999999999998},{"$f":"'Conventional - Coal'!AQ91","v":0.59699999999999998},{"$f":"'Conventional - Coal'!AR91","v":0.59699999999999998},{"$f":"'Conventional - Coal'!AS91","v":0.59699999999999998},{"$f":"'Conventional - Coal'!AT91","v":0.59699999999999998},{"$f":"'Conventional - Coal'!AU91","v":0.59699999999999998},{"$f":"'Conventional - Coal'!AV91","v":0.59699999999999998}]
[null,null,null,null,{"$f":"'Conventional - Coal'!K92","v":"Coal-IGCC - High"},null,null,null,null,null,null,null,null,null,null,null,null,null,null,null,null,null,{"$f":"'Conventional - Coal'!L92","v":0.59699999999999998},{"$f":"'Conventional - Coal'!M92","v":0.59699999999999998},{"$f":"'Conventional - Coal'!N92","v":0.59699999999999998},{"$f":"'Conventional - Coal'!O92","v":0.59699999999999998},{"$f":"'Conventional - Coal'!P92","v":0.59699999999999998},{"$f":"'Conventional - Coal'!Q92","v":0.59699999999999998},{"$f":"'Conventional - Coal'!R92","v":0.59699999999999998},{"$f":"'Conventional - Coal'!S92","v":0.59699999999999998},{"$f":"'Conventional - Coal'!T92","v":0.59699999999999998},{"$f":"'Conventional - Coal'!U92","v":0.59699999999999998},{"$f":"'Conventional - Coal'!V92","v":0.59699999999999998},{"$f":"'Conventional - Coal'!W92","v":0.59699999999999998},{"$f":"'Conventional - Coal'!X92","v":0.59699999999999998},{"$f":"'Conventional - Coal'!Y92","v":0.59699999999999998},{"$f":"'Conventional - Coal'!Z92","v":0.59699999999999998},{"$f":"'Conventional - Coal'!AA92","v":0.59699999999999998},{"$f":"'Conventional - Coal'!AB92","v":0.59699999999999998},{"$f":"'Conventional - Coal'!AC92","v":0.59699999999999998},{"$f":"'Conventional - Coal'!AD92","v":0.59699999999999998},{"$f":"'Conventional - Coal'!AE92","v":0.59699999999999998},{"$f":"'Conventional - Coal'!AF92","v":0.59699999999999998},{"$f":"'Conventional - Coal'!AG92","v":0.59699999999999998},{"$f":"'Conventional - Coal'!AH92","v":0.59699999999999998},{"$f":"'Conventional - Coal'!AI92","v":0.59699999999999998},{"$f":"'Conventional - Coal'!AJ92","v":0.59699999999999998},{"$f":"'Conventional - Coal'!AK92","v":0.59699999999999998},{"$f":"'Conventional - Coal'!AL92","v":0.59699999999999998},{"$f":"'Conventional - Coal'!AM92","v":0.59699999999999998},{"$f":"'Conventional - Coal'!AN92","v":0.59699999999999998},{"$f":"'Conventional - Coal'!AO92","v":0.59699999999999998},{"$f":"'Conventional - Coal'!AP92","v":0.59699999999999998},{"$f":"'Conventional - Coal'!AQ92","v":0.59699999999999998},{"$f":"'Conventional - Coal'!AR92","v":0.59699999999999998},{"$f":"'Conventional - Coal'!AS92","v":0.59699999999999998},{"$f":"'Conventional - Coal'!AT92","v":0.59699999999999998},{"$f":"'Conventional - Coal'!AU92","v":0.59699999999999998},{"$f":"'Conventional - Coal'!AV92","v":0.59699999999999998}]
[null,null,null,null,{"$f":"'Conventional - Coal'!K93","v":"Coal-CCS - Low"},null,null,null,null,null,null,null,null,null,null,null,null,null,null,null,null,null,{"$f":"'Conventional - Coal'!L93","v":0.59699999999999998},{"$f":"'Conventional - Coal'!M93","v":0.59699999999999998},{"$f":"'Conventional - Coal'!N93","v":0.59699999999999998},{"$f":"'Conventional - Coal'!O93","v":0.59699999999999998},{"$f":"'Conventional - Coal'!P93","v":0.59699999999999998},{"$f":"'Conventional - Coal'!Q93","v":0.59699999999999998},{"$f":"'Conventional - Coal'!R93","v":0.59699999999999998},{"$f":"'Conventional - Coal'!S93","v":0.59699999999999998},{"$f":"'Conventional - Coal'!T93","v":0.59699999999999998},{"$f":"'Conventional - Coal'!U93","v":0.59699999999999998},{"$f":"'Conventional - Coal'!V93","v":0.59699999999999998},{"$f":"'Conventional - Coal'!W93","v":0.59699999999999998},{"$f":"'Conventional - Coal'!X93","v":0.59699999999999998},{"$f":"'Conventional - Coal'!Y93","v":0.59699999999999998},{"$f":"'Conventional - Coal'!Z93","v":0.59699999999999998},{"$f":"'Conventional - Coal'!AA93","v":0.59699999999999998},{"$f":"'Conventional - Coal'!AB93","v":0.59699999999999998},{"$f":"'Conventional - Coal'!AC93","v":0.59699999999999998},{"$f":"'Conventional - Coal'!AD93","v":0.59699999999999998},{"$f":"'Conventional - Coal'!AE93","v":0.59699999999999998},{"$f":"'Conventional - Coal'!AF93","v":0.59699999999999998},{"$f":"'Conventional - Coal'!AG93","v":0.59699999999999998},{"$f":"'Conventional - Coal'!AH93","v":0.59699999999999998},{"$f":"'Conventional - Coal'!AI93","v":0.59699999999999998},{"$f":"'Conventional - Coal'!AJ93","v":0.59699999999999998},{"$f":"'Conventional - Coal'!AK93","v":0.59699999999999998},{"$f":"'Conventional - Coal'!AL93","v":0.59699999999999998},{"$f":"'Conventional - Coal'!AM93","v":0.59699999999999998},{"$f":"'Conventional - Coal'!AN93","v":0.59699999999999998},{"$f":"'Conventional - Coal'!AO93","v":0.59699999999999998},{"$f":"'Conventional - Coal'!AP93","v":0.59699999999999998},{"$f":"'Conventional - Coal'!AQ93","v":0.59699999999999998},{"$f":"'Conventional - Coal'!AR93","v":0.59699999999999998},{"$f":"'Conventional - Coal'!AS93","v":0.59699999999999998},{"$f":"'Conventional - Coal'!AT93","v":0.59699999999999998},{"$f":"'Conventional - Coal'!AU93","v":0.59699999999999998},{"$f":"'Conventional - Coal'!AV93","v":0.59699999999999998}]
[null,null,null,null,{"$f":"'Conventional - Coal'!K94","v":"Coal-CCS - Mid"},{"$f":"'Conventional - Coal'!#REF!","v":{"$error":"#REF!"}},{"$f":"'Conventional - Coal'!#REF!","v":{"$error":"#REF!"}},{"$f":"'Conventional - Coal'!#REF!","v":{"$error":"#REF!"}},{"$f":"'Conventional - Coal'!#REF!","v":{"$error":"#REF!"}},{"$f":"'Conventional - Coal'!#REF!","v":{"$error":"#REF!"}},{"$f":"'Conventional - Coal'!#REF!","v":{"$error":"#REF!"}},{"$f":"'Conventional - Coal'!#REF!","v":{"$error":"#REF!"}},{"$f":"'Conventional - Coal'!#REF!","v":{"$error":"#REF!"}},{"$f":"'Conventional - Coal'!#REF!","v":{"$error":"#REF!"}},{"$f":"'Conventional - Coal'!#REF!","v":{"$error":"#REF!"}},{"$f":"'Conventional - Coal'!#REF!","v":{"$error":"#REF!"}},{"$f":"'Conventional - Coal'!#REF!","v":{"$error":"#REF!"}},{"$f":"'Conventional - Coal'!#REF!","v":{"$error":"#REF!"}},null,null,null,{"$f":"'Conventional - Coal'!L14","v":0.59699999999999998},{"$f":"'Conventional - Coal'!L94","v":0.59699999999999998},{"$f":"'Conventional - Coal'!M94","v":0.59699999999999998},{"$f":"'Conventional - Coal'!N94","v":0.59699999999999998},{"$f":"'Conventional - Coal'!O94","v":0.59699999999999998},{"$f":"'Conventional - Coal'!P94","v":0.59699999999999998},{"$f":"'Conventional - Coal'!Q94","v":0.59699999999999998},{"$f":"'Conventional - Coal'!R94","v":0.59699999999999998},{"$f":"'Conventional - Coal'!S94","v":0.59699999999999998},{"$f":"'Conventional - Coal'!T94","v":0.59699999999999998},{"$f":"'Conventional - Coal'!U94","v":0.59699999999999998},{"$f":"'Conventional - Coal'!V94","v":0.59699999999999998},{"$f":"'Conventional - Coal'!W94","v":0.59699999999999998},{"$f":"'Conventional - Coal'!X94","v":0.59699999999999998},{"$f":"'Conventional - Coal'!Y94","v":0.59699999999999998},{"$f":"'Conventional - Coal'!Z94","v":0.59699999999999998},{"$f":"'Conventional - Coal'!AA94","v":0.59699999999999998},{"$f":"'Conventional - Coal'!AB94","v":0.59699999999999998},{"$f":"'Conventional - Coal'!AC94","v":0.59699999999999998},{"$f":"'Conventional - Coal'!AD94","v":0.59699999999999998},{"$f":"'Conventional - Coal'!AE94","v":0.59699999999999998},{"$f":"'Conventional - Coal'!AF94","v":0.59699999999999998},{"$f":"'Conventional - Coal'!AG94","v":0.59699999999999998},{"$f":"'Conventional - Coal'!AH94","v":0.59699999999999998},{"$f":"'Conventional - Coal'!AI94","v":0.59699999999999998},{"$f":"'Conventional - Coal'!AJ94","v":0.59699999999999998},{"$f":"'Conventional - Coal'!AK94","v":0.59699999999999998},{"$f":"'Conventional - Coal'!AL94","v":0.59699999999999998},{"$f":"'Conventional - Coal'!AM94","v":0.59699999999999998},{"$f":"'Conventional - Coal'!AN94","v":0.59699999999999998},{"$f":"'Conventional - Coal'!AO94","v":0.59699999999999998},{"$f":"'Conventional - Coal'!AP94","v":0.59699999999999998},{"$f":"'Conventional - Coal'!AQ94","v":0.59699999999999998},{"$f":"'Conventional - Coal'!AR94","v":0.59699999999999998},{"$f":"'Conventional - Coal'!AS94","v":0.59699999999999998},{"$f":"'Conventional - Coal'!AT94","v":0.59699999999999998},{"$f":"'Conventional - Coal'!AU94","v":0.59699999999999998},{"$f":"'Conventional - Coal'!AV94","v":0.59699999999999998}]
[null,null,null,null,{"$f":"'Conventional - Coal'!K95","v":"Coal-CCS - High"},null,null,null,null,null,null,null,null,null,null,null,null,null,null,null,null,null,{"$f":"'Conventional - Coal'!L95","v":0.59699999999999998},{"$f":"'Conventional - Coal'!M95","v":0.59699999999999998},{"$f":"'Conventional - Coal'!N95","v":0.59699999999999998},{"$f":"'Conventional - Coal'!O95","v":0.59699999999999998},{"$f":"'Conventional - Coal'!P95","v":0.59699999999999998},{"$f":"'Conventional - Coal'!Q95","v":0.59699999999999998},{"$f":"'Conventional - Coal'!R95","v":0.59699999999999998},{"$f":"'Conventional - Coal'!S95","v":0.59699999999999998},{"$f":"'Conventional - Coal'!T95","v":0.59699999999999998},{"$f":"'Conventional - Coal'!U95","v":0.59699999999999998},{"$f":"'Conventional - Coal'!V95","v":0.59699999999999998},{"$f":"'Conventional - Coal'!W95","v":0.59699999999999998},{"$f":"'Conventional - Coal'!X95","v":0.59699999999999998},{"$f":"'Conventional - Coal'!Y95","v":0.59699999999999998},{"$f":"'Conventional - Coal'!Z95","v":0.59699999999999998},{"$f":"'Conventional - Coal'!AA95","v":0.59699999999999998},{"$f":"'Conventional - Coal'!AB95","v":0.59699999999999998},{"$f":"'Conventional - Coal'!AC95","v":0.59699999999999998},{"$f":"'Conventional - Coal'!AD95","v":0.59699999999999998},{"$f":"'Conventional - Coal'!AE95","v":0.59699999999999998},{"$f":"'Conventional - Coal'!AF95","v":0.59699999999999998},{"$f":"'Conventional - Coal'!AG95","v":0.59699999999999998},{"$f":"'Conventional - Coal'!AH95","v":0.59699999999999998},{"$f":"'Conventional - Coal'!AI95","v":0.59699999999999998},{"$f":"'Conventional - Coal'!AJ95","v":0.59699999999999998},{"$f":"'Conventional - Coal'!AK95","v":0.59699999999999998},{"$f":"'Conventional - Coal'!AL95","v":0.59699999999999998},{"$f":"'Conventional - Coal'!AM95","v":0.59699999999999998},{"$f":"'Conventional - Coal'!AN95","v":0.59699999999999998},{"$f":"'Conventional - Coal'!AO95","v":0.59699999999999998},{"$f":"'Conventional - Coal'!AP95","v":0.59699999999999998},{"$f":"'Conventional - Coal'!AQ95","v":0.59699999999999998},{"$f":"'Conventional - Coal'!AR95","v":0.59699999999999998},{"$f":"'Conventional - Coal'!AS95","v":0.59699999999999998},{"$f":"'Conventional - Coal'!AT95","v":0.59699999999999998},{"$f":"'Conventional - Coal'!AU95","v":0.59699999999999998},{"$f":"'Conventional - Coal'!AV95","v":0.59699999999999998}]
[]
[null,null,null,null,null,{"$f":"F4","v":2000},2001,2002,2003,2004,2005,2006,2007,2008,2009,2010,2011,2012,2010,2011,2012,2013,2014,2015,2016,2017,2018,2019,2020,2021,2022,2023,2024,2025,2026,2027,2028,2029,2030,2031,{"$f":"AO4","v":2032},2033,2034,2035,2036,2037,2038,2039,2040,2041,2042,2043,2044,2045,2046,2047,2048,2049,{"$f":"BG4","v":2050}]
[null," Coal",null,"Fixed Operation and Maintenance Expenses ($/kW/yr)",{"$f":"'Conventional - Coal'!K147","v":"Coal-new - Low"},null,null,null,null,null,null,null,null,null,null,null,null,null,null,null,null,null,{"$f":"'Conventional - Coal'!L147","v":31.65},{"$f":"'Conventional - Coal'!M147","v":31.65},{"$f":"'Conventional - Coal'!N147","v":31.65},{"$f":"'Conventional - Coal'!O147","v":31.65},{"$f":"'Conventional - Coal'!P147","v":31.65},{"$f":"'Conventional - Coal'!Q147","v":31.65},{"$f":"'Conventional - Coal'!R147","v":31.65},{"$f":"'Conventional - Coal'!S147","v":31.65},{"$f":"'Conventional - Coal'!T147","v":31.65},{"$f":"'Conventional - Coal'!U147","v":31.65},{"$f":"'Conventional - Coal'!V147","v":31.65},{"$f":"'Conventional - Coal'!W147","v":31.65},{"$f":"'Conventional - Coal'!X147","v":31.65},{"$f":"'Conventional - Coal'!Y147","v":31.65},{"$f":"'Conventional - Coal'!Z147","v":31.65},{"$f":"'Conventional - Coal'!AA147","v":31.65},{"$f":"'Conventional - Coal'!AB147","v":31.65},{"$f":"'Conventional - Coal'!AC147","v":31.65},{"$f":"'Conventional - Coal'!AD147","v":31.65},{"$f":"'Conventional - Coal'!AE147","v":31.65},{"$f":"'Conventional - Coal'!AF147","v":31.65},{"$f":"'Conventional - Coal'!AG147","v":31.65},{"$f":"'Conventional - Coal'!AH147","v":31.65},{"$f":"'Conventional - Coal'!AI147","v":31.65},{"$f":"'Conventional - Coal'!AJ147","v":31.65},{"$f":"'Conventional - Coal'!AK147","v":31.65},{"$f":"'Conventional - Coal'!AL147","v":31.65},{"$f":"'Conventional - Coal'!AM147","v":31.65},{"$f":"'Conventional - Coal'!AN147","v":31.65},{"$f":"'Conventional - Coal'!AO147","v":31.65},{"$f":"'Conventional - Coal'!AP147","v":31.65},{"$f":"'Conventional - Coal'!AQ147","v":31.65},{"$f":"'Conventional - Coal'!AR147","v":31.65},{"$f":"'Conventional - Coal'!AS147","v":31.65},{"$f":"'Conventional - Coal'!AT147","v":31.65},{"$f":"'Conventional - Coal'!AU147","v":31.65},{"$f":"'Conventional - Coal'!AV147","v":31.65}]
[null,null,null,null,{"$f":"'Conventional - Coal'!K148","v":"Coal-new - Mid"},{"$f":"'Conventional - Coal'!#REF!","v":{"$error":"#REF!"}},{"$f":"'Conventional - Coal'!#REF!","v":{"$error":"#REF!"}},{"$f":"'Conventional - Coal'!#REF!","v":{"$error":"#REF!"}},{"$f":"'Conventional - Coal'!#REF!","v":{"$error":"#REF!"}},{"$f":"'Conventional - Coal'!#REF!","v":{"$error":"#REF!"}},{"$f":"'Conventional - Coal'!#REF!","v":{"$error":"#REF!"}},{"$f":"'Conventional - Coal'!#REF!","v":{"$error":"#REF!"}},{"$f":"'Conventional - Coal'!#REF!","v":{"$error":"#REF!"}},{"$f":"'Conventional - Coal'!#REF!","v":{"$error":"#REF!"}},{"$f":"'Conventional - Coal'!#REF!","v":{"$error":"#REF!"}},{"$f":"'Conventional - Coal'!#REF!","v":{"$error":"#REF!"}},{"$f":"'Conventional - Coal'!#REF!","v":{"$error":"#REF!"}},{"$f":"'Conventional - Coal'!#REF!","v":{"$error":"#REF!"}},null,null,null,{"$f":"'Conventional - Coal'!L36","v":31.65},{"$f":"'Conventional - Coal'!L148","v":31.65},{"$f":"'Conventional - Coal'!M148","v":31.65},{"$f":"'Conventional - Coal'!N148","v":31.65},{"$f":"'Conventional - Coal'!O148","v":31.65},{"$f":"'Conventional - Coal'!P148","v":31.65},{"$f":"'Conventional - Coal'!Q148","v":31.65},{"$f":"'Conventional - Coal'!R148","v":31.65},{"$f":"'Conventional - Coal'!S148","v":31.65},{"$f":"'Conventional - Coal'!T148","v":31.65},{"$f":"'Conventional - Coal'!U148","v":31.65},{"$f":"'Conventional - Coal'!V148","v":31.65},{"$f":"'Conventional - Coal'!W148","v":31.65},{"$f":"'Conventional - Coal'!X148","v":31.65},{"$f":"'Conventional - Coal'!Y148","v":31.65},{"$f":"'Conventional - Coal'!Z148","v":31.65},{"$f":"'Conventional - Coal'!AA148","v":31.65},{"$f":"'Conventional - Coal'!AB148","v":31.65},{"$f":"'Conventional - Coal'!AC148","v":31.65},{"$f":"'Conventional - Coal'!AD148","v":31.65},{"$f":"'Conventional - Coal'!AE148","v":31.65},{"$f":"'Conventional - Coal'!AF148","v":31.65},{"$f":"'Conventional - Coal'!AG148","v":31.65},{"$f":"'Conventional - Coal'!AH148","v":31.65},{"$f":"'Conventional - Coal'!AI148","v":31.65},{"$f":"'Conventional - Coal'!AJ148","v":31.65},{"$f":"'Conventional - Coal'!AK148","v":31.65},{"$f":"'Conventional - Coal'!AL148","v":31.65},{"$f":"'Conventional - Coal'!AM148","v":31.65},{"$f":"'Conventional - Coal'!AN148","v":31.65},{"$f":"'Conventional - Coal'!AO148","v":31.65},{"$f":"'Conventional - Coal'!AP148","v":31.65},{"$f":"'Conventional - Coal'!AQ148","v":31.65},{"$f":"'Conventional - Coal'!AR148","v":31.65},{"$f":"'Conventional - Coal'!AS148","v":31.65},{"$f":"'Conventional - Coal'!AT148","v":31.65},{"$f":"'Conventional - Coal'!AU148","v":31.65},{"$f":"'Conventional - Coal'!AV148","v":31.65}]
[null,null,null,null,{"$f":"'Conventional - Coal'!K149","v":"Coal-new - High"},null,null,null,null,null,null,null,null,null,null,null,null,null,null,null,null,null,{"$f":"'Conventional - Coal'!L149","v":31.65},{"$f":"'Conventional - Coal'!M149","v":31.65},{"$f":"'Conventional - Coal'!N149","v":31.65},{"$f":"'Conventional - Coal'!O149","v":31.65},{"$f":"'Conventional - Coal'!P149","v":31.65},{"$f":"'Conventional - Coal'!Q149","v":31.65},{"$f":"'Conventional - Coal'!R149","v":31.65},{"$f":"'Conventional - Coal'!S149","v":31.65},{"$f":"'Conventional - Coal'!T149","v":31.65},{"$f":"'Conventional - Coal'!U149","v":31.65},{"$f":"'Conventional - Coal'!V149","v":31.65},{"$f":"'Conventional - Coal'!W149","v":31.65},{"$f":"'Conventional - Coal'!X149","v":31.65},{"$f":"'Conventional - Coal'!Y149","v":31.65},{"$f":"'Conventional - Coal'!Z149","v":31.65},{"$f":"'Conventional - Coal'!AA149","v":31.65},{"$f":"'Conventional - Coal'!AB149","v":31.65},{"$f":"'Conventional - Coal'!AC149","v":31.65},{"$f":"'Conventional - Coal'!AD149","v":31.65},{"$f":"'Conventional - Coal'!AE149","v":31.65},{"$f":"'Conventional - Coal'!AF149","v":31.65},{"$f":"'Conventional - Coal'!AG149","v":31.65},{"$f":"'Conventional - Coal'!AH149","v":31.65},{"$f":"'Conventional - Coal'!AI149","v":31.65},{"$f":"'Conventional - Coal'!AJ149","v":31.65},{"$f":"'Conventional - Coal'!AK149","v":31.65},{"$f":"'Conventional - Coal'!AL149","v":31.65},{"$f":"'Conventional - Coal'!AM149","v":31.65},{"$f":"'Conventional - Coal'!AN149","v":31.65},{"$f":"'Conventional - Coal'!AO149","v":31.65},{"$f":"'Conventional - Coal'!AP149","v":31.65},{"$f":"'Conventional - Coal'!AQ149","v":31.65},{"$f":"'Conventional - Coal'!AR149","v":31.65},{"$f":"'Conventional - Coal'!AS149","v":31.65},{"$f":"'Conventional - Coal'!AT149","v":31.65},{"$f":"'Conventional - Coal'!AU149","v":31.65},{"$f":"'Conventional - Coal'!AV149","v":31.65}]
[null,null,null,null,{"$f":"'Conventional - Coal'!K150","v":"Coal-IGCC - Low"},null,null,null,null,null,null,null,null,null,null,null,null,null,null,null,null,null,{"$f":"'Conventional - Coal'!L150","v":52.16},{"$f":"'Conventional - Coal'!M150","v":52.16},{"$f":"'Conventional - Coal'!N150","v":52.16},{"$f":"'Conventional - Coal'!O150","v":52.16},{"$f":"'Conventional - Coal'!P150","v":52.16},{"$f":"'Conventional - Coal'!Q150","v":52.16},{"$f":"'Conventional - Coal'!R150","v":52.16},{"$f":"'Conventional - Coal'!S150","v":52.16},{"$f":"'Conventional - Coal'!T150","v":52.16},{"$f":"'Conventional - Coal'!U150","v":52.16},{"$f":"'Conventional - Coal'!V150","v":52.16},{"$f":"'Conventional - Coal'!W150","v":52.16},{"$f":"'Conventional - Coal'!X150","v":52.16},{"$f":"'Conventional - Coal'!Y150","v":52.16},{"$f":"'Conventional - Coal'!Z150","v":52.16},{"$f":"'Conventional - Coal'!AA150","v":52.16},{"$f":"'Conventional - Coal'!AB150","v":52.16},{"$f":"'Conventional - Coal'!AC150","v":52.16},{"$f":"'Conventional - Coal'!AD150","v":52.16},{"$f":"'Conventional - Coal'!AE150","v":52.16},{"$f":"'Conventional - Coal'!AF150","v":52.16},{"$f":"'Conventional - Coal'!AG150","v":52.16},{"$f":"'Conventional - Coal'!AH150","v":52.16},{"$f":"'Conventional - Coal'!AI150","v":52.16},{"$f":"'Conventional - Coal'!AJ150","v":52.16},{"$f":"'Conventional - Coal'!AK150","v":52.16},{"$f":"'Conventional - Coal'!AL150","v":52.16},{"$f":"'Conventional - Coal'!AM150","v":52.16},{"$f":"'Conventional - Coal'!AN150","v":52.16},{"$f":"'Conventional - Coal'!AO150","v":52.16},{"$f":"'Conventional - Coal'!AP150","v":52.16},{"$f":"'Conventional - Coal'!AQ150","v":52.16},{"$f":"'Conventional - Coal'!AR150","v":52.16},{"$f":"'Conventional - Coal'!AS150","v":52.16},{"$f":"'Conventional - Coal'!AT150","v":52.16},{"$f":"'Conventional - Coal'!AU150","v":52.16},{"$f":"'Conventional - Coal'!AV150","v":52.16}]
[null,null,null,null,{"$f":"'Conventional - Coal'!K151","v":"Coal-IGCC - Mid"},{"$f":"'Conventional - Coal'!#REF!","v":{"$error":"#REF!"}},{"$f":"'Conventional - Coal'!#REF!","v":{"$error":"#REF!"}},{"$f":"'Conventional - Coal'!#REF!","v":{"$error":"#REF!"}},{"$f":"'Conventional - Coal'!#REF!","v":{"$error":"#REF!"}},{"$f":"'Conventional - Coal'!#REF!","v":{"$error":"#REF!"}},{"$f":"'Conventional - Coal'!#REF!","v":{"$error":"#REF!"}},{"$f":"'Conventional - Coal'!#REF!","v":{"$error":"#REF!"}},{"$f":"'Conventional - Coal'!#REF!","v":{"$error":"#REF!"}},{"$f":"'Conventional - Coal'!#REF!","v":{"$error":"#REF!"}},{"$f":"'Conventional - Coal'!#REF!","v":{"$error":"#REF!"}},{"$f":"'Conventional - Coal'!#REF!","v":{"$error":"#REF!"}},{"$f":"'Conventional - Coal'!#REF!","v":{"$error":"#REF!"}},{"$f":"'Conventional - Coal'!#REF!","v":{"$error":"#REF!"}},null,null,null,{"$f":"'Conventional - Coal'!L37","v":52.16},{"$f":"'Conventional - Coal'!L151","v":52.16},{"$f":"'Conventional - Coal'!M151","v":52.16},{"$f":"'Conventional - Coal'!N151","v":52.16},{"$f":"'Conventional - Coal'!O151","v":52.16},{"$f":"'Conventional - Coal'!P151","v":52.16},{"$f":"'Conventional - Coal'!Q151","v":52.16},{"$f":"'Conventional - Coal'!R151","v":52.16},{"$f":"'Conventional - Coal'!S151","v":52.16},{"$f":"'Conventional - Coal'!T151","v":52.16},{"$f":"'Conventional - Coal'!U151","v":52.16},{"$f":"'Conventional - Coal'!V151","v":52.16},{"$f":"'Conventional - Coal'!W151","v":52.16},{"$f":"'Conventional - Coal'!X151","v":52.16},{"$f":"'Conventional - Coal'!Y151","v":52.16},{"$f":"'Conventional - Coal'!Z151","v":52.16},{"$f":"'Conventional - Coal'!AA151","v":52.16},{"$f":"'Conventional - Coal'!AB151","v":52.16},{"$f":"'Conventional - Coal'!AC151","v":52.16},{"$f":"'Conventional - Coal'!AD151","v":52.16},{"$f":"'Conventional - Coal'!AE151","v":52.16},{"$f":"'Conventional - Coal'!AF151","v":52.16},{"$f":"'Conventional - Coal'!AG151","v":52.16},{"$f":"'Conventional - Coal'!AH151","v":52.16},{"$f":"'Conventional - Coal'!AI151","v":52.16},{"$f":"'Conventional - Coal'!AJ151","v":52.16},{"$f":"'Conventional - Coal'!AK151","v":52.16},{"$f":"'Conventional - Coal'!AL151","v":52.16},{"$f":"'Conventional - Coal'!AM151","v":52.16},{"$f":"'Conventional - Coal'!AN151","v":52.16},{"$f":"'Conventional - Coal'!AO151","v":52.16},{"$f":"'Conventional - Coal'!AP151","v":52.16},{"$f":"'Conventional - Coal'!AQ151","v":52.16},{"$f":"'Conventional - Coal'!AR151","v":52.16},{"$f":"'Conventional - Coal'!AS151","v":52.16},{"$f":"'Conventional - Coal'!AT151","v":52.16},{"$f":"'Conventional - Coal'!AU151","v":52.16},{"$f":"'Conventional - Coal'!AV151","v":52.16}]
[null,null,null,null,{"$f":"'Conventional - Coal'!K152","v":"Coal-IGCC - High"},null,null,null,null,null,null,null,null,null,null,null,null,null,null,null,null,null,{"$f":"'Conventional - Coal'!L152","v":52.16},{"$f":"'Conventional - Coal'!M152","v":52.16},{"$f":"'Conventional - Coal'!N152","v":52.16},{"$f":"'Conventional - Coal'!O152","v":52.16},{"$f":"'Conventional - Coal'!P152","v":52.16},{"$f":"'Conventional - Coal'!Q152","v":52.16},{"$f":"'Conventional - Coal'!R152","v":52.16},{"$f":"'Conventional - Coal'!S152","v":52.16},{"$f":"'Conventional - Coal'!T152","v":52.16},{"$f":"'Conventional - Coal'!U152","v":52.16},{"$f":"'Conventional - Coal'!V152","v":52.16},{"$f":"'Conventional - Coal'!W152","v":52.16},{"$f":"'Conventional - Coal'!X152","v":52.16},{"$f":"'Conventional - Coal'!Y152","v":52.16},{"$f":"'Conventional - Coal'!Z152","v":52.16},{"$f":"'Conventional - Coal'!AA152","v":52.16},{"$f":"'Conventional - Coal'!AB152","v":52.16},{"$f":"'Conventional - Coal'!AC152","v":52.16},{"$f":"'Conventional - Coal'!AD152","v":52.16},{"$f":"'Conventional - Coal'!AE152","v":52.16},{"$f":"'Conventional - Coal'!AF152","v":52.16},{"$f":"'Conventional - Coal'!AG152","v":52.16},{"$f":"'Conventional - Coal'!AH152","v":52.16},{"$f":"'Conventional - Coal'!AI152","v":52.16},{"$f":"'Conventional - Coal'!AJ152","v":52.16},{"$f":"'Conventional - Coal'!AK152","v":52.16},{"$f":"'Conventional - Coal'!AL152","v":52.16},{"$f":"'Conventional - Coal'!AM152","v":52.16},{"$f":"'Conventional - Coal'!AN152","v":52.16},{"$f":"'Conventional - Coal'!AO152","v":52.16},{"$f":"'Conventional - Coal'!AP152","v":52.16},{"$f":"'Conventional - Coal'!AQ152","v":52.16},{"$f":"'Conventional - Coal'!AR152","v":52.16},{"$f":"'Conventional - Coal'!AS152","v":52.16},{"$f":"'Conventional - Coal'!AT152","v":52.16},{"$f":"'Conventional - Coal'!AU152","v":52.16},{"$f":"'Conventional - Coal'!AV152","v":52.16}]
[null,null,null,null,{"$f":"'Conventional - Coal'!K153","v":"Coal-CCS - Low"},null,null,null,null,null,null,null,null,null,null,null,null,null,null,null,null,null,{"$f":"'Conventional - Coal'!L153","v":73.930000000000007},{"$f":"'Conventional - Coal'!M153","v":73.930000000000007},{"$f":"'Conventional - Coal'!N153","v":73.930000000000007},{"$f":"'Conventional - Coal'!O153","v":73.930000000000007},{"$f":"'Conventional - Coal'!P153","v":73.930000000000007},{"$f":"'Conventional - Coal'!Q153","v":73.930000000000007},{"$f":"'Conventional - Coal'!R153","v":73.930000000000007},{"$f":"'Conventional - Coal'!S153","v":73.930000000000007},{"$f":"'Conventional - Coal'!T153","v":73.930000000000007},{"$f":"'Conventional - Coal'!U153","v":73.930000000000007},{"$f":"'Conventional - Coal'!V153","v":73.930000000000007},{"$f":"'Conventional - Coal'!W153","v":73.930000000000007},{"$f":"'Conventional - Coal'!X153","v":73.930000000000007},{"$f":"'Conventional - Coal'!Y153","v":73.930000000000007},{"$f":"'Conventional - Coal'!Z153","v":73.930000000000007},{"$f":"'Conventional - Coal'!AA153","v":73.930000000000007},{"$f":"'Conventional - Coal'!AB153","v":73.930000000000007},{"$f":"'Conventional - Coal'!AC153","v":73.930000000000007},{"$f":"'Conventional - Coal'!AD153","v":73.930000000000007},{"$f":"'Conventional - Coal'!AE153","v":73.930000000000007},{"$f":"'Conventional - Coal'!AF153","v":73.930000000000007},{"$f":"'Conventional - Coal'!AG153","v":73.930000000000007},{"$f":"'Conventional - Coal'!AH153","v":73.930000000000007},{"$f":"'Conventional - Coal'!AI153","v":73.930000000000007},{"$f":"'Conventional - Coal'!AJ153","v":73.930000000000007},{"$f":"'Conventional - Coal'!AK153","v":73.930000000000007},{"$f":"'Conventional - Coal'!AL153","v":73.930000000000007},{"$f":"'Conventional - Coal'!AM153","v":73.930000000000007},{"$f":"'Conventional - Coal'!AN153","v":73.930000000000007},{"$f":"'Conventional - Coal'!AO153","v":73.930000000000007},{"$f":"'Conventional - Coal'!AP153","v":73.930000000000007},{"$f":"'Conventional - Coal'!AQ153","v":73.930000000000007},{"$f":"'Conventional - Coal'!AR153","v":73.930000000000007},{"$f":"'Conventional - Coal'!AS153","v":73.930000000000007},{"$f":"'Conventional - Coal'!AT153","v":73.930000000000007},{"$f":"'Conventional - Coal'!AU153","v":73.930000000000007},{"$f":"'Conventional - Coal'!AV153","v":73.930000000000007}]
[null,null,null,null,{"$f":"'Conventional - Coal'!K154","v":"Coal-CCS - Mid"},{"$f":"'Conventional - Coal'!#REF!","v":{"$error":"#REF!"}},{"$f":"'Conventional - Coal'!#REF!","v":{"$error":"#REF!"}},{"$f":"'Conventional - Coal'!#REF!","v":{"$error":"#REF!"}},{"$f":"'Conventional - Coal'!#REF!","v":{"$error":"#REF!"}},{"$f":"'Conventional - Coal'!#REF!","v":{"$error":"#REF!"}},{"$f":"'Conventional - Coal'!#REF!","v":{"$error":"#REF!"}},{"$f":"'Conventional - Coal'!#REF!","v":{"$error":"#REF!"}},{"$f":"'Conventional - Coal'!#REF!","v":{"$error":"#REF!"}},{"$f":"'Conventional - Coal'!#REF!","v":{"$error":"#REF!"}},{"$f":"'Conventional - Coal'!#REF!","v":{"$error":"#REF!"}},{"$f":"'Conventional - Coal'!#REF!","v":{"$error":"#REF!"}},{"$f":"'Conventional - Coal'!#REF!","v":{"$error":"#REF!"}},{"$f":"'Conventional - Coal'!#REF!","v":{"$error":"#REF!"}},null,null,null,{"$f":"'Conventional - Coal'!L38","v":73.930000000000007},{"$f":"'Conventional - Coal'!L154","v":73.930000000000007},{"$f":"'Conventional - Coal'!M154","v":73.930000000000007},{"$f":"'Conventional - Coal'!N154","v":73.930000000000007},{"$f":"'Conventional - Coal'!O154","v":73.930000000000007},{"$f":"'Conventional - Coal'!P154","v":73.930000000000007},{"$f":"'Conventional - Coal'!Q154","v":73.930000000000007},{"$f":"'Conventional - Coal'!R154","v":73.930000000000007},{"$f":"'Conventional - Coal'!S154","v":73.930000000000007},{"$f":"'Conventional - Coal'!T154","v":73.930000000000007},{"$f":"'Conventional - Coal'!U154","v":73.930000000000007},{"$f":"'Conventional - Coal'!V154","v":73.930000000000007},{"$f":"'Conventional - Coal'!W154","v":73.930000000000007},{"$f":"'Conventional - Coal'!X154","v":73.930000000000007},{"$f":"'Conventional - Coal'!Y154","v":73.930000000000007},{"$f":"'Conventional - Coal'!Z154","v":73.930000000000007},{"$f":"'Conventional - Coal'!AA154","v":73.930000000000007},{"$f":"'Conventional - Coal'!AB154","v":73.930000000000007},{"$f":"'Conventional - Coal'!AC154","v":73.930000000000007},{"$f":"'Conventional - Coal'!AD154","v":73.930000000000007},{"$f":"'Conventional - Coal'!AE154","v":73.930000000000007},{"$f":"'Conventional - Coal'!AF154","v":73.930000000000007},{"$f":"'Conventional - Coal'!AG154","v":73.930000000000007},{"$f":"'Conventional - Coal'!AH154","v":73.930000000000007},{"$f":"'Conventional - Coal'!AI154","v":73.930000000000007},{"$f":"'Conventional - Coal'!AJ154","v":73.930000000000007},{"$f":"'Conventional - Coal'!AK154","v":73.930000000000007},{"$f":"'Conventional - Coal'!AL154","v":73.930000000000007},{"$f":"'Conventional - Coal'!AM154","v":73.930000000000007},{"$f":"'Conventional - Coal'!AN154","v":73.930000000000007},{"$f":"'Conventional - Coal'!AO154","v":73.930000000000007},{"$f":"'Conventional - Coal'!AP154","v":73.930000000000007},{"$f":"'Conventional - Coal'!AQ154","v":73.930000000000007},{"$f":"'Conventional - Coal'!AR154","v":73.930000000000007},{"$f":"'Conventional - Coal'!AS154","v":73.930000000000007},{"$f":"'Conventional - Coal'!AT154","v":73.930000000000007},{"$f":"'Conventional - Coal'!AU154","v":73.930000000000007},{"$f":"'Conventional - Coal'!AV154","v":73.930000000000007}]
[null,null,null,null,{"$f":"'Conventional - Coal'!K155","v":"Coal-CCS - High"},null,null,null,null,null,null,null,null,null,null,null,null,null,null,null,null,null,{"$f":"'Conventional - Coal'!L155","v":73.930000000000007},{"$f":"'Conventional - Coal'!M155","v":73.930000000000007},{"$f":"'Conventional - Coal'!N155","v":73.930000000000007},{"$f":"'Conventional - Coal'!O155","v":73.930000000000007},{"$f":"'Conventional - Coal'!P155","v":73.930000000000007},{"$f":"'Conventional - Coal'!Q155","v":73.930000000000007},{"$f":"'Conventional - Coal'!R155","v":73.930000000000007},{"$f":"'Conventional - Coal'!S155","v":73.930000000000007},{"$f":"'Conventional - Coal'!T155","v":73.930000000000007},{"$f":"'Conventional - Coal'!U155","v":73.930000000000007},{"$f":"'Conventional - Coal'!V155","v":73.930000000000007},{"$f":"'Conventional - Coal'!W155","v":73.930000000000007},{"$f":"'Conventional - Coal'!X155","v":73.930000000000007},{"$f":"'Conventional - Coal'!Y155","v":73.930000000000007},{"$f":"'Conventional - Coal'!Z155","v":73.930000000000007},{"$f":"'Conventional - Coal'!AA155","v":73.930000000000007},{"$f":"'Conventional - Coal'!AB155","v":73.930000000000007},{"$f":"'Conventional - Coal'!AC155","v":73.930000000000007},{"$f":"'Conventional - Coal'!AD155","v":73.930000000000007},{"$f":"'Conventional - Coal'!AE155","v":73.930000000000007},{"$f":"'Conventional - Coal'!AF155","v":73.930000000000007},{"$f":"'Conventional - Coal'!AG155","v":73.930000000000007},{"$f":"'Conventional - Coal'!AH155","v":73.930000000000007},{"$f":"'Conventional - Coal'!AI155","v":73.930000000000007},{"$f":"'Conventional - Coal'!AJ155","v":73.930000000000007},{"$f":"'Conventional - Coal'!AK155","v":73.930000000000007},{"$f":"'Conventional - Coal'!AL155","v":73.930000000000007},{"$f":"'Conventional - Coal'!AM155","v":73.930000000000007},{"$f":"'Conventional - Coal'!AN155","v":73.930000000000007},{"$f":"'Conventional - Coal'!AO155","v":73.930000000000007},{"$f":"'Conventional - Coal'!AP155","v":73.930000000000007},{"$f":"'Conventional - Coal'!AQ155","v":73.930000000000007},{"$f":"'Conventional - Coal'!AR155","v":73.930000000000007},{"$f":"'Conventional - Coal'!AS155","v":73.930000000000007},{"$f":"'Conventional - Coal'!AT155","v":73.930000000000007},{"$f":"'Conventional - Coal'!AU155","v":73.930000000000007},{"$f":"'Conventional - Coal'!AV155","v":73.930000000000007}]
[]
["Conventional - Gas"]
[null,null,null,null,null,{"$f":"F4","v":2000},2001,2002,2003,2004,2005,2006,2007,2008,2009,2010,2011,2012,2010,2011,2012,2013,2014,2015,2016,2017,2018,2019,2020,2021,2022,2023,2024,2025,2026,2027,2028,2029,2030,2031,{"$f":"AO4","v":2032},2033,2034,2035,2036,2037,2038,2039,2040,2041,2042,2043,2044,2045,2046,2047,2048,2049,{"$f":"BG4","v":2050}]
[null,"Gas",null,"Levelized Cost of Energy ($/MWh)",{"$f":"'Conventional - Gas'!K213","v":"Gas-CT - Low"},null,null,null,null,null,null,null,null,null,null,null,null,null,null,null,null,null,null,{"$f":"'Conventional - Gas'!M213","v":351.73149172117849},{"$f":"'Conventional - Gas'!N213","v":351.13171269899294},{"$f":"'Conventional - Gas'!O213","v":349.60630274206767},{"$f":"'Conventional - Gas'!P213","v":347.36657559944945},{"$f":"'Conventional - Gas'!Q213","v":346.87210272374062},{"$f":"'Conventional - Gas'!R213","v":346.52000474643933},{"$f":"'Conventional - Gas'!S213","v":345.21575431515356},{"$f":"'Conventional - Gas'!T213","v":344.23118114859705},{"$f":"'Conventional - Gas'!U213","v":344.72560982475386},{"$f":"'Conventional - Gas'!V213","v":344.24804610556561},{"$f":"'Conventional - Gas'!W213","v":344.38687208181193},{"$f":"'Conventional - Gas'!X213","v":341.94294269622605},{"$f":"'Conventional - Gas'!Y213","v":339.89225441187881},{"$f":"'Conventional - Gas'!Z213","v":339.07483171077689},{"$f":"'Conventional - Gas'!AA213","v":338.85815527309626},{"$f":"'Conventional - Gas'!AB213","v":337.87291317447654},{"$f":"'Conventional - Gas'!AC213","v":337.34851180928314},{"$f":"'Conventional - Gas'!AD213","v":336.4413586524513},{"$f":"'Conventional - Gas'!AE213","v":335.94760485713232},{"$f":"'Conventional - Gas'!AF213","v":335.25792904157328},{"$f":"'Conventional - Gas'!AG213","v":335.14481976187039},{"$f":"'Conventional - Gas'!AH213","v":334.31109848883415},{"$f":"'Conventional - Gas'!AI213","v":334.13812220362354},{"$f":"'Conventional - Gas'!AJ213","v":333.66490728889789},{"$f":"'Conventional - Gas'!AK213","v":333.21483300299826},{"$f":"'Conventional - Gas'!AL213","v":332.49143761183279},{"$f":"'Conventional - Gas'!AM213","v":332.49143761183279},{"$f":"'Conventional - Gas'!AN213","v":332.49143761183279},{"$f":"'Conventional - Gas'!AO213","v":332.49143761183279},{"$f":"'Conventional - Gas'!AP213","v":332.49143761183279},{"$f":"'Conventional - Gas'!AQ213","v":332.49143761183279},{"$f":"'Conventional - Gas'!AR213","v":332.49143761183279},{"$f":"'Conventional - Gas'!AS213","v":332.49143761183279},{"$f":"'Conventional - Gas'!AT213","v":332.49143761183279},{"$f":"'Conventional - Gas'!AU213","v":332.49143761183279},{"$f":"'Conventional - Gas'!AV213","v":332.49143761183279}]
[null,null,null,null,{"$f":"'Conventional - Gas'!K214","v":"Gas-CT - Mid"},{"$f":"'Conventional - Gas'!#REF!","v":{"$error":"#REF!"}},{"$f":"'Conventional - Gas'!#REF!","v":{"$error":"#REF!"}},{"$f":"'Conventional - Gas'!#REF!","v":{"$error":"#REF!"}},{"$f":"'Conventional - Gas'!#REF!","v":{"$error":"#REF!"}},{"$f":"'Conventional - Gas'!#REF!","v":{"$error":"#REF!"}},{"$f":"'Conventional - Gas'!#REF!","v":{"$error":"#REF!"}},{"$f":"'Conventional - Gas'!#REF!","v":{"$error":"#REF!"}},{"$f":"'Conventional - Gas'!#REF!","v":{"$error":"#REF!"}},{"$f":"'Conventional - Gas'!#REF!","v":{"$error":"#REF!"}},{"$f":"'Conventional - Gas'!#REF!","v":{"$error":"#REF!"}},{"$f":"'Conventional - Gas'!#REF!","v":{"$error":"#REF!"}},{"$f":"'Conventional - Gas'!#REF!","v":{"$error":"#REF!"}},{"$f":"'Conventional - Gas'!#REF!","v":{"$error":"#REF!"}},null,null,null,{"$f":"'Conventional - Gas'!L71","v":357.40706098710598},null,{"$f":"'Conventional - Gas'!M214","v":356.44784656106117},{"$f":"'Conventional - Gas'!N214","v":355.96258604992158},{"$f":"'Conventional - Gas'!O214","v":356.63227791782521},{"$f":"'Conventional - Gas'!P214","v":356.79298287334973},{"$f":"'Conventional - Gas'!Q214","v":356.32803724060278},{"$f":"'Conventional - Gas'!R214","v":353.41471389130737},{"$f":"'Conventional - Gas'!S214","v":353.47016466324743},{"$f":"'Conventional - Gas'!T214","v":352.36642073364106},{"$f":"'Conventional - Gas'!U214","v":351.81043126756913},{"$f":"'Conventional - Gas'!V214","v":351.7513985816164},{"$f":"'Conventional - Gas'!W214","v":351.09328267320984},{"$f":"'Conventional - Gas'!X214","v":349.71640006670503},{"$f":"'Conventional - Gas'!Y214","v":349.73235496906358},{"$f":"'Conventional - Gas'!Z214","v":349.95256141019041},{"$f":"'Conventional - Gas'!AA214","v":350.78324144611679},{"$f":"'Conventional - Gas'!AB214","v":352.06549496088905},{"$f":"'Conventional - Gas'!AC214","v":352.24687181172692},{"$f":"'Conventional - Gas'!AD214","v":352.27190239389802},{"$f":"'Conventional - Gas'!AE214","v":353.45799840307563},{"$f":"'Conventional - Gas'!AF214","v":354.07662980648041},{"$f":"'Conventional - Gas'!AG214","v":355.49233277506687},{"$f":"'Conventional - Gas'!AH214","v":357.56264407534445},{"$f":"'Conventional - Gas'!AI214","v":357.7158915682374},{"$f":"'Conventional - Gas'!AJ214","v":357.67872878938664},{"$f":"'Conventional - Gas'!AK214","v":359.48229432509015},{"$f":"'Conventional - Gas'!AL214","v":361.31419913675944},{"$f":"'Conventional - Gas'!AM214","v":361.31419913675944},{"$f":"'Conventional - Gas'!AN214","v":361.31419913675944},{"$f":"'Conventional - Gas'!AO214","v":361.31419913675944},{"$f":"'Conventional - Gas'!AP214","v":361.31419913675944},{"$f":"'Conventional - Gas'!AQ214","v":361.31419913675944},{"$f":"'Conventional - Gas'!AR214","v":361.31419913675944},{"$f":"'Conventional - Gas'!AS214","v":361.31419913675944},{"$f":"'Conventional - Gas'!AT214","v":361.31419913675944},{"$f":"'Conventional - Gas'!AU214","v":361.31419913675944},{"$f":"'Conventional - Gas'!AV214","v":361.31419913675944}]
[null,null,null,null,{"$f":"'Conventional - Gas'!K215","v":"Gas-CT - High"},null,null,null,null,null,null,null,null,null,null,null,null,null,null,null,null,null,null,{"$f":"'Conventional - Gas'!M215","v":358.30627750944825},{"$f":"'Conventional - Gas'!N215","v":358.64615617826962},{"$f":"'Conventional - Gas'!O215","v":360.69289799055252},{"$f":"'Conventional - Gas'!P215","v":360.46230178317376},{"$f":"'Conventional - Gas'!Q215","v":360.66843971186375},{"$f":"'Conventional - Gas'!R215","v":359.86129158671304},{"$f":"'Conventional - Gas'!S215","v":360.15128378626798},{"$f":"'Conventional - Gas'!T215","v":361.15652796032725},{"$f":"'Conventional - Gas'!U215","v":362.666009261704},{"$f":"'Conventional - Gas'!V215","v":363.92307900463697},{"$f":"'Conventional - Gas'!W215","v":365.71617633889895},{"$f":"'Conventional - Gas'!X215","v":367.37540876171965},{"$f":"'Conventional - Gas'!Y215","v":369.80208292116527},{"$f":"'Conventional - Gas'!Z215","v":371.17938936229206},{"$f":"'Conventional - Gas'!AA215","v":372.13028488697694},{"$f":"'Conventional - Gas'!AB215","v":372.70546886362609},{"$f":"'Conventional - Gas'!AC215","v":372.03456370811011},{"$f":"'Conventional - Gas'!AD215","v":372.45955538754413},{"$f":"'Conventional - Gas'!AE215","v":372.81472804628186},{"$f":"'Conventional - Gas'!AF215","v":373.22928343062506},{"$f":"'Conventional - Gas'!AG215","v":375.82386921201703},{"$f":"'Conventional - Gas'!AH215","v":378.20695380408341},{"$f":"'Conventional - Gas'!AI215","v":379.8073303536724},{"$f":"'Conventional - Gas'!AJ215","v":379.48055324930846},{"$f":"'Conventional - Gas'!AK215","v":384.30266429332084},{"$f":"'Conventional - Gas'!AL215","v":386.97809462796181},{"$f":"'Conventional - Gas'!AM215","v":386.97809462796181},{"$f":"'Conventional - Gas'!AN215","v":386.97809462796181},{"$f":"'Conventional - Gas'!AO215","v":386.97809462796181},{"$f":"'Conventional - Gas'!AP215","v":386.97809462796181},{"$f":"'Conventional - Gas'!AQ215","v":386.97809462796181},{"$f":"'Conventional - Gas'!AR215","v":386.97809462796181},{"$f":"'Conventional - Gas'!AS215","v":386.97809462796181},{"$f":"'Conventional - Gas'!AT215","v":386.97809462796181},{"$f":"'Conventional - Gas'!AU215","v":386.97809462796181},{"$f":"'Conventional - Gas'!AV215","v":386.97809462796181}]
[null,null,null,null,{"$f":"'Conventional - Gas'!K216","v":"Gas-CC - Low"},null,null,null,null,null,null,null,null,null,null,null,null,null,null,null,null,null,null,{"$f":"'Conventional - Gas'!M216","v":63.672910610154311},{"$f":"'Conventional - Gas'!N216","v":62.871585093825807},{"$f":"'Conventional - Gas'!O216","v":62.684694602035378},{"$f":"'Conventional - Gas'!P216","v":63.227146359621713},{"$f":"'Conventional - Gas'!Q216","v":63.797685467837937},{"$f":"'Conventional - Gas'!R216","v":64.563579464727127},{"$f":"'Conventional - Gas'!S216","v":64.574802678107034},{"$f":"'Conventional - Gas'!T216","v":64.811472437678574},{"$f":"'Conventional - Gas'!U216","v":66.160031135596654},{"$f":"'Conventional - Gas'!V216","v":66.990652996263634},{"$f":"'Conventional - Gas'!W216","v":68.224328869144188},{"$f":"'Conventional - Gas'!X216","v":67.689189895057922},{"$f":"'Conventional - Gas'!Y216","v":66.785861424195303},{"$f":"'Conventional - Gas'!Z216","v":66.795706359969302},{"$f":"'Conventional - Gas'!AA216","v":67.395642899833263},{"$f":"'Conventional - Gas'!AB216","v":67.385921038520166},{"$f":"'Conventional - Gas'!AC216","v":67.626021047290976},{"$f":"'Conventional - Gas'!AD216","v":67.61234313417998},{"$f":"'Conventional - Gas'!AE216","v":67.73591272775019},{"$f":"'Conventional - Gas'!AF216","v":67.80891947804561},{"$f":"'Conventional - Gas'!AG216","v":68.004534413831152},{"$f":"'Conventional - Gas'!AH216","v":67.816144508653622},{"$f":"'Conventional - Gas'!AI216","v":67.940980271363117},{"$f":"'Conventional - Gas'!AJ216","v":67.903692811490714},{"$f":"'Conventional - Gas'!AK216","v":67.77036585328517},{"$f":"'Conventional - Gas'!AL216","v":67.670084527878345},{"$f":"'Conventional - Gas'!AM216","v":67.670084527878345},{"$f":"'Conventional - Gas'!AN216","v":67.670084527878345},{"$f":"'Conventional - Gas'!AO216","v":67.670084527878345},{"$f":"'Conventional - Gas'!AP216","v":67.670084527878345},{"$f":"'Conventional - Gas'!AQ216","v":67.670084527878345},{"$f":"'Conventional - Gas'!AR216","v":67.670084527878345},{"$f":"'Conventional - Gas'!AS216","v":67.670084527878345},{"$f":"'Conventional - Gas'!AT216","v":67.670084527878345},{"$f":"'Conventional - Gas'!AU216","v":67.670084527878345},{"$f":"'Conventional - Gas'!AV216","v":67.670084527878345}]
[null,null,null,null,{"$f":"'Conventional - Gas'!K217","v":"Gas-CC - Mid"},{"$f":"'Conventional - Gas'!#REF!","v":{"$error":"#REF!"}},{"$f":"'Conventional - Gas'!#REF!","v":{"$error":"#REF!"}},{"$f":"'Conventional - Gas'!#REF!","v":{"$error":"#REF!"}},{"$f":"'Conventional - Gas'!#REF!","v":{"$error":"#REF!"}},{"$f":"'Conventional - Gas'!#REF!","v":{"$error":"#REF!"}},{"$f":"'Conventional - Gas'!#REF!","v":{"$error":"#REF!"}},{"$f":"'Conventional - Gas'!#REF!","v":{"$error":"#REF!"}},{"$f":"'Conventional - Gas'!#REF!","v":{"$error":"#REF!"}},{"$f":"'Conventional - Gas'!#REF!","v":{"$error":"#REF!"}},{"$f":"'Conventional - Gas'!#REF!","v":{"$error":"#REF!"}},{"$f":"'Conventional - Gas'!#REF!","v":{"$error":"#REF!"}},{"$f":"'Conventional - Gas'!#REF!","v":{"$error":"#REF!"}},{"$f":"'Conventional - Gas'!#REF!","v":{"$error":"#REF!"}},null,null,null,{"$f":"'Conventional - Gas'!L72","v":65.537238417024383},null,{"$f":"'Conventional - Gas'!M217","v":66.817147170076112},{"$f":"'Conventional - Gas'!N217","v":66.103473283464126},{"$f":"'Conventional - Gas'!O217","v":67.401730355114552},{"$f":"'Conventional - Gas'!P217","v":69.578271827852404},{"$f":"'Conventional - Gas'!Q217","v":70.198032582207432},{"$f":"'Conventional - Gas'!R217","v":69.240113741266725},{"$f":"'Conventional - Gas'!S217","v":70.19392238983724},{"$f":"'Conventional - Gas'!T217","v":70.369710663485023},{"$f":"'Conventional - Gas'!U217","v":71.02346585519588},{"$f":"'Conventional - Gas'!V217","v":72.160502136830587},{"$f":"'Conventional - Gas'!W217","v":72.862341246563531},{"$f":"'Conventional - Gas'!X217","v":73.065149360747071},{"$f":"'Conventional - Gas'!Y217","v":73.591067809532547},{"$f":"'Conventional - Gas'!Z217","v":74.318515215247885},{"$f":"'Conventional - Gas'!AA217","v":75.642781442648527},{"$f":"'Conventional - Gas'!AB217","v":77.201211810807564},{"$f":"'Conventional - Gas'!AC217","v":77.929413175296844},{"$f":"'Conventional - Gas'!AD217","v":78.560413911159458},{"$f":"'Conventional - Gas'!AE217","v":79.845732264260448},{"$f":"'Conventional - Gas'!AF217","v":80.823536743881391},{"$f":"'Conventional - Gas'!AG217","v":82.076446045062823},{"$f":"'Conventional - Gas'!AH217","v":83.89642393006126},{"$f":"'Conventional - Gas'!AI217","v":84.246869189838179},{"$f":"'Conventional - Gas'!AJ217","v":84.511146207091883},{"$f":"'Conventional - Gas'!AK217","v":85.9363891044582},{"$f":"'Conventional - Gas'!AL217","v":87.603299603538176},{"$f":"'Conventional - Gas'!AM217","v":87.603299603538176},{"$f":"'Conventional - Gas'!AN217","v":87.603299603538176},{"$f":"'Conventional - Gas'!AO217","v":87.603299603538176},{"$f":"'Conventional - Gas'!AP217","v":87.603299603538176},{"$f":"'Conventional - Gas'!AQ217","v":87.603299603538176},{"$f":"'Conventional - Gas'!AR217","v":87.603299603538176},{"$f":"'Conventional - Gas'!AS217","v":87.603299603538176},{"$f":"'Conventional - Gas'!AT217","v":87.603299603538176},{"$f":"'Conventional - Gas'!AU217","v":87.603299603538176},{"$f":"'Conventional - Gas'!AV217","v":87.603299603538176}]
[null,null,null,null,{"$f":"'Conventional - Gas'!K218","v":"Gas-CC - High"},null,null,null,null,null,null,null,null,null,null,null,null,null,null,null,null,null,null,{"$f":"'Conventional - Gas'!M218","v":68.056101135667504},{"$f":"'Conventional - Gas'!N218","v":67.898800540844377},{"$f":"'Conventional - Gas'!O218","v":70.127912782973794},{"$f":"'Conventional - Gas'!P218","v":72.05050797276931},{"$f":"'Conventional - Gas'!Q218","v":73.135878903224054},{"$f":"'Conventional - Gas'!R218","v":73.612690005978351},{"$f":"'Conventional - Gas'!S218","v":74.742037467403222},{"$f":"'Conventional - Gas'!T218","v":76.375373986065668},{"$f":"'Conventional - Gas'!U218","v":78.475367832419721},{"$f":"'Conventional - Gas'!V218","v":80.546853674367256},{"$f":"'Conventional - Gas'!W218","v":82.975226655361183},{"$f":"'Conventional - Gas'!X218","v":85.277748005615109},{"$f":"'Conventional - Gas'!Y218","v":87.470869140617594},{"$f":"'Conventional - Gas'!Z218","v":88.998542546332942},{"$f":"'Conventional - Gas'!AA218","v":90.40594727490658},{"$f":"'Conventional - Gas'!AB218","v":91.475383236174125},{"$f":"'Conventional - Gas'!AC218","v":91.614164307848171},{"$f":"'Conventional - Gas'!AD218","v":92.521769718344203},{"$f":"'Conventional - Gas'!AE218","v":93.23243897540415},{"$f":"'Conventional - Gas'!AF218","v":94.069108776579327},{"$f":"'Conventional - Gas'!AG218","v":96.137308612511504},{"$f":"'Conventional - Gas'!AH218","v":98.17359392141023},{"$f":"'Conventional - Gas'!AI218","v":99.524843170923248},{"$f":"'Conventional - Gas'!AJ218","v":99.588829017795689},{"$f":"'Conventional - Gas'!AK218","v":103.10163444038196},{"$f":"'Conventional - Gas'!AL218","v":105.35190943271706},{"$f":"'Conventional - Gas'!AM218","v":105.35190943271706},{"$f":"'Conventional - Gas'!AN218","v":105.35190943271706},{"$f":"'Conventional - Gas'!AO218","v":105.35190943271706},{"$f":"'Conventional - Gas'!AP218","v":105.35190943271706},{"$f":"'Conventional - Gas'!AQ218","v":105.35190943271706},{"$f":"'Conventional - Gas'!AR218","v":105.35190943271706},{"$f":"'Conventional - Gas'!AS218","v":105.35190943271706},{"$f":"'Conventional - Gas'!AT218","v":105.35190943271706},{"$f":"'Conventional - Gas'!AU218","v":105.35190943271706},{"$f":"'Conventional - Gas'!AV218","v":105.35190943271706}]
[null,null,null,null,{"$f":"'Conventional - Gas'!K219","v":"Gas-CC-CCS - Low"},null,null,null,null,null,null,null,null,null,null,null,null,null,null,null,null,null,null,null,null,{"$f":"'Conventional - Gas'!O219","v":106.43450195318947},{"$f":"'Conventional - Gas'!P219","v":106.51721037157918},{"$f":"'Conventional - Gas'!Q219","v":106.41141417045721},{"$f":"'Conventional - Gas'!R219","v":106.07221854852541},{"$f":"'Conventional - Gas'!S219","v":105.81398271809329},{"$f":"'Conventional - Gas'!T219","v":105.80854786686777},{"$f":"'Conventional - Gas'!U219","v":107.06177116170207},{"$f":"'Conventional - Gas'!V219","v":107.69674743319011},{"$f":"'Conventional - Gas'!W219","v":108.74108282666296},{"$f":"'Conventional - Gas'!X219","v":107.74388628776987},{"$f":"'Conventional - Gas'!Y219","v":106.45252523468744},{"$f":"'Conventional - Gas'!Z219","v":106.15835134908849},{"$f":"'Conventional - Gas'!AA219","v":106.49374373708275},{"$f":"'Conventional - Gas'!AB219","v":106.15514864201023},{"$f":"'Conventional - Gas'!AC219","v":106.15217329917353},{"$f":"'Conventional - Gas'!AD219","v":105.86000140487187},{"$f":"'Conventional - Gas'!AE219","v":105.74794886108624},{"$f":"'Conventional - Gas'!AF219","v":105.56851975691544},{"$f":"'Conventional - Gas'!AG219","v":105.5818693865975},{"$f":"'Conventional - Gas'!AH219","v":105.11127275249854},{"$f":"'Conventional - Gas'!AI219","v":105.01665804652785},{"$f":"'Conventional - Gas'!AJ219","v":104.76305336287743},{"$f":"'Conventional - Gas'!AK219","v":104.35651430839683},{"$f":"'Conventional - Gas'!AL219","v":104.01642665447382},{"$f":"'Conventional - Gas'!AM219","v":104.01642665447382},{"$f":"'Conventional - Gas'!AN219","v":104.01642665447382},{"$f":"'Conventional - Gas'!AO219","v":104.01642665447382},{"$f":"'Conventional - Gas'!AP219","v":104.01642665447382},{"$f":"'Conventional - Gas'!AQ219","v":104.01642665447382},{"$f":"'Conventional - Gas'!AR219","v":104.01642665447382},{"$f":"'Conventional - Gas'!AS219","v":104.01642665447382},{"$f":"'Conventional - Gas'!AT219","v":104.01642665447382},{"$f":"'Conventional - Gas'!AU219","v":104.01642665447382},{"$f":"'Conventional - Gas'!AV219","v":104.01642665447382}]
[null,null,null,null,{"$f":"'Conventional - Gas'!K220","v":"Gas-CC-CCS - Mid"},{"$f":"'Conventional - Gas'!#REF!","v":{"$error":"#REF!"}},{"$f":"'Conventional - Gas'!#REF!","v":{"$error":"#REF!"}},{"$f":"'Conventional - Gas'!#REF!","v":{"$error":"#REF!"}},{"$f":"'Conventional - Gas'!#REF!","v":{"$error":"#REF!"}},{"$f":"'Conventional - Gas'!#REF!","v":{"$error":"#REF!"}},{"$f":"'Conventional - Gas'!#REF!","v":{"$error":"#REF!"}},{"$f":"'Conventional - Gas'!#REF!","v":{"$error":"#REF!"}},{"$f":"'Conventional - Gas'!#REF!","v":{"$error":"#REF!"}},{"$f":"'Conventional - Gas'!#REF!","v":{"$error":"#REF!"}},{"$f":"'Conventional - Gas'!#REF!","v":{"$error":"#REF!"}},{"$f":"'Conventional - Gas'!#REF!","v":{"$error":"#REF!"}},{"$f":"'Conventional - Gas'!#REF!","v":{"$error":"#REF!"}},{"$f":"'Conventional - Gas'!#REF!","v":{"$error":"#REF!"}},null,null,null,{"$f":"'Conventional - Gas'!L73","v":110.14749668641448},null,null,null,{"$f":"'Conventional - Gas'!O220","v":111.75356178886884},{"$f":"'Conventional - Gas'!P220","v":113.68968439660361},{"$f":"'Conventional - Gas'!Q220","v":113.65036098204078},{"$f":"'Conventional - Gas'!R220","v":111.37040692829081},{"$f":"'Conventional - Gas'!S220","v":112.18968587058595},{"$f":"'Conventional - Gas'!T220","v":112.12472766892057},{"$f":"'Conventional - Gas'!U220","v":112.59678791390149},{"$f":"'Conventional - Gas'!V220","v":113.58943262380595},{"$f":"'Conventional - Gas'!W220","v":114.02855812451241},{"$f":"'Conventional - Gas'!X220","v":113.87264373038963},{"$f":"'Conventional - Gas'!Y220","v":114.21066767398362},{"$f":"'Conventional - Gas'!Z220","v":114.73458244894186},{"$f":"'Conventional - Gas'!AA220","v":115.8957327303379},{"$f":"'Conventional - Gas'!AB220","v":117.34487891361336},{"$f":"'Conventional - Gas'!AC220","v":117.89835397478447},{"$f":"'Conventional - Gas'!AD220","v":118.34113536523355},{"$f":"'Conventional - Gas'!AE220","v":119.55351177257208},{"$f":"'Conventional - Gas'!AF220","v":120.40557962314222},{"$f":"'Conventional - Gas'!AG220","v":121.62427701489661},{"$f":"'Conventional - Gas'!AH220","v":123.44328079912609},{"$f":"'Conventional - Gas'!AI220","v":123.60586778768132},{"$f":"'Conventional - Gas'!AJ220","v":123.69605578799963},{"$f":"'Conventional - Gas'!AK220","v":125.0663338139198},{"$f":"'Conventional - Gas'!AL220","v":126.74089863570549},{"$f":"'Conventional - Gas'!AM220","v":126.74089863570549},{"$f":"'Conventional - Gas'!AN220","v":126.74089863570549},{"$f":"'Conventional - Gas'!AO220","v":126.74089863570549},{"$f":"'Conventional - Gas'!AP220","v":126.74089863570549},{"$f":"'Conventional - Gas'!AQ220","v":126.74089863570549},{"$f":"'Conventional - Gas'!AR220","v":126.74089863570549},{"$f":"'Conventional - Gas'!AS220","v":126.74089863570549},{"$f":"'Conventional - Gas'!AT220","v":126.74089863570549},{"$f":"'Conventional - Gas'!AU220","v":126.74089863570549},{"$f":"'Conventional - Gas'!AV220","v":126.74089863570549}]
[null,null,null,null,{"$f":"'Conventional - Gas'!K221","v":"Gas-CC-CCS - High"},null,null,null,null,null,null,null,null,null,null,null,null,null,null,null,null,null,null,null,null,{"$f":"'Conventional - Gas'!O221","v":114.82768041247587},{"$f":"'Conventional - Gas'!P221","v":116.48163829860752},{"$f":"'Conventional - Gas'!Q221","v":116.97313596258819},{"$f":"'Conventional - Gas'!R221","v":116.3242320016046},{"$f":"'Conventional - Gas'!S221","v":117.35017952894373},{"$f":"'Conventional - Gas'!T221","v":118.94934508094403},{"$f":"'Conventional - Gas'!U221","v":121.07770822181938},{"$f":"'Conventional - Gas'!V221","v":123.14834395078542},{"$f":"'Conventional - Gas'!W221","v":125.5575553409347},{"$f":"'Conventional - Gas'!X221","v":127.79537795414328},{"$f":"'Conventional - Gas'!Y221","v":130.03406371200904},{"$f":"'Conventional - Gas'!Z221","v":131.47026048696728},{"$f":"'Conventional - Gas'!AA221","v":132.72619119055292},{"$f":"'Conventional - Gas'!AB221","v":133.61786886429763},{"$f":"'Conventional - Gas'!AC221","v":133.49938684888028},{"$f":"'Conventional - Gas'!AD221","v":134.25750598864511},{"$f":"'Conventional - Gas'!AE221","v":134.81476493337362},{"$f":"'Conventional - Gas'!AF221","v":135.50593495417837},{"$f":"'Conventional - Gas'!AG221","v":137.65408837413415},{"$f":"'Conventional - Gas'!AH221","v":139.71968920631085},{"$f":"'Conventional - Gas'!AI221","v":141.02322320904005},{"$f":"'Conventional - Gas'!AJ221","v":140.88507317798008},{"$f":"'Conventional - Gas'!AK221","v":144.63523603097747},{"$f":"'Conventional - Gas'!AL221","v":146.97485413350608},{"$f":"'Conventional - Gas'!AM221","v":146.97485413350608},{"$f":"'Conventional - Gas'!AN221","v":146.97485413350608},{"$f":"'Conventional - Gas'!AO221","v":146.97485413350608},{"$f":"'Conventional - Gas'!AP221","v":146.97485413350608},{"$f":"'Conventional - Gas'!AQ221","v":146.97485413350608},{"$f":"'Conventional - Gas'!AR221","v":146.97485413350608},{"$f":"'Conventional - Gas'!AS221","v":146.97485413350608},{"$f":"'Conventional - Gas'!AT221","v":146.97485413350608},{"$f":"'Conventional - Gas'!AU221","v":146.97485413350608},{"$f":"'Conventional - Gas'!AV221","v":146.97485413350608}]
[]
[null,null,null,null,null,{"$f":"F4","v":2000},2001,2002,2003,2004,2005,2006,2007,2008,2009,2010,2011,2012,2010,2011,2012,2013,2014,2015,2016,2017,2018,2019,2020,2021,2022,2023,2024,2025,2026,2027,2028,2029,2030,2031,{"$f":"AO4","v":2032},2033,2034,2035,2036,2037,2038,2039,2040,2041,2042,2043,2044,2045,2046,2047,2048,2049,{"$f":"BG4","v":2050}]
[null," Gas",null,"CAPEX ($/kW)",{"$f":"'Conventional - Gas'!K117","v":"Gas-CT - Low"},null,null,null,null,null,null,null,null,null,null,null,null,null,null,null,null,null,null,{"$f":"'Conventional - Gas'!M117","v":863.94074220884261},{"$f":"'Conventional - Gas'!N117","v":861.67593525106849},{"$f":"'Conventional - Gas'!O117","v":857.7177175863352},{"$f":"'Conventional - Gas'!P117","v":847.40141800344713},{"$f":"'Conventional - Gas'!Q117","v":843.28736499758247},{"$f":"'Conventional - Gas'!R117","v":838.27985603589866},{"$f":"'Conventional - Gas'!S117","v":834.11385791632358},{"$f":"'Conventional - Gas'!T117","v":829.92708175126438},{"$f":"'Conventional - Gas'!U117","v":825.39746783571638},{"$f":"'Conventional - Gas'!V117","v":819.9847869870913},{"$f":"'Conventional - Gas'!W117","v":814.76949757056582},{"$f":"'Conventional - Gas'!X117","v":808.80619851661049},{"$f":"'Conventional - Gas'!Y117","v":806.12583064915327},{"$f":"'Conventional - Gas'!Z117","v":803.14418112217561},{"$f":"'Conventional - Gas'!AA117","v":799.25868661663662},{"$f":"'Conventional - Gas'!AB117","v":795.76797497529697},{"$f":"'Conventional - Gas'!AC117","v":792.63049010718805},{"$f":"'Conventional - Gas'!AD117","v":789.43067110262655},{"$f":"'Conventional - Gas'!AE117","v":787.0100288037213},{"$f":"'Conventional - Gas'!AF117","v":784.13226950416447},{"$f":"'Conventional - Gas'!AG117","v":782.66741729753085},{"$f":"'Conventional - Gas'!AH117","v":780.60000177185634},{"$f":"'Conventional - Gas'!AI117","v":779.29098490635397},{"$f":"'Conventional - Gas'!AJ117","v":777.74302051778363},{"$f":"'Conventional - Gas'!AK117","v":776.78723042551212},{"$f":"'Conventional - Gas'!AL117","v":774.65748076338514},{"$f":"'Conventional - Gas'!AM117","v":774.65748076338514},{"$f":"'Conventional - Gas'!AN117","v":774.65748076338514},{"$f":"'Conventional - Gas'!AO117","v":774.65748076338514},{"$f":"'Conventional - Gas'!AP117","v":774.65748076338514},{"$f":"'Conventional - Gas'!AQ117","v":774.65748076338514},{"$f":"'Conventional - Gas'!AR117","v":774.65748076338514},{"$f":"'Conventional - Gas'!AS117","v":774.65748076338514},{"$f":"'Conventional - Gas'!AT117","v":774.65748076338514},{"$f":"'Conventional - Gas'!AU117","v":774.65748076338514},{"$f":"'Conventional - Gas'!AV117","v":774.65748076338514}]
[null,null,null,null,{"$f":"'Conventional - Gas'!K118","v":"Gas-CT - Mid"},{"$f":"'Conventional - Gas'!#REF!","v":{"$error":"#REF!"}},{"$f":"'Conventional - Gas'!#REF!","v":{"$error":"#REF!"}},{"$f":"'Conventional - Gas'!#REF!","v":{"$error":"#REF!"}},{"$f":"'Conventional - Gas'!#REF!","v":{"$error":"#REF!"}},{"$f":"'Conventional - Gas'!#REF!","v":{"$error":"#REF!"}},{"$f":"'Conventional - Gas'!#REF!","v":{"$error":"#REF!"}},{"$f":"'Conventional - Gas'!#REF!","v":{"$error":"#REF!"}},{"$f":"'Conventional - Gas'!#REF!","v":{"$error":"#REF!"}},{"$f":"'Conventional - Gas'!#REF!","v":{"$error":"#REF!"}},{"$f":"'Conventional - Gas'!#REF!","v":{"$error":"#REF!"}},{"$f":"'Conventional - Gas'!#REF!","v":{"$error":"#REF!"}},{"$f":"'Conventional - Gas'!#REF!","v":{"$error":"#REF!"}},{"$f":"'Conventional - Gas'!#REF!","v":{"$error":"#REF!"}},null,null,null,{"$f":"'Conventional - Gas'!L24","v":866.78733444017325},null,{"$f":"'Conventional - Gas'!M118","v":863.94074220884261},{"$f":"'Conventional - Gas'!N118","v":861.67593525106849},{"$f":"'Conventional - Gas'!O118","v":857.7177175863352},{"$f":"'Conventional - Gas'!P118","v":847.40141800344713},{"$f":"'Conventional - Gas'!Q118","v":843.28736499758247},{"$f":"'Conventional - Gas'!R118","v":838.27985603589866},{"$f":"'Conventional - Gas'!S118","v":834.11385791632358},{"$f":"'Conventional - Gas'!T118","v":829.92708175126438},{"$f":"'Conventional - Gas'!U118","v":825.39746783571638},{"$f":"'Conventional - Gas'!V118","v":819.9847869870913},{"$f":"'Conventional - Gas'!W118","v":814.76949757056582},{"$f":"'Conventional - Gas'!X118","v":808.80619851661049},{"$f":"'Conventional - Gas'!Y118","v":806.12583064915327},{"$f":"'Conventional - Gas'!Z118","v":803.14418112217561},{"$f":"'Conventional - Gas'!AA118","v":799.25868661663662},{"$f":"'Conventional - Gas'!AB118","v":795.76797497529697},{"$f":"'Conventional - Gas'!AC118","v":792.63049010718805},{"$f":"'Conventional - Gas'!AD118","v":789.43067110262655},{"$f":"'Conventional - Gas'!AE118","v":787.0100288037213},{"$f":"'Conventional - Gas'!AF118","v":784.13226950416447},{"$f":"'Conventional - Gas'!AG118","v":782.66741729753085},{"$f":"'Conventional - Gas'!AH118","v":780.60000177185634},{"$f":"'Conventional - Gas'!AI118","v":779.29098490635397},{"$f":"'Conventional - Gas'!AJ118","v":777.74302051778363},{"$f":"'Conventional - Gas'!AK118","v":776.78723042551212},{"$f":"'Conventional - Gas'!AL118","v":774.65748076338514},{"$f":"'Conventional - Gas'!AM118","v":774.65748076338514},{"$f":"'Conventional - Gas'!AN118","v":774.65748076338514},{"$f":"'Conventional - Gas'!AO118","v":774.65748076338514},{"$f":"'Conventional - Gas'!AP118","v":774.65748076338514},{"$f":"'Conventional - Gas'!AQ118","v":774.65748076338514},{"$f":"'Conventional - Gas'!AR118","v":774.65748076338514},{"$f":"'Conventional - Gas'!AS118","v":774.65748076338514},{"$f":"'Conventional - Gas'!AT118","v":774.65748076338514},{"$f":"'Conventional - Gas'!AU118","v":774.65748076338514},{"$f":"'Conventional - Gas'!AV118","v":774.65748076338514}]
[null,null,null,null,{"$f":"'Conventional - Gas'!K119","v":"Gas-CT - High"},null,null,null,null,null,null,null,null,null,null,null,null,null,null,null,null,null,null,{"$f":"'Conventional - Gas'!M119","v":863.94074220884261},{"$f":"'Conventional - Gas'!N119","v":861.67593525106849},{"$f":"'Conventional - Gas'!O119","v":857.7177175863352},{"$f":"'Conventional - Gas'!P119","v":847.40141800344713},{"$f":"'Conventional - Gas'!Q119","v":843.28736499758247},{"$f":"'Conventional - Gas'!R119","v":838.27985603589866},{"$f":"'Conventional - Gas'!S119","v":834.11385791632358},{"$f":"'Conventional - Gas'!T119","v":829.92708175126438},{"$f":"'Conventional - Gas'!U119","v":825.39746783571638},{"$f":"'Conventional - Gas'!V119","v":819.9847869870913},{"$f":"'Conventional - Gas'!W119","v":814.76949757056582},{"$f":"'Conventional - Gas'!X119","v":808.80619851661049},{"$f":"'Conventional - Gas'!Y119","v":806.12583064915327},{"$f":"'Conventional - Gas'!Z119","v":803.14418112217561},{"$f":"'Conventional - Gas'!AA119","v":799.25868661663662},{"$f":"'Conventional - Gas'!AB119","v":795.76797497529697},{"$f":"'Conventional - Gas'!AC119","v":792.63049010718805},{"$f":"'Conventional - Gas'!AD119","v":789.43067110262655},{"$f":"'Conventional - Gas'!AE119","v":787.0100288037213},{"$f":"'Conventional - Gas'!AF119","v":784.13226950416447},{"$f":"'Conventional - Gas'!AG119","v":782.66741729753085},{"$f":"'Conventional - Gas'!AH119","v":780.60000177185634},{"$f":"'Conventional - Gas'!AI119","v":779.29098490635397},{"$f":"'Conventional - Gas'!AJ119","v":777.74302051778363},{"$f":"'Conventional - Gas'!AK119","v":776.78723042551212},{"$f":"'Conventional - Gas'!AL119","v":774.65748076338514},{"$f":"'Conventional - Gas'!AM119","v":774.65748076338514},{"$f":"'Conventional - Gas'!AN119","v":774.65748076338514},{"$f":"'Conventional - Gas'!AO119","v":774.65748076338514},{"$f":"'Conventional - Gas'!AP119","v":774.65748076338514},{"$f":"'Conventional - Gas'!AQ119","v":774.65748076338514},{"$f":"'Conventional - Gas'!AR119","v":774.65748076338514},{"$f":"'Conventional - Gas'!AS119","v":774.65748076338514},{"$f":"'Conventional - Gas'!AT119","v":774.65748076338514},{"$f":"'Conventional - Gas'!AU119","v":774.65748076338514},{"$f":"'Conventional - Gas'!AV119","v":774.65748076338514}]
[null,null,null,null,{"$f":"'Conventional - Gas'!K120","v":"Gas-CC - Low"},null,null,null,null,null,null,null,null,null,null,null,null,null,null,null,null,null,null,{"$f":"'Conventional - Gas'!M120","v":1049.364020109532},{"$f":"'Conventional - Gas'!N120","v":1014.7581853556549},{"$f":"'Conventional - Gas'!O120","v":1010.7584115999531},{"$f":"'Conventional - Gas'!P120","v":1000.8472839040064},{"$f":"'Conventional - Gas'!Q120","v":996.6605077389471},{"$f":"'Conventional - Gas'!R120","v":991.44521832242174},{"$f":"'Conventional - Gas'!S120","v":987.20649704365201},{"$f":"'Conventional - Gas'!T120","v":983.00933185585075},{"$f":"'Conventional - Gas'!U120","v":978.33427162191356},{"$f":"'Conventional - Gas'!V120","v":972.80731152312558},{"$f":"'Conventional - Gas'!W120","v":967.73746842498929},{"$f":"'Conventional - Gas'!X120","v":961.67027914361302},{"$f":"'Conventional - Gas'!Y120","v":958.79251984405619},{"$f":"'Conventional - Gas'!Z120","v":955.67581302143151},{"$f":"'Conventional - Gas'!AA120","v":951.62409415201932},{"$f":"'Conventional - Gas'!AB120","v":947.91521303309571},{"$f":"'Conventional - Gas'!AC120","v":944.54916966466101},{"$f":"'Conventional - Gas'!AD120","v":941.07923606880547},{"$f":"'Conventional - Gas'!AE120","v":938.48198038328485},{"$f":"'Conventional - Gas'!AF120","v":935.29255040146552},{"$f":"'Conventional - Gas'!AG120","v":933.45369337611692},{"$f":"'Conventional - Gas'!AH120","v":930.91877182704866},{"$f":"'Conventional - Gas'!AI120","v":929.26691721105772},{"$f":"'Conventional - Gas'!AJ120","v":927.3449480037724},{"$f":"'Conventional - Gas'!AK120","v":926.11904332020663},{"$f":"'Conventional - Gas'!AL120","v":923.51139861194383},{"$f":"'Conventional - Gas'!AM120","v":923.51139861194383},{"$f":"'Conventional - Gas'!AN120","v":923.51139861194383},{"$f":"'Conventional - Gas'!AO120","v":923.51139861194383},{"$f":"'Conventional - Gas'!AP120","v":923.51139861194383},{"$f":"'Conventional - Gas'!AQ120","v":923.51139861194383},{"$f":"'Conventional - Gas'!AR120","v":923.51139861194383},{"$f":"'Conventional - Gas'!AS120","v":923.51139861194383},{"$f":"'Conventional - Gas'!AT120","v":923.51139861194383},{"$f":"'Conventional - Gas'!AU120","v":923.51139861194383},{"$f":"'Conventional - Gas'!AV120","v":923.51139861194383}]
[null,null,null,null,{"$f":"'Conventional - Gas'!K121","v":"Gas-CC - Mid"},{"$f":"'Conventional - Gas'!#REF!","v":{"$error":"#REF!"}},{"$f":"'Conventional - Gas'!#REF!","v":{"$error":"#REF!"}},{"$f":"'Conventional - Gas'!#REF!","v":{"$error":"#REF!"}},{"$f":"'Conventional - Gas'!#REF!","v":{"$error":"#REF!"}},{"$f":"'Conventional - Gas'!#REF!","v":{"$error":"#REF!"}},{"$f":"'Conventional - Gas'!#REF!","v":{"$error":"#REF!"}},{"$f":"'Conventional - Gas'!#REF!","v":{"$error":"#REF!"}},{"$f":"'Conventional - Gas'!#REF!","v":{"$error":"#REF!"}},{"$f":"'Conventional - Gas'!#REF!","v":{"$error":"#REF!"}},{"$f":"'Conventional - Gas'!#REF!","v":{"$error":"#REF!"}},{"$f":"'Conventional - Gas'!#REF!","v":{"$error":"#REF!"}},{"$f":"'Conventional - Gas'!#REF!","v":{"$error":"#REF!"}},{"$f":"'Conventional - Gas'!#REF!","v":{"$error":"#REF!"}},null,null,null,{"$f":"'Conventional - Gas'!L25","v":1020.7422624550944},null,{"$f":"'Conventional - Gas'!M121","v":1049.364020109532},{"$f":"'Conventional - Gas'!N121","v":1014.7581853556549},{"$f":"'Conventional - Gas'!O121","v":1010.7584115999531},{"$f":"'Conventional - Gas'!P121","v":1000.8472839040064},{"$f":"'Conventional - Gas'!Q121","v":996.6605077389471},{"$f":"'Conventional - Gas'!R121","v":991.44521832242174},{"$f":"'Conventional - Gas'!S121","v":987.20649704365201},{"$f":"'Conventional - Gas'!T121","v":983.00933185585075},{"$f":"'Conventional - Gas'!U121","v":978.33427162191356},{"$f":"'Conventional - Gas'!V121","v":972.80731152312558},{"$f":"'Conventional - Gas'!W121","v":967.73746842498929},{"$f":"'Conventional - Gas'!X121","v":961.67027914361302},{"$f":"'Conventional - Gas'!Y121","v":958.79251984405619},{"$f":"'Conventional - Gas'!Z121","v":955.67581302143151},{"$f":"'Conventional - Gas'!AA121","v":951.62409415201932},{"$f":"'Conventional - Gas'!AB121","v":947.91521303309571},{"$f":"'Conventional - Gas'!AC121","v":944.54916966466101},{"$f":"'Conventional - Gas'!AD121","v":941.07923606880547},{"$f":"'Conventional - Gas'!AE121","v":938.48198038328485},{"$f":"'Conventional - Gas'!AF121","v":935.29255040146552},{"$f":"'Conventional - Gas'!AG121","v":933.45369337611692},{"$f":"'Conventional - Gas'!AH121","v":930.91877182704866},{"$f":"'Conventional - Gas'!AI121","v":929.26691721105772},{"$f":"'Conventional - Gas'!AJ121","v":927.3449480037724},{"$f":"'Conventional - Gas'!AK121","v":926.11904332020663},{"$f":"'Conventional - Gas'!AL121","v":923.51139861194383},{"$f":"'Conventional - Gas'!AM121","v":923.51139861194383},{"$f":"'Conventional - Gas'!AN121","v":923.51139861194383},{"$f":"'Conventional - Gas'!AO121","v":923.51139861194383},{"$f":"'Conventional - Gas'!AP121","v":923.51139861194383},{"$f":"'Conventional - Gas'!AQ121","v":923.51139861194383},{"$f":"'Conventional - Gas'!AR121","v":923.51139861194383},{"$f":"'Conventional - Gas'!AS121","v":923.51139861194383},{"$f":"'Conventional - Gas'!AT121","v":923.51139861194383},{"$f":"'Conventional - Gas'!AU121","v":923.51139861194383},{"$f":"'Conventional - Gas'!AV121","v":923.51139861194383}]
[null,null,null,null,{"$f":"'Conventional - Gas'!K122","v":"Gas-CC - High"},null,null,null,null,null,null,null,null,null,null,null,null,null,null,null,null,null,null,{"$f":"'Conventional - Gas'!M122","v":1049.364020109532},{"$f":"'Conventional - Gas'!N122","v":1014.7581853556549},{"$f":"'Conventional - Gas'!O122","v":1010.7584115999531},{"$f":"'Conventional - Gas'!P122","v":1000.8472839040064},{"$f":"'Conventional - Gas'!Q122","v":996.6605077389471},{"$f":"'Conventional - Gas'!R122","v":991.44521832242174},{"$f":"'Conventional - Gas'!S122","v":987.20649704365201},{"$f":"'Conventional - Gas'!T122","v":983.00933185585075},{"$f":"'Conventional - Gas'!U122","v":978.33427162191356},{"$f":"'Conventional - Gas'!V122","v":972.80731152312558},{"$f":"'Conventional - Gas'!W122","v":967.73746842498929},{"$f":"'Conventional - Gas'!X122","v":961.67027914361302},{"$f":"'Conventional - Gas'!Y122","v":958.79251984405619},{"$f":"'Conventional - Gas'!Z122","v":955.67581302143151},{"$f":"'Conventional - Gas'!AA122","v":951.62409415201932},{"$f":"'Conventional - Gas'!AB122","v":947.91521303309571},{"$f":"'Conventional - Gas'!AC122","v":944.54916966466101},{"$f":"'Conventional - Gas'!AD122","v":941.07923606880547},{"$f":"'Conventional - Gas'!AE122","v":938.48198038328485},{"$f":"'Conventional - Gas'!AF122","v":935.29255040146552},{"$f":"'Conventional - Gas'!AG122","v":933.45369337611692},{"$f":"'Conventional - Gas'!AH122","v":930.91877182704866},{"$f":"'Conventional - Gas'!AI122","v":929.26691721105772},{"$f":"'Conventional - Gas'!AJ122","v":927.3449480037724},{"$f":"'Conventional - Gas'!AK122","v":926.11904332020663},{"$f":"'Conventional - Gas'!AL122","v":923.51139861194383},{"$f":"'Conventional - Gas'!AM122","v":923.51139861194383},{"$f":"'Conventional - Gas'!AN122","v":923.51139861194383},{"$f":"'Conventional - Gas'!AO122","v":923.51139861194383},{"$f":"'Conventional - Gas'!AP122","v":923.51139861194383},{"$f":"'Conventional - Gas'!AQ122","v":923.51139861194383},{"$f":"'Conventional - Gas'!AR122","v":923.51139861194383},{"$f":"'Conventional - Gas'!AS122","v":923.51139861194383},{"$f":"'Conventional - Gas'!AT122","v":923.51139861194383},{"$f":"'Conventional - Gas'!AU122","v":923.51139861194383},{"$f":"'Conventional - Gas'!AV122","v":923.51139861194383}]
[null,null,null,null,{"$f":"'Conventional - Gas'!K123","v":"Gas-CC-CCS - Low"},null,null,null,null,null,null,null,null,null,null,null,null,null,null,null,null,null,null,null,null,{"$f":"'Conventional - Gas'!O123","v":2157.9558588716764},{"$f":"'Conventional - Gas'!P123","v":2126.4771199631664},{"$f":"'Conventional - Gas'!Q123","v":2093.6062520072173},{"$f":"'Conventional - Gas'!R123","v":2043.250658776343},{"$f":"'Conventional - Gas'!S123","v":2027.1165064578888},{"$f":"'Conventional - Gas'!T123","v":2010.8888529347557},{"$f":"'Conventional - Gas'!U123","v":1993.8300775922564},{"$f":"'Conventional - Gas'!V123","v":1974.6311635648879},{"$f":"'Conventional - Gas'!W123","v":1955.8478104472024},{"$f":"'Conventional - Gas'!X123","v":1935.287934440621},{"$f":"'Conventional - Gas'!Y123","v":1922.7899400818958},{"$f":"'Conventional - Gas'!Z123","v":1908.473866743306},{"$f":"'Conventional - Gas'!AA123","v":1891.5709267419377},{"$f":"'Conventional - Gas'!AB123","v":1875.8003902194564},{"$f":"'Conventional - Gas'!AC123","v":1862.2115484728124},{"$f":"'Conventional - Gas'!AD123","v":1848.5084274760056},{"$f":"'Conventional - Gas'!AE123","v":1836.6337744818052},{"$f":"'Conventional - Gas'!AF123","v":1823.740997258881},{"$f":"'Conventional - Gas'!AG123","v":1814.2558194953594},{"$f":"'Conventional - Gas'!AH123","v":1802.3499994329327},{"$f":"'Conventional - Gas'!AI123","v":1792.1168120319815},{"$f":"'Conventional - Gas'!AJ123","v":1782.4861879500711},{"$f":"'Conventional - Gas'!AK123","v":1772.1179432534727},{"$f":"'Conventional - Gas'!AL123","v":1761.1886913288017},{"$f":"'Conventional - Gas'!AM123","v":1761.1886913288017},{"$f":"'Conventional - Gas'!AN123","v":1761.1886913288017},{"$f":"'Conventional - Gas'!AO123","v":1761.1886913288017},{"$f":"'Conventional - Gas'!AP123","v":1761.1886913288017},{"$f":"'Conventional - Gas'!AQ123","v":1761.1886913288017},{"$f":"'Conventional - Gas'!AR123","v":1761.1886913288017},{"$f":"'Conventional - Gas'!AS123","v":1761.1886913288017},{"$f":"'Conventional - Gas'!AT123","v":1761.1886913288017},{"$f":"'Conventional - Gas'!AU123","v":1761.1886913288017},{"$f":"'Conventional - Gas'!AV123","v":1761.1886913288017}]
[null,null,null,null,{"$f":"'Conventional - Gas'!K124","v":"Gas-CC-CCS - Mid"},{"$f":"'Conventional - Gas'!#REF!","v":{"$error":"#REF!"}},{"$f":"'Conventional - Gas'!#REF!","v":{"$error":"#REF!"}},{"$f":"'Conventional - Gas'!#REF!","v":{"$error":"#REF!"}},{"$f":"'Conventional - Gas'!#REF!","v":{"$error":"#REF!"}},{"$f":"'Conventional - Gas'!#REF!","v":{"$error":"#REF!"}},{"$f":"'Conventional - Gas'!#REF!","v":{"$error":"#REF!"}},{"$f":"'Conventional - Gas'!#REF!","v":{"$error":"#REF!"}},{"$f":"'Conventional - Gas'!#REF!","v":{"$error":"#REF!"}},{"$f":"'Conventional - Gas'!#REF!","v":{"$error":"#REF!"}},{"$f":"'Conventional - Gas'!#REF!","v":{"$error":"#REF!"}},{"$f":"'Conventional - Gas'!#REF!","v":{"$error":"#REF!"}},{"$f":"'Conventional - Gas'!#REF!","v":{"$error":"#REF!"}},{"$f":"'Conventional - Gas'!#REF!","v":{"$error":"#REF!"}},null,null,null,{"$f":"'Conventional - Gas'!L26","v":2197.5484245417533},null,null,null,{"$f":"'Conventional - Gas'!O124","v":2157.9558588716764},{"$f":"'Conventional - Gas'!P124","v":2126.4771199631664},{"$f":"'Conventional - Gas'!Q124","v":2093.6062520072173},{"$f":"'Conventional - Gas'!R124","v":2043.250658776343},{"$f":"'Conventional - Gas'!S124","v":2027.1165064578888},{"$f":"'Conventional - Gas'!T124","v":2010.8888529347557},{"$f":"'Conventional - Gas'!U124","v":1993.8300775922564},{"$f":"'Conventional - Gas'!V124","v":1974.6311635648879},{"$f":"'Conventional - Gas'!W124","v":1955.8478104472024},{"$f":"'Conventional - Gas'!X124","v":1935.287934440621},{"$f":"'Conventional - Gas'!Y124","v":1922.7899400818958},{"$f":"'Conventional - Gas'!Z124","v":1908.473866743306},{"$f":"'Conventional - Gas'!AA124","v":1891.5709267419377},{"$f":"'Conventional - Gas'!AB124","v":1875.8003902194564},{"$f":"'Conventional - Gas'!AC124","v":1862.2115484728124},{"$f":"'Conventional - Gas'!AD124","v":1848.5084274760056},{"$f":"'Conventional - Gas'!AE124","v":1836.6337744818052},{"$f":"'Conventional - Gas'!AF124","v":1823.740997258881},{"$f":"'Conventional - Gas'!AG124","v":1814.2558194953594},{"$f":"'Conventional - Gas'!AH124","v":1802.3499994329327},{"$f":"'Conventional - Gas'!AI124","v":1792.1168120319815},{"$f":"'Conventional - Gas'!AJ124","v":1782.4861879500711},{"$f":"'Conventional - Gas'!AK124","v":1772.1179432534727},{"$f":"'Conventional - Gas'!AL124","v":1761.1886913288017},{"$f":"'Conventional - Gas'!AM124","v":1761.1886913288017},{"$f":"'Conventional - Gas'!AN124","v":1761.1886913288017},{"$f":"'Conventional - Gas'!AO124","v":1761.1886913288017},{"$f":"'Conventional - Gas'!AP124","v":1761.1886913288017},{"$f":"'Conventional - Gas'!AQ124","v":1761.1886913288017},{"$f":"'Conventional - Gas'!AR124","v":1761.1886913288017},{"$f":"'Conventional - Gas'!AS124","v":1761.1886913288017},{"$f":"'Conventional - Gas'!AT124","v":1761.1886913288017},{"$f":"'Conventional - Gas'!AU124","v":1761.1886913288017},{"$f":"'Conventional - Gas'!AV124","v":1761.1886913288017}]
[null,null,null,null,{"$f":"'Conventional - Gas'!K125","v":"Gas-CC-CCS - High"},null,null,null,null,null,null,null,null,null,null,null,null,null,null,null,null,null,null,null,null,{"$f":"'Conventional - Gas'!O125","v":2157.9558588716764},{"$f":"'Conventional - Gas'!P125","v":2126.4771199631664},{"$f":"'Conventional - Gas'!Q125","v":2093.6062520072173},{"$f":"'Conventional - Gas'!R125","v":2043.250658776343},{"$f":"'Conventional - Gas'!S125","v":2027.1165064578888},{"$f":"'Conventional - Gas'!T125","v":2010.8888529347557},{"$f":"'Conventional - Gas'!U125","v":1993.8300775922564},{"$f":"'Conventional - Gas'!V125","v":1974.6311635648879},{"$f":"'Conventional - Gas'!W125","v":1955.8478104472024},{"$f":"'Conventional - Gas'!X125","v":1935.287934440621},{"$f":"'Conventional - Gas'!Y125","v":1922.7899400818958},{"$f":"'Conventional - Gas'!Z125","v":1908.473866743306},{"$f":"'Conventional - Gas'!AA125","v":1891.5709267419377},{"$f":"'Conventional - Gas'!AB125","v":1875.8003902194564},{"$f":"'Conventional - Gas'!AC125","v":1862.2115484728124},{"$f":"'Conventional - Gas'!AD125","v":1848.5084274760056},{"$f":"'Conventional - Gas'!AE125","v":1836.6337744818052},{"$f":"'Conventional - Gas'!AF125","v":1823.740997258881},{"$f":"'Conventional - Gas'!AG125","v":1814.2558194953594},{"$f":"'Conventional - Gas'!AH125","v":1802.3499994329327},{"$f":"'Conventional - Gas'!AI125","v":1792.1168120319815},{"$f":"'Conventional - Gas'!AJ125","v":1782.4861879500711},{"$f":"'Conventional - Gas'!AK125","v":1772.1179432534727},{"$f":"'Conventional - Gas'!AL125","v":1761.1886913288017},{"$f":"'Conventional - Gas'!AM125","v":1761.1886913288017},{"$f":"'Conventional - Gas'!AN125","v":1761.1886913288017},{"$f":"'Conventional - Gas'!AO125","v":1761.1886913288017},{"$f":"'Conventional - Gas'!AP125","v":1761.1886913288017},{"$f":"'Conventional - Gas'!AQ125","v":1761.1886913288017},{"$f":"'Conventional - Gas'!AR125","v":1761.1886913288017},{"$f":"'Conventional - Gas'!AS125","v":1761.1886913288017},{"$f":"'Conventional - Gas'!AT125","v":1761.1886913288017},{"$f":"'Conventional - Gas'!AU125","v":1761.1886913288017},{"$f":"'Conventional - Gas'!AV125","v":1761.1886913288017}]
[]
[null,null,null,null,null,{"$f":"F4","v":2000},2001,2002,2003,2004,2005,2006,2007,2008,2009,2010,2011,2012,2010,2011,2012,2013,2014,2015,2016,2017,2018,2019,2020,2021,2022,2023,2024,2025,2026,2027,2028,2029,2030,2031,{"$f":"AO4","v":2032},2033,2034,2035,2036,2037,2038,2039,2040,2041,2042,2043,2044,2045,2046,2047,2048,2049,{"$f":"BG4","v":2050}]
[null,"Gas",null,"Net Capacity Factor  (%)",{"$f":"'Conventional - Gas'!K87","v":"Gas-CT - Low"},null,null,null,null,null,null,null,null,null,null,null,null,null,null,null,null,null,{"$f":"'Conventional - Gas'!L87","v":4.1000000000000002E-2},{"$f":"'Conventional - Gas'!M87","v":4.1000000000000002E-2},{"$f":"'Conventional - Gas'!N87","v":4.1000000000000002E-2},{"$f":"'Conventional - Gas'!O87","v":4.1000000000000002E-2},{"$f":"'Conventional - Gas'!P87","v":4.1000000000000002E-2},{"$f":"'Conventional - Gas'!Q87","v":4.1000000000000002E-2},{"$f":"'Conventional - Gas'!R87","v":4.1000000000000002E-2},{"$f":"'Conventional - Gas'!S87","v":4.1000000000000002E-2},{"$f":"'Conventional - Gas'!T87","v":4.1000000000000002E-2},{"$f":"'Conventional - Gas'!U87","v":4.1000000000000002E-2},{"$f":"'Conventional - Gas'!V87","v":4.1000000000000002E-2},{"$f":"'Conventional - Gas'!W87","v":4.1000000000000002E-2},{"$f":"'Conventional - Gas'!X87","v":4.1000000000000002E-2},{"$f":"'Conventional - Gas'!Y87","v":4.1000000000000002E-2},{"$f":"'Conventional - Gas'!Z87","v":4.1000000000000002E-2},{"$f":"'Conventional - Gas'!AA87","v":4.1000000000000002E-2},{"$f":"'Conventional - Gas'!AB87","v":4.1000000000000002E-2},{"$f":"'Conventional - Gas'!AC87","v":4.1000000000000002E-2},{"$f":"'Conventional - Gas'!AD87","v":4.1000000000000002E-2},{"$f":"'Conventional - Gas'!AE87","v":4.1000000000000002E-2},{"$f":"'Conventional - Gas'!AF87","v":4.1000000000000002E-2},{"$f":"'Conventional - Gas'!AG87","v":4.1000000000000002E-2},{"$f":"'Conventional - Gas'!AH87","v":4.1000000000000002E-2},{"$f":"'Conventional - Gas'!AI87","v":4.1000000000000002E-2},{"$f":"'Conventional - Gas'!AJ87","v":4.1000000000000002E-2},{"$f":"'Conventional - Gas'!AK87","v":4.1000000000000002E-2},{"$f":"'Conventional - Gas'!AL87","v":4.1000000000000002E-2},{"$f":"'Conventional - Gas'!AM87","v":4.1000000000000002E-2},{"$f":"'Conventional - Gas'!AN87","v":4.1000000000000002E-2},{"$f":"'Conventional - Gas'!AO87","v":4.1000000000000002E-2},{"$f":"'Conventional - Gas'!AP87","v":4.1000000000000002E-2},{"$f":"'Conventional - Gas'!AQ87","v":4.1000000000000002E-2},{"$f":"'Conventional - Gas'!AR87","v":4.1000000000000002E-2},{"$f":"'Conventional - Gas'!AS87","v":4.1000000000000002E-2},{"$f":"'Conventional - Gas'!AT87","v":4.1000000000000002E-2},{"$f":"'Conventional - Gas'!AU87","v":4.1000000000000002E-2},{"$f":"'Conventional - Gas'!AV87","v":4.1000000000000002E-2}]
[null,null,null,null,{"$f":"'Conventional - Gas'!K88","v":"Gas-CT - Mid"},{"$f":"'Conventional - Gas'!#REF!","v":{"$error":"#REF!"}},{"$f":"'Conventional - Gas'!#REF!","v":{"$error":"#REF!"}},{"$f":"'Conventional - Gas'!#REF!","v":{"$error":"#REF!"}},{"$f":"'Conventional - Gas'!#REF!","v":{"$error":"#REF!"}},{"$f":"'Conventional - Gas'!#REF!","v":{"$error":"#REF!"}},{"$f":"'Conventional - Gas'!#REF!","v":{"$error":"#REF!"}},{"$f":"'Conventional - Gas'!#REF!","v":{"$error":"#REF!"}},{"$f":"'Conventional - Gas'!#REF!","v":{"$error":"#REF!"}},{"$f":"'Conventional - Gas'!#REF!","v":{"$error":"#REF!"}},{"$f":"'Conventional - Gas'!#REF!","v":{"$error":"#REF!"}},{"$f":"'Conventional - Gas'!#REF!","v":{"$error":"#REF!"}},{"$f":"'Conventional - Gas'!#REF!","v":{"$error":"#REF!"}},{"$f":"'Conventional - Gas'!#REF!","v":{"$error":"#REF!"}},null,null,null,{"$f":"'Conventional - Gas'!L12","v":4.1000000000000002E-2},{"$f":"'Conventional - Gas'!L88","v":4.1000000000000002E-2},{"$f":"'Conventional - Gas'!M88","v":4.1000000000000002E-2},{"$f":"'Conventional - Gas'!N88","v":4.1000000000000002E-2},{"$f":"'Conventional - Gas'!O88","v":4.1000000000000002E-2},{"$f":"'Conventional - Gas'!P88","v":4.1000000000000002E-2},{"$f":"'Conventional - Gas'!Q88","v":4.1000000000000002E-2},{"$f":"'Conventional - Gas'!R88","v":4.1000000000000002E-2},{"$f":"'Conventional - Gas'!S88","v":4.1000000000000002E-2},{"$f":"'Conventional - Gas'!T88","v":4.1000000000000002E-2},{"$f":"'Conventional - Gas'!U88","v":4.1000000000000002E-2},{"$f":"'Conventional - Gas'!V88","v":4.1000000000000002E-2},{"$f":"'Conventional - Gas'!W88","v":4.1000000000000002E-2},{"$f":"'Conventional - Gas'!X88","v":4.1000000000000002E-2},{"$f":"'Conventional - Gas'!Y88","v":4.1000000000000002E-2},{"$f":"'Conventional - Gas'!Z88","v":4.1000000000000002E-2},{"$f":"'Conventional - Gas'!AA88","v":4.1000000000000002E-2},{"$f":"'Conventional - Gas'!AB88","v":4.1000000000000002E-2},{"$f":"'Conventional - Gas'!AC88","v":4.1000000000000002E-2},{"$f":"'Conventional - Gas'!AD88","v":4.1000000000000002E-2},{"$f":"'Conventional - Gas'!AE88","v":4.1000000000000002E-2},{"$f":"'Conventional - Gas'!AF88","v":4.1000000000000002E-2},{"$f":"'Conventional - Gas'!AG88","v":4.1000000000000002E-2},{"$f":"'Conventional - Gas'!AH88","v":4.1000000000000002E-2},{"$f":"'Conventional - Gas'!AI88","v":4.1000000000000002E-2},{"$f":"'Conventional - Gas'!AJ88","v":4.1000000000000002E-2},{"$f":"'Conventional - Gas'!AK88","v":4.1000000000000002E-2},{"$f":"'Conventional - Gas'!AL88","v":4.1000000000000002E-2},{"$f":"'Conventional - Gas'!AM88","v":4.1000000000000002E-2},{"$f":"'Conventional - Gas'!AN88","v":4.1000000000000002E-2},{"$f":"'Conventional - Gas'!AO88","v":4.1000000000000002E-2},{"$f":"'Conventional - Gas'!AP88","v":4.1000000000000002E-2},{"$f":"'Conventional - Gas'!AQ88","v":4.1000000000000002E-2},{"$f":"'Conventional - Gas'!AR88","v":4.1000000000000002E-2},{"$f":"'Conventional - Gas'!AS88","v":4.1000000000000002E-2},{"$f":"'Conventional - Gas'!AT88","v":4.1000000000000002E-2},{"$f":"'Conventional - Gas'!AU88","v":4.1000000000000002E-2},{"$f":"'Conventional - Gas'!AV88","v":4.1000000000000002E-2}]
[null,null,null,null,{"$f":"'Conventional - Gas'!K89","v":"Gas-CT - High"},null,null,null,null,null,null,null,null,null,null,null,null,null,null,null,null,null,{"$f":"'Conventional - Gas'!L89","v":4.1000000000000002E-2},{"$f":"'Conventional - Gas'!M89","v":4.1000000000000002E-2},{"$f":"'Conventional - Gas'!N89","v":4.1000000000000002E-2},{"$f":"'Conventional - Gas'!O89","v":4.1000000000000002E-2},{"$f":"'Conventional - Gas'!P89","v":4.1000000000000002E-2},{"$f":"'Conventional - Gas'!Q89","v":4.1000000000000002E-2},{"$f":"'Conventional - Gas'!R89","v":4.1000000000000002E-2},{"$f":"'Conventional - Gas'!S89","v":4.1000000000000002E-2},{"$f":"'Conventional - Gas'!T89","v":4.1000000000000002E-2},{"$f":"'Conventional - Gas'!U89","v":4.1000000000000002E-2},{"$f":"'Conventional - Gas'!V89","v":4.1000000000000002E-2},{"$f":"'Conventional - Gas'!W89","v":4.1000000000000002E-2},{"$f":"'Conventional - Gas'!X89","v":4.1000000000000002E-2},{"$f":"'Conventional - Gas'!Y89","v":4.1000000000000002E-2},{"$f":"'Conventional - Gas'!Z89","v":4.1000000000000002E-2},{"$f":"'Conventional - Gas'!AA89","v":4.1000000000000002E-2},{"$f":"'Conventional - Gas'!AB89","v":4.1000000000000002E-2},{"$f":"'Conventional - Gas'!AC89","v":4.1000000000000002E-2},{"$f":"'Conventional - Gas'!AD89","v":4.1000000000000002E-2},{"$f":"'Conventional - Gas'!AE89","v":4.1000000000000002E-2},{"$f":"'Conventional - Gas'!AF89","v":4.1000000000000002E-2},{"$f":"'Conventional - Gas'!AG89","v":4.1000000000000002E-2},{"$f":"'Conventional - Gas'!AH89","v":4.1000000000000002E-2},{"$f":"'Conventional - Gas'!AI89","v":4.1000000000000002E-2},{"$f":"'Conventional - Gas'!AJ89","v":4.1000000000000002E-2},{"$f":"'Conventional - Gas'!AK89","v":4.1000000000000002E-2},{"$f":"'Conventional - Gas'!AL89","v":4.1000000000000002E-2},{"$f":"'Conventional - Gas'!AM89","v":4.1000000000000002E-2},{"$f":"'Conventional - Gas'!AN89","v":4.1000000000000002E-2},{"$f":"'Conventional - Gas'!AO89","v":4.1000000000000002E-2},{"$f":"'Conventional - Gas'!AP89","v":4.1000000000000002E-2},{"$f":"'Conventional - Gas'!AQ89","v":4.1000000000000002E-2},{"$f":"'Conventional - Gas'!AR89","v":4.1000000000000002E-2},{"$f":"'Conventional - Gas'!AS89","v":4.1000000000000002E-2},{"$f":"'Conventional - Gas'!AT89","v":4.1000000000000002E-2},{"$f":"'Conventional - Gas'!AU89","v":4.1000000000000002E-2},{"$f":"'Conventional - Gas'!AV89","v":4.1000000000000002E-2}]
[null,null,null,null,{"$f":"'Conventional - Gas'!K90","v":"Gas-CC - Low"},null,null,null,null,null,null,null,null,null,null,null,null,null,null,null,null,null,{"$f":"'Conventional - Gas'!L90","v":0.46500000000000002},{"$f":"'Conventional - Gas'!M90","v":0.46500000000000002},{"$f":"'Conventional - Gas'!N90","v":0.46500000000000002},{"$f":"'Conventional - Gas'!O90","v":0.46500000000000002},{"$f":"'Conventional - Gas'!P90","v":0.46500000000000002},{"$f":"'Conventional - Gas'!Q90","v":0.46500000000000002},{"$f":"'Conventional - Gas'!R90","v":0.46500000000000002},{"$f":"'Conventional - Gas'!S90","v":0.46500000000000002},{"$f":"'Conventional - Gas'!T90","v":0.46500000000000002},{"$f":"'Conventional - Gas'!U90","v":0.46500000000000002},{"$f":"'Conventional - Gas'!V90","v":0.46500000000000002},{"$f":"'Conventional - Gas'!W90","v":0.46500000000000002},{"$f":"'Conventional - Gas'!X90","v":0.46500000000000002},{"$f":"'Conventional - Gas'!Y90","v":0.46500000000000002},{"$f":"'Conventional - Gas'!Z90","v":0.46500000000000002},{"$f":"'Conventional - Gas'!AA90","v":0.46500000000000002},{"$f":"'Conventional - Gas'!AB90","v":0.46500000000000002},{"$f":"'Conventional - Gas'!AC90","v":0.46500000000000002},{"$f":"'Conventional - Gas'!AD90","v":0.46500000000000002},{"$f":"'Conventional - Gas'!AE90","v":0.46500000000000002},{"$f":"'Conventional - Gas'!AF90","v":0.46500000000000002},{"$f":"'Conventional - Gas'!AG90","v":0.46500000000000002},{"$f":"'Conventional - Gas'!AH90","v":0.46500000000000002},{"$f":"'Conventional - Gas'!AI90","v":0.46500000000000002},{"$f":"'Conventional - Gas'!AJ90","v":0.46500000000000002},{"$f":"'Conventional - Gas'!AK90","v":0.46500000000000002},{"$f":"'Conventional - Gas'!AL90","v":0.46500000000000002},{"$f":"'Conventional - Gas'!AM90","v":0.46500000000000002},{"$f":"'Conventional - Gas'!AN90","v":0.46500000000000002},{"$f":"'Conventional - Gas'!AO90","v":0.46500000000000002},{"$f":"'Conventional - Gas'!AP90","v":0.46500000000000002},{"$f":"'Conventional - Gas'!AQ90","v":0.46500000000000002},{"$f":"'Conventional - Gas'!AR90","v":0.46500000000000002},{"$f":"'Conventional - Gas'!AS90","v":0.46500000000000002},{"$f":"'Conventional - Gas'!AT90","v":0.46500000000000002},{"$f":"'Conventional - Gas'!AU90","v":0.46500000000000002},{"$f":"'Conventional - Gas'!AV90","v":0.46500000000000002}]
[null,null,null,null,{"$f":"'Conventional - Gas'!K91","v":"Gas-CC - Mid"},{"$f":"'Conventional - Gas'!#REF!","v":{"$error":"#REF!"}},{"$f":"'Conventional - Gas'!#REF!","v":{"$error":"#REF!"}},{"$f":"'Conventional - Gas'!#REF!","v":{"$error":"#REF!"}},{"$f":"'Conventional - Gas'!#REF!","v":{"$error":"#REF!"}},{"$f":"'Conventional - Gas'!#REF!","v":{"$error":"#REF!"}},{"$f":"'Conventional - Gas'!#REF!","v":{"$error":"#REF!"}},{"$f":"'Conventional - Gas'!#REF!","v":{"$error":"#REF!"}},{"$f":"'Conventional - Gas'!#REF!","v":{"$error":"#REF!"}},{"$f":"'Conventional - Gas'!#REF!","v":{"$error":"#REF!"}},{"$f":"'Conventional - Gas'!#REF!","v":{"$error":"#REF!"}},{"$f":"'Conventional - Gas'!#REF!","v":{"$error":"#REF!"}},{"$f":"'Conventional - Gas'!#REF!","v":{"$error":"#REF!"}},{"$f":"'Conventional - Gas'!#REF!","v":{"$error":"#REF!"}},null,null,null,{"$f":"'Conventional - Gas'!L13","v":0.46500000000000002},{"$f":"'Conventional - Gas'!L91","v":0.46500000000000002},{"$f":"'Conventional - Gas'!M91","v":0.46500000000000002},{"$f":"'Conventional - Gas'!N91","v":0.46500000000000002},{"$f":"'Conventional - Gas'!O91","v":0.46500000000000002},{"$f":"'Conventional - Gas'!P91","v":0.46500000000000002},{"$f":"'Conventional - Gas'!Q91","v":0.46500000000000002},{"$f":"'Conventional - Gas'!R91","v":0.46500000000000002},{"$f":"'Conventional - Gas'!S91","v":0.46500000000000002},{"$f":"'Conventional - Gas'!T91","v":0.46500000000000002},{"$f":"'Conventional - Gas'!U91","v":0.46500000000000002},{"$f":"'Conventional - Gas'!V91","v":0.46500000000000002},{"$f":"'Conventional - Gas'!W91","v":0.46500000000000002},{"$f":"'Conventional - Gas'!X91","v":0.46500000000000002},{"$f":"'Conventional - Gas'!Y91","v":0.46500000000000002},{"$f":"'Conventional - Gas'!Z91","v":0.46500000000000002},{"$f":"'Conventional - Gas'!AA91","v":0.46500000000000002},{"$f":"'Conventional - Gas'!AB91","v":0.46500000000000002},{"$f":"'Conventional - Gas'!AC91","v":0.46500000000000002},{"$f":"'Conventional - Gas'!AD91","v":0.46500000000000002},{"$f":"'Conventional - Gas'!AE91","v":0.46500000000000002},{"$f":"'Conventional - Gas'!AF91","v":0.46500000000000002},{"$f":"'Conventional - Gas'!AG91","v":0.46500000000000002},{"$f":"'Conventional - Gas'!AH91","v":0.46500000000000002},{"$f":"'Conventional - Gas'!AI91","v":0.46500000000000002},{"$f":"'Conventional - Gas'!AJ91","v":0.46500000000000002},{"$f":"'Conventional - Gas'!AK91","v":0.46500000000000002},{"$f":"'Conventional - Gas'!AL91","v":0.46500000000000002},{"$f":"'Conventional - Gas'!AM91","v":0.46500000000000002},{"$f":"'Conventional - Gas'!AN91","v":0.46500000000000002},{"$f":"'Conventional - Gas'!AO91","v":0.46500000000000002},{"$f":"'Conventional - Gas'!AP91","v":0.46500000000000002},{"$f":"'Conventional - Gas'!AQ91","v":0.46500000000000002},{"$f":"'Conventional - Gas'!AR91","v":0.46500000000000002},{"$f":"'Conventional - Gas'!AS91","v":0.46500000000000002},{"$f":"'Conventional - Gas'!AT91","v":0.46500000000000002},{"$f":"'Conventional - Gas'!AU91","v":0.46500000000000002},{"$f":"'Conventional - Gas'!AV91","v":0.46500000000000002}]
[null,null,null,null,{"$f":"'Conventional - Gas'!K92","v":"Gas-CC - High"},null,null,null,null,null,null,null,null,null,null,null,null,null,null,null,null,null,{"$f":"'Conventional - Gas'!L92","v":0.46500000000000002},{"$f":"'Conventional - Gas'!M92","v":0.46500000000000002},{"$f":"'Conventional - Gas'!N92","v":0.46500000000000002},{"$f":"'Conventional - Gas'!O92","v":0.46500000000000002},{"$f":"'Conventional - Gas'!P92","v":0.46500000000000002},{"$f":"'Conventional - Gas'!Q92","v":0.46500000000000002},{"$f":"'Conventional - Gas'!R92","v":0.46500000000000002},{"$f":"'Conventional - Gas'!S92","v":0.46500000000000002},{"$f":"'Conventional - Gas'!T92","v":0.46500000000000002},{"$f":"'Conventional - Gas'!U92","v":0.46500000000000002},{"$f":"'Conventional - Gas'!V92","v":0.46500000000000002},{"$f":"'Conventional - Gas'!W92","v":0.46500000000000002},{"$f":"'Conventional - Gas'!X92","v":0.46500000000000002},{"$f":"'Conventional - Gas'!Y92","v":0.46500000000000002},{"$f":"'Conventional - Gas'!Z92","v":0.46500000000000002},{"$f":"'Conventional - Gas'!AA92","v":0.46500000000000002},{"$f":"'Conventional - Gas'!AB92","v":0.46500000000000002},{"$f":"'Conventional - Gas'!AC92","v":0.46500000000000002},{"$f":"'Conventional - Gas'!AD92","v":0.46500000000000002},{"$f":"'Conventional - Gas'!AE92","v":0.46500000000000002},{"$f":"'Conventional - Gas'!AF92","v":0.46500000000000002},{"$f":"'Conventional - Gas'!AG92","v":0.46500000000000002},{"$f":"'Conventional - Gas'!AH92","v":0.46500000000000002},{"$f":"'Conventional - Gas'!AI92","v":0.46500000000000002},{"$f":"'Conventional - Gas'!AJ92","v":0.46500000000000002},{"$f":"'Conventional - Gas'!AK92","v":0.46500000000000002},{"$f":"'Conventional - Gas'!AL92","v":0.46500000000000002},{"$f":"'Conventional - Gas'!AM92","v":0.46500000000000002},{"$f":"'Conventional - Gas'!AN92","v":0.46500000000000002},{"$f":"'Conventional - Gas'!AO92","v":0.46500000000000002},{"$f":"'Conventional - Gas'!AP92","v":0.46500000000000002},{"$f":"'Conventional - Gas'!AQ92","v":0.46500000000000002},{"$f":"'Conventional - Gas'!AR92","v":0.46500000000000002},{"$f":"'Conventional - Gas'!AS92","v":0.46500000000000002},{"$f":"'Conventional - Gas'!AT92","v":0.46500000000000002},{"$f":"'Conventional - Gas'!AU92","v":0.46500000000000002},{"$f":"'Conventional - Gas'!AV92","v":0.46500000000000002}]
[null,null,null,null,{"$f":"'Conventional - Gas'!K93","v":"Gas-CC-CCS - Low"},null,null,null,null,null,null,null,null,null,null,null,null,null,null,null,null,null,{"$f":"'Conventional - Gas'!L93","v":0.46500000000000002},{"$f":"'Conventional - Gas'!M93","v":0.46500000000000002},{"$f":"'Conventional - Gas'!N93","v":0.46500000000000002},{"$f":"'Conventional - Gas'!O93","v":0.46500000000000002},{"$f":"'Conventional - Gas'!P93","v":0.46500000000000002},{"$f":"'Conventional - Gas'!Q93","v":0.46500000000000002},{"$f":"'Conventional - Gas'!R93","v":0.46500000000000002},{"$f":"'Conventional - Gas'!S93","v":0.46500000000000002},{"$f":"'Conventional - Gas'!T93","v":0.46500000000000002},{"$f":"'Conventional - Gas'!U93","v":0.46500000000000002},{"$f":"'Conventional - Gas'!V93","v":0.46500000000000002},{"$f":"'Conventional - Gas'!W93","v":0.46500000000000002},{"$f":"'Conventional - Gas'!X93","v":0.46500000000000002},{"$f":"'Conventional - Gas'!Y93","v":0.46500000000000002},{"$f":"'Conventional - Gas'!Z93","v":0.46500000000000002},{"$f":"'Conventional - Gas'!AA93","v":0.46500000000000002},{"$f":"'Conventional - Gas'!AB93","v":0.46500000000000002},{"$f":"'Conventional - Gas'!AC93","v":0.46500000000000002},{"$f":"'Conventional - Gas'!AD93","v":0.46500000000000002},{"$f":"'Conventional - Gas'!AE93","v":0.46500000000000002},{"$f":"'Conventional - Gas'!AF93","v":0.46500000000000002},{"$f":"'Conventional - Gas'!AG93","v":0.46500000000000002},{"$f":"'Conventional - Gas'!AH93","v":0.46500000000000002},{"$f":"'Conventional - Gas'!AI93","v":0.46500000000000002},{"$f":"'Conventional - Gas'!AJ93","v":0.46500000000000002},{"$f":"'Conventional - Gas'!AK93","v":0.46500000000000002},{"$f":"'Conventional - Gas'!AL93","v":0.46500000000000002},{"$f":"'Conventional - Gas'!AM93","v":0.46500000000000002},{"$f":"'Conventional - Gas'!AN93","v":0.46500000000000002},{"$f":"'Conventional - Gas'!AO93","v":0.46500000000000002},{"$f":"'Conventional - Gas'!AP93","v":0.46500000000000002},{"$f":"'Conventional - Gas'!AQ93","v":0.46500000000000002},{"$f":"'Conventional - Gas'!AR93","v":0.46500000000000002},{"$f":"'Conventional - Gas'!AS93","v":0.46500000000000002},{"$f":"'Conventional - Gas'!AT93","v":0.46500000000000002},{"$f":"'Conventional - Gas'!AU93","v":0.46500000000000002},{"$f":"'Conventional - Gas'!AV93","v":0.46500000000000002}]
[null,null,null,null,{"$f":"'Conventional - Gas'!K94","v":"Gas-CC-CCS - Mid"},{"$f":"'Conventional - Gas'!#REF!","v":{"$error":"#REF!"}},{"$f":"'Conventional - Gas'!#REF!","v":{"$error":"#REF!"}},{"$f":"'Conventional - Gas'!#REF!","v":{"$error":"#REF!"}},{"$f":"'Conventional - Gas'!#REF!","v":{"$error":"#REF!"}},{"$f":"'Conventional - Gas'!#REF!","v":{"$error":"#REF!"}},{"$f":"'Conventional - Gas'!#REF!","v":{"$error":"#REF!"}},{"$f":"'Conventional - Gas'!#REF!","v":{"$error":"#REF!"}},{"$f":"'Conventional - Gas'!#REF!","v":{"$error":"#REF!"}},{"$f":"'Conventional - Gas'!#REF!","v":{"$error":"#REF!"}},{"$f":"'Conventional - Gas'!#REF!","v":{"$error":"#REF!"}},{"$f":"'Conventional - Gas'!#REF!","v":{"$error":"#REF!"}},{"$f":"'Conventional - Gas'!#REF!","v":{"$error":"#REF!"}},{"$f":"'Conventional - Gas'!#REF!","v":{"$error":"#REF!"}},null,null,null,{"$f":"'Conventional - Gas'!L14","v":0.46500000000000002},{"$f":"'Conventional - Gas'!L94","v":0.46500000000000002},{"$f":"'Conventional - Gas'!M94","v":0.46500000000000002},{"$f":"'Conventional - Gas'!N94","v":0.46500000000000002},{"$f":"'Conventional - Gas'!O94","v":0.46500000000000002},{"$f":"'Conventional - Gas'!P94","v":0.46500000000000002},{"$f":"'Conventional - Gas'!Q94","v":0.46500000000000002},{"$f":"'Conventional - Gas'!R94","v":0.46500000000000002},{"$f":"'Conventional - Gas'!S94","v":0.46500000000000002},{"$f":"'Conventional - Gas'!T94","v":0.46500000000000002},{"$f":"'Conventional - Gas'!U94","v":0.46500000000000002},{"$f":"'Conventional - Gas'!V94","v":0.46500000000000002},{"$f":"'Conventional - Gas'!W94","v":0.46500000000000002},{"$f":"'Conventional - Gas'!X94","v":0.46500000000000002},{"$f":"'Conventional - Gas'!Y94","v":0.46500000000000002},{"$f":"'Conventional - Gas'!Z94","v":0.46500000000000002},{"$f":"'Conventional - Gas'!AA94","v":0.46500000000000002},{"$f":"'Conventional - Gas'!AB94","v":0.46500000000000002},{"$f":"'Conventional - Gas'!AC94","v":0.46500000000000002},{"$f":"'Conventional - Gas'!AD94","v":0.46500000000000002},{"$f":"'Conventional - Gas'!AE94","v":0.46500000000000002},{"$f":"'Conventional - Gas'!AF94","v":0.46500000000000002},{"$f":"'Conventional - Gas'!AG94","v":0.46500000000000002},{"$f":"'Conventional - Gas'!AH94","v":0.46500000000000002},{"$f":"'Conventional - Gas'!AI94","v":0.46500000000000002},{"$f":"'Conventional - Gas'!AJ94","v":0.46500000000000002},{"$f":"'Conventional - Gas'!AK94","v":0.46500000000000002},{"$f":"'Conventional - Gas'!AL94","v":0.46500000000000002},{"$f":"'Conventional - Gas'!AM94","v":0.46500000000000002},{"$f":"'Conventional - Gas'!AN94","v":0.46500000000000002},{"$f":"'Conventional - Gas'!AO94","v":0.46500000000000002},{"$f":"'Conventional - Gas'!AP94","v":0.46500000000000002},{"$f":"'Conventional - Gas'!AQ94","v":0.46500000000000002},{"$f":"'Conventional - Gas'!AR94","v":0.46500000000000002},{"$f":"'Conventional - Gas'!AS94","v":0.46500000000000002},{"$f":"'Conventional - Gas'!AT94","v":0.46500000000000002},{"$f":"'Conventional - Gas'!AU94","v":0.46500000000000002},{"$f":"'Conventional - Gas'!AV94","v":0.46500000000000002}]
[null,null,null,null,{"$f":"'Conventional - Gas'!K95","v":"Gas-CC-CCS - High"},null,null,null,null,null,null,null,null,null,null,null,null,null,null,null,null,null,{"$f":"'Conventional - Gas'!L95","v":0.46500000000000002},{"$f":"'Conventional - Gas'!M95","v":0.46500000000000002},{"$f":"'Conventional - Gas'!N95","v":0.46500000000000002},{"$f":"'Conventional - Gas'!O95","v":0.46500000000000002},{"$f":"'Conventional - Gas'!P95","v":0.46500000000000002},{"$f":"'Conventional - Gas'!Q95","v":0.46500000000000002},{"$f":"'Conventional - Gas'!R95","v":0.46500000000000002},{"$f":"'Conventional - Gas'!S95","v":0.46500000000000002},{"$f":"'Conventional - Gas'!T95","v":0.46500000000000002},{"$f":"'Conventional - Gas'!U95","v":0.46500000000000002},{"$f":"'Conventional - Gas'!V95","v":0.46500000000000002},{"$f":"'Conventional - Gas'!W95","v":0.46500000000000002},{"$f":"'Conventional - Gas'!X95","v":0.46500000000000002},{"$f":"'Conventional - Gas'!Y95","v":0.46500000000000002},{"$f":"'Conventional - Gas'!Z95","v":0.46500000000000002},{"$f":"'Conventional - Gas'!AA95","v":0.46500000000000002},{"$f":"'Conventional - Gas'!AB95","v":0.46500000000000002},{"$f":"'Conventional - Gas'!AC95","v":0.46500000000000002},{"$f":"'Conventional - Gas'!AD95","v":0.46500000000000002},{"$f":"'Conventional - Gas'!AE95","v":0.46500000000000002},{"$f":"'Conventional - Gas'!AF95","v":0.46500000000000002},{"$f":"'Conventional - Gas'!AG95","v":0.46500000000000002},{"$f":"'Conventional - Gas'!AH95","v":0.46500000000000002},{"$f":"'Conventional - Gas'!AI95","v":0.46500000000000002},{"$f":"'Conventional - Gas'!AJ95","v":0.46500000000000002},{"$f":"'Conventional - Gas'!AK95","v":0.46500000000000002},{"$f":"'Conventional - Gas'!AL95","v":0.46500000000000002},{"$f":"'Conventional - Gas'!AM95","v":0.46500000000000002},{"$f":"'Conventional - Gas'!AN95","v":0.46500000000000002},{"$f":"'Conventional - Gas'!AO95","v":0.46500000000000002},{"$f":"'Conventional - Gas'!AP95","v":0.46500000000000002},{"$f":"'Conventional - Gas'!AQ95","v":0.46500000000000002},{"$f":"'Conventional - Gas'!AR95","v":0.46500000000000002},{"$f":"'Conventional - Gas'!AS95","v":0.46500000000000002},{"$f":"'Conventional - Gas'!AT95","v":0.46500000000000002},{"$f":"'Conventional - Gas'!AU95","v":0.46500000000000002},{"$f":"'Conventional - Gas'!AV95","v":0.46500000000000002}]
[]
[null,null,null,null,null,{"$f":"F4","v":2000},2001,2002,2003,2004,2005,2006,2007,2008,2009,2010,2011,2012,2010,2011,2012,2013,2014,2015,2016,2017,2018,2019,2020,2021,2022,2023,2024,2025,2026,2027,2028,2029,2030,2031,{"$f":"AO4","v":2032},2033,2034,2035,2036,2037,2038,2039,2040,2041,2042,2043,2044,2045,2046,2047,2048,2049,{"$f":"BG4","v":2050}]
[null,"Gas",null,"Fixed Operation and Maintenance Expenses ($/kW)",{"$f":"'Conventional - Gas'!K147","v":"Gas-CT - Low"},null,null,null,null,null,null,null,null,null,null,null,null,null,null,null,null,null,{"$f":"'Conventional - Gas'!L147","v":7.3},{"$f":"'Conventional - Gas'!M147","v":7.3},{"$f":"'Conventional - Gas'!N147","v":7.3},{"$f":"'Conventional - Gas'!O147","v":7.3},{"$f":"'Conventional - Gas'!P147","v":7.3},{"$f":"'Conventional - Gas'!Q147","v":7.3},{"$f":"'Conventional - Gas'!R147","v":7.3},{"$f":"'Conventional - Gas'!S147","v":7.3},{"$f":"'Conventional - Gas'!T147","v":7.3},{"$f":"'Conventional - Gas'!U147","v":7.3},{"$f":"'Conventional - Gas'!V147","v":7.3},{"$f":"'Conventional - Gas'!W147","v":7.3},{"$f":"'Conventional - Gas'!X147","v":7.3},{"$f":"'Conventional - Gas'!Y147","v":7.3},{"$f":"'Conventional - Gas'!Z147","v":7.3},{"$f":"'Conventional - Gas'!AA147","v":7.3},{"$f":"'Conventional - Gas'!AB147","v":7.3},{"$f":"'Conventional - Gas'!AC147","v":7.3},{"$f":"'Conventional - Gas'!AD147","v":7.3},{"$f":"'Conventional - Gas'!AE147","v":7.3},{"$f":"'Conventional - Gas'!AF147","v":7.3},{"$f":"'Conventional - Gas'!AG147","v":7.3},{"$f":"'Conventional - Gas'!AH147","v":7.3},{"$f":"'Conventional - Gas'!AI147","v":7.3},{"$f":"'Conventional - Gas'!AJ147","v":7.3},{"$f":"'Conventional - Gas'!AK147","v":7.3},{"$f":"'Conventional - Gas'!AL147","v":7.3},{"$f":"'Conventional - Gas'!AM147","v":7.3},{"$f":"'Conventional - Gas'!AN147","v":7.3},{"$f":"'Conventional - Gas'!AO147","v":7.3},{"$f":"'Conventional - Gas'!AP147","v":7.3},{"$f":"'Conventional - Gas'!AQ147","v":7.3},{"$f":"'Conventional - Gas'!AR147","v":7.3},{"$f":"'Conventional - Gas'!AS147","v":7.3},{"$f":"'Conventional - Gas'!AT147","v":7.3},{"$f":"'Conventional - Gas'!AU147","v":7.3},{"$f":"'Conventional - Gas'!AV147","v":7.3}]
[null,null,null,null,{"$f":"'Conventional - Gas'!K148","v":"Gas-CT - Mid"},{"$f":"'Conventional - Gas'!#REF!","v":{"$error":"#REF!"}},{"$f":"'Conventional - Gas'!#REF!","v":{"$error":"#REF!"}},{"$f":"'Conventional - Gas'!#REF!","v":{"$error":"#REF!"}},{"$f":"'Conventional - Gas'!#REF!","v":{"$error":"#REF!"}},{"$f":"'Conventional - Gas'!#REF!","v":{"$error":"#REF!"}},{"$f":"'Conventional - Gas'!#REF!","v":{"$error":"#REF!"}},{"$f":"'Conventional - Gas'!#REF!","v":{"$error":"#REF!"}},{"$f":"'Conventional - Gas'!#REF!","v":{"$error":"#REF!"}},{"$f":"'Conventional - Gas'!#REF!","v":{"$error":"#REF!"}},{"$f":"'Conventional - Gas'!#REF!","v":{"$error":"#REF!"}},{"$f":"'Conventional - Gas'!#REF!","v":{"$error":"#REF!"}},{"$f":"'Conventional - Gas'!#REF!","v":{"$error":"#REF!"}},{"$f":"'Conventional - Gas'!#REF!","v":{"$error":"#REF!"}},null,null,null,{"$f":"'Conventional - Gas'!L36","v":7.3},{"$f":"'Conventional - Gas'!L148","v":7.3},{"$f":"'Conventional - Gas'!M148","v":7.3},{"$f":"'Conventional - Gas'!N148","v":7.3},{"$f":"'Conventional - Gas'!O148","v":7.3},{"$f":"'Conventional - Gas'!P148","v":7.3},{"$f":"'Conventional - Gas'!Q148","v":7.3},{"$f":"'Conventional - Gas'!R148","v":7.3},{"$f":"'Conventional - Gas'!S148","v":7.3},{"$f":"'Conventional - Gas'!T148","v":7.3},{"$f":"'Conventional - Gas'!U148","v":7.3},{"$f":"'Conventional - Gas'!V148","v":7.3},{"$f":"'Conventional - Gas'!W148","v":7.3},{"$f":"'Conventional - Gas'!X148","v":7.3},{"$f":"'Conventional - Gas'!Y148","v":7.3},{"$f":"'Conventional - Gas'!Z148","v":7.3},{"$f":"'Conventional - Gas'!AA148","v":7.3},{"$f":"'Conventional - Gas'!AB148","v":7.3},{"$f":"'Conventional - Gas'!AC148","v":7.3},{"$f":"'Conventional - Gas'!AD148","v":7.3},{"$f":"'Conventional - Gas'!AE148","v":7.3},{"$f":"'Conventional - Gas'!AF148","v":7.3},{"$f":"'Conventional - Gas'!AG148","v":7.3},{"$f":"'Conventional - Gas'!AH148","v":7.3},{"$f":"'Conventional - Gas'!AI148","v":7.3},{"$f":"'Conventional - Gas'!AJ148","v":7.3},{"$f":"'Conventional - Gas'!AK148","v":7.3},{"$f":"'Conventional - Gas'!AL148","v":7.3},{"$f":"'Conventional - Gas'!AM148","v":7.3},{"$f":"'Conventional - Gas'!AN148","v":7.3},{"$f":"'Conventional - Gas'!AO148","v":7.3},{"$f":"'Conventional - Gas'!AP148","v":7.3},{"$f":"'Conventional - Gas'!AQ148","v":7.3},{"$f":"'Conventional - Gas'!AR148","v":7.3},{"$f":"'Conventional - Gas'!AS148","v":7.3},{"$f":"'Conventional - Gas'!AT148","v":7.3},{"$f":"'Conventional - Gas'!AU148","v":7.3},{"$f":"'Conventional - Gas'!AV148","v":7.3}]
[null,null,null,null,{"$f":"'Conventional - Gas'!K149","v":"Gas-CT - High"},null,null,null,null,null,null,null,null,null,null,null,null,null,null,null,null,null,{"$f":"'Conventional - Gas'!L149","v":7.3},{"$f":"'Conventional - Gas'!M149","v":7.3},{"$f":"'Conventional - Gas'!N149","v":7.3},{"$f":"'Conventional - Gas'!O149","v":7.3},{"$f":"'Conventional - Gas'!P149","v":7.3},{"$f":"'Conventional - Gas'!Q149","v":7.3},{"$f":"'Conventional - Gas'!R149","v":7.3},{"$f":"'Conventional - Gas'!S149","v":7.3},{"$f":"'Conventional - Gas'!T149","v":7.3},{"$f":"'Conventional - Gas'!U149","v":7.3},{"$f":"'Conventional - Gas'!V149","v":7.3},{"$f":"'Conventional - Gas'!W149","v":7.3},{"$f":"'Conventional - Gas'!X149","v":7.3},{"$f":"'Conventional - Gas'!Y149","v":7.3},{"$f":"'Conventional - Gas'!Z149","v":7.3},{"$f":"'Conventional - Gas'!AA149","v":7.3},{"$f":"'Conventional - Gas'!AB149","v":7.3},{"$f":"'Conventional - Gas'!AC149","v":7.3},{"$f":"'Conventional - Gas'!AD149","v":7.3},{"$f":"'Conventional - Gas'!AE149","v":7.3},{"$f":"'Conventional - Gas'!AF149","v":7.3},{"$f":"'Conventional - Gas'!AG149","v":7.3},{"$f":"'Conventional - Gas'!AH149","v":7.3},{"$f":"'Conventional - Gas'!AI149","v":7.3},{"$f":"'Conventional - Gas'!AJ149","v":7.3},{"$f":"'Conventional - Gas'!AK149","v":7.3},{"$f":"'Conventional - Gas'!AL149","v":7.3},{"$f":"'Conventional - Gas'!AM149","v":7.3},{"$f":"'Conventional - Gas'!AN149","v":7.3},{"$f":"'Conventional - Gas'!AO149","v":7.3},{"$f":"'Conventional - Gas'!AP149","v":7.3},{"$f":"'Conventional - Gas'!AQ149","v":7.3},{"$f":"'Conventional - Gas'!AR149","v":7.3},{"$f":"'Conventional - Gas'!AS149","v":7.3},{"$f":"'Conventional - Gas'!AT149","v":7.3},{"$f":"'Conventional - Gas'!AU149","v":7.3},{"$f":"'Conventional - Gas'!AV149","v":7.3}]
[null,null,null,null,{"$f":"'Conventional - Gas'!K150","v":"Gas-CC - Low"},null,null,null,null,null,null,null,null,null,null,null,null,null,null,null,null,null,{"$f":"'Conventional - Gas'!L150","v":14.48},{"$f":"'Conventional - Gas'!M150","v":14.48},{"$f":"'Conventional - Gas'!N150","v":14.48},{"$f":"'Conventional - Gas'!O150","v":14.48},{"$f":"'Conventional - Gas'!P150","v":14.48},{"$f":"'Conventional - Gas'!Q150","v":14.48},{"$f":"'Conventional - Gas'!R150","v":14.48},{"$f":"'Conventional - Gas'!S150","v":14.48},{"$f":"'Conventional - Gas'!T150","v":14.48},{"$f":"'Conventional - Gas'!U150","v":14.48},{"$f":"'Conventional - Gas'!V150","v":14.48},{"$f":"'Conventional - Gas'!W150","v":14.48},{"$f":"'Conventional - Gas'!X150","v":14.48},{"$f":"'Conventional - Gas'!Y150","v":14.48},{"$f":"'Conventional - Gas'!Z150","v":14.48},{"$f":"'Conventional - Gas'!AA150","v":14.48},{"$f":"'Conventional - Gas'!AB150","v":14.48},{"$f":"'Conventional - Gas'!AC150","v":14.48},{"$f":"'Conventional - Gas'!AD150","v":14.48},{"$f":"'Conventional - Gas'!AE150","v":14.48},{"$f":"'Conventional - Gas'!AF150","v":14.48},{"$f":"'Conventional - Gas'!AG150","v":14.48},{"$f":"'Conventional - Gas'!AH150","v":14.48},{"$f":"'Conventional - Gas'!AI150","v":14.48},{"$f":"'Conventional - Gas'!AJ150","v":14.48},{"$f":"'Conventional - Gas'!AK150","v":14.48},{"$f":"'Conventional - Gas'!AL150","v":14.48},{"$f":"'Conventional - Gas'!AM150","v":14.48},{"$f":"'Conventional - Gas'!AN150","v":14.48},{"$f":"'Conventional - Gas'!AO150","v":14.48},{"$f":"'Conventional - Gas'!AP150","v":14.48},{"$f":"'Conventional - Gas'!AQ150","v":14.48},{"$f":"'Conventional - Gas'!AR150","v":14.48},{"$f":"'Conventional - Gas'!AS150","v":14.48},{"$f":"'Conventional - Gas'!AT150","v":14.48},{"$f":"'Conventional - Gas'!AU150","v":14.48},{"$f":"'Conventional - Gas'!AV150","v":14.48}]
[null,null,null,null,{"$f":"'Conventional - Gas'!K151","v":"Gas-CC - Mid"},{"$f":"'Conventional - Gas'!#REF!","v":{"$error":"#REF!"}},{"$f":"'Conventional - Gas'!#REF!","v":{"$error":"#REF!"}},{"$f":"'Conventional - Gas'!#REF!","v":{"$error":"#REF!"}},{"$f":"'Conventional - Gas'!#REF!","v":{"$error":"#REF!"}},{"$f":"'Conventional - Gas'!#REF!","v":{"$error":"#REF!"}},{"$f":"'Conventional - Gas'!#REF!","v":{"$error":"#REF!"}},{"$f":"'Conventional - Gas'!#REF!","v":{"$error":"#REF!"}},{"$f":"'Conventional - Gas'!#REF!","v":{"$error":"#REF!"}},{"$f":"'Conventional - Gas'!#REF!","v":{"$error":"#REF!"}},{"$f":"'Conventional - Gas'!#REF!","v":{"$error":"#REF!"}},{"$f":"'Conventional - Gas'!#REF!","v":{"$error":"#REF!"}},{"$f":"'Conventional - Gas'!#REF!","v":{"$error":"#REF!"}},{"$f":"'Conventional - Gas'!#REF!","v":{"$error":"#REF!"}},null,null,null,{"$f":"'Conventional - Gas'!L37","v":14.48},{"$f":"'Conventional - Gas'!L151","v":14.48},{"$f":"'Conventional - Gas'!M151","v":14.48},{"$f":"'Conventional - Gas'!N151","v":14.48},{"$f":"'Conventional - Gas'!O151","v":14.48},{"$f":"'Conventional - Gas'!P151","v":14.48},{"$f":"'Conventional - Gas'!Q151","v":14.48},{"$f":"'Conventional - Gas'!R151","v":14.48},{"$f":"'Conventional - Gas'!S151","v":14.48},{"$f":"'Conventional - Gas'!T151","v":14.48},{"$f":"'Conventional - Gas'!U151","v":14.48},{"$f":"'Conventional - Gas'!V151","v":14.48},{"$f":"'Conventional - Gas'!W151","v":14.48},{"$f":"'Conventional - Gas'!X151","v":14.48},{"$f":"'Conventional - Gas'!Y151","v":14.48},{"$f":"'Conventional - Gas'!Z151","v":14.48},{"$f":"'Conventional - Gas'!AA151","v":14.48},{"$f":"'Conventional - Gas'!AB151","v":14.48},{"$f":"'Conventional - Gas'!AC151","v":14.48},{"$f":"'Conventional - Gas'!AD151","v":14.48},{"$f":"'Conventional - Gas'!AE151","v":14.48},{"$f":"'Conventional - Gas'!AF151","v":14.48},{"$f":"'Conventional - Gas'!AG151","v":14.48},{"$f":"'Conventional - Gas'!AH151","v":14.48},{"$f":"'Conventional - Gas'!AI151","v":14.48},{"$f":"'Conventional - Gas'!AJ151","v":14.48},{"$f":"'Conventional - Gas'!AK151","v":14.48},{"$f":"'Conventional - Gas'!AL151","v":14.48},{"$f":"'Conventional - Gas'!AM151","v":14.48},{"$f":"'Conventional - Gas'!AN151","v":14.48},{"$f":"'Conventional - Gas'!AO151","v":14.48},{"$f":"'Conventional - Gas'!AP151","v":14.48},{"$f":"'Conventional - Gas'!AQ151","v":14.48},{"$f":"'Conventional - Gas'!AR151","v":14.48},{"$f":"'Conventional - Gas'!AS151","v":14.48},{"$f":"'Conventional - Gas'!AT151","v":14.48},{"$f":"'Conventional - Gas'!AU151","v":14.48},{"$f":"'Conventional - Gas'!AV151","v":14.48}]
[null,null,null,null,{"$f":"'Conventional - Gas'!K152","v":"Gas-CC - High"},null,null,null,null,null,null,null,null,null,null,null,null,null,null,null,null,null,{"$f":"'Conventional - Gas'!L152","v":14.48},{"$f":"'Conventional - Gas'!M152","v":14.48},{"$f":"'Conventional - Gas'!N152","v":14.48},{"$f":"'Conventional - Gas'!O152","v":14.48},{"$f":"'Conventional - Gas'!P152","v":14.48},{"$f":"'Conventional - Gas'!Q152","v":14.48},{"$f":"'Conventional - Gas'!R152","v":14.48},{"$f":"'Conventional - Gas'!S152","v":14.48},{"$f":"'Conventional - Gas'!T152","v":14.48},{"$f":"'Conventional - Gas'!U152","v":14.48},{"$f":"'Conventional - Gas'!V152","v":14.48},{"$f":"'Conventional - Gas'!W152","v":14.48},{"$f":"'Conventional - Gas'!X152","v":14.48},{"$f":"'Conventional - Gas'!Y152","v":14.48},{"$f":"'Conventional - Gas'!Z152","v":14.48},{"$f":"'Conventional - Gas'!AA152","v":14.48},{"$f":"'Conventional - Gas'!AB152","v":14.48},{"$f":"'Conventional - Gas'!AC152","v":14.48},{"$f":"'Conventional - Gas'!AD152","v":14.48},{"$f":"'Conventional - Gas'!AE152","v":14.48},{"$f":"'Conventional - Gas'!AF152","v":14.48},{"$f":"'Conventional - Gas'!AG152","v":14.48},{"$f":"'Conventional - Gas'!AH152","v":14.48},{"$f":"'Conventional - Gas'!AI152","v":14.48},{"$f":"'Conventional - Gas'!AJ152","v":14.48},{"$f":"'Conventional - Gas'!AK152","v":14.48},{"$f":"'Conventional - Gas'!AL152","v":14.48},{"$f":"'Conventional - Gas'!AM152","v":14.48},{"$f":"'Conventional - Gas'!AN152","v":14.48},{"$f":"'Conventional - Gas'!AO152","v":14.48},{"$f":"'Conventional - Gas'!AP152","v":14.48},{"$f":"'Conventional - Gas'!AQ152","v":14.48},{"$f":"'Conventional - Gas'!AR152","v":14.48},{"$f":"'Conventional - Gas'!AS152","v":14.48},{"$f":"'Conventional - Gas'!AT152","v":14.48},{"$f":"'Conventional - Gas'!AU152","v":14.48},{"$f":"'Conventional - Gas'!AV152","v":14.48}]
[null,null,null,null,{"$f":"'Conventional - Gas'!K153","v":"Gas-CC-CCS - Low"},null,null,null,null,null,null,null,null,null,null,null,null,null,null,null,null,null,{"$f":"'Conventional - Gas'!L153","v":32.270000000000003},{"$f":"'Conventional - Gas'!M153","v":32.270000000000003},{"$f":"'Conventional - Gas'!N153","v":32.270000000000003},{"$f":"'Conventional - Gas'!O153","v":32.270000000000003},{"$f":"'Conventional - Gas'!P153","v":32.270000000000003},{"$f":"'Conventional - Gas'!Q153","v":32.270000000000003},{"$f":"'Conventional - Gas'!R153","v":32.270000000000003},{"$f":"'Conventional - Gas'!S153","v":32.270000000000003},{"$f":"'Conventional - Gas'!T153","v":32.270000000000003},{"$f":"'Conventional - Gas'!U153","v":32.270000000000003},{"$f":"'Conventional - Gas'!V153","v":32.270000000000003},{"$f":"'Conventional - Gas'!W153","v":32.270000000000003},{"$f":"'Conventional - Gas'!X153","v":32.270000000000003},{"$f":"'Conventional - Gas'!Y153","v":32.270000000000003},{"$f":"'Conventional - Gas'!Z153","v":32.270000000000003},{"$f":"'Conventional - Gas'!AA153","v":32.270000000000003},{"$f":"'Conventional - Gas'!AB153","v":32.270000000000003},{"$f":"'Conventional - Gas'!AC153","v":32.270000000000003},{"$f":"'Conventional - Gas'!AD153","v":32.270000000000003},{"$f":"'Conventional - Gas'!AE153","v":32.270000000000003},{"$f":"'Conventional - Gas'!AF153","v":32.270000000000003},{"$f":"'Conventional - Gas'!AG153","v":32.270000000000003},{"$f":"'Conventional - Gas'!AH153","v":32.270000000000003},{"$f":"'Conventional - Gas'!AI153","v":32.270000000000003},{"$f":"'Conventional - Gas'!AJ153","v":32.270000000000003},{"$f":"'Conventional - Gas'!AK153","v":32.270000000000003},{"$f":"'Conventional - Gas'!AL153","v":32.270000000000003},{"$f":"'Conventional - Gas'!AM153","v":32.270000000000003},{"$f":"'Conventional - Gas'!AN153","v":32.270000000000003},{"$f":"'Conventional - Gas'!AO153","v":32.270000000000003},{"$f":"'Conventional - Gas'!AP153","v":32.270000000000003},{"$f":"'Conventional - Gas'!AQ153","v":32.270000000000003},{"$f":"'Conventional - Gas'!AR153","v":32.270000000000003},{"$f":"'Conventional - Gas'!AS153","v":32.270000000000003},{"$f":"'Conventional - Gas'!AT153","v":32.270000000000003},{"$f":"'Conventional - Gas'!AU153","v":32.270000000000003},{"$f":"'Conventional - Gas'!AV153","v":32.270000000000003}]
[null,null,null,null,{"$f":"'Conventional - Gas'!K154","v":"Gas-CC-CCS - Mid"},{"$f":"'Conventional - Gas'!#REF!","v":{"$error":"#REF!"}},{"$f":"'Conventional - Gas'!#REF!","v":{"$error":"#REF!"}},{"$f":"'Conventional - Gas'!#REF!","v":{"$error":"#REF!"}},{"$f":"'Conventional - Gas'!#REF!","v":{"$error":"#REF!"}},{"$f":"'Conventional - Gas'!#REF!","v":{"$error":"#REF!"}},{"$f":"'Conventional - Gas'!#REF!","v":{"$error":"#REF!"}},{"$f":"'Conventional - Gas'!#REF!","v":{"$error":"#REF!"}},{"$f":"'Conventional - Gas'!#REF!","v":{"$error":"#REF!"}},{"$f":"'Conventional - Gas'!#REF!","v":{"$error":"#REF!"}},{"$f":"'Conventional - Gas'!#REF!","v":{"$error":"#REF!"}},{"$f":"'Conventional - Gas'!#REF!","v":{"$error":"#REF!"}},{"$f":"'Conventional - Gas'!#REF!","v":{"$error":"#REF!"}},{"$f":"'Conventional - Gas'!#REF!","v":{"$error":"#REF!"}},null,null,null,{"$f":"'Conventional - Gas'!L38","v":32.270000000000003},{"$f":"'Conventional - Gas'!L154","v":32.270000000000003},{"$f":"'Conventional - Gas'!M154","v":32.270000000000003},{"$f":"'Conventional - Gas'!N154","v":32.270000000000003},{"$f":"'Conventional - Gas'!O154","v":32.270000000000003},{"$f":"'Conventional - Gas'!P154","v":32.270000000000003},{"$f":"'Conventional - Gas'!Q154","v":32.270000000000003},{"$f":"'Conventional - Gas'!R154","v":32.270000000000003},{"$f":"'Conventional - Gas'!S154","v":32.270000000000003},{"$f":"'Conventional - Gas'!T154","v":32.270000000000003},{"$f":"'Conventional - Gas'!U154","v":32.270000000000003},{"$f":"'Conventional - Gas'!V154","v":32.270000000000003},{"$f":"'Conventional - Gas'!W154","v":32.270000000000003},{"$f":"'Conventional - Gas'!X154","v":32.270000000000003},{"$f":"'Conventional - Gas'!Y154","v":32.270000000000003},{"$f":"'Conventional - Gas'!Z154","v":32.270000000000003},{"$f":"'Conventional - Gas'!AA154","v":32.270000000000003},{"$f":"'Conventional - Gas'!AB154","v":32.270000000000003},{"$f":"'Conventional - Gas'!AC154","v":32.270000000000003},{"$f":"'Conventional - Gas'!AD154","v":32.270000000000003},{"$f":"'Conventional - Gas'!AE154","v":32.270000000000003},{"$f":"'Conventional - Gas'!AF154","v":32.270000000000003},{"$f":"'Conventional - Gas'!AG154","v":32.270000000000003},{"$f":"'Conventional - Gas'!AH154","v":32.270000000000003},{"$f":"'Conventional - Gas'!AI154","v":32.270000000000003},{"$f":"'Conventional - Gas'!AJ154","v":32.270000000000003},{"$f":"'Conventional - Gas'!AK154","v":32.270000000000003},{"$f":"'Conventional - Gas'!AL154","v":32.270000000000003},{"$f":"'Conventional - Gas'!AM154","v":32.270000000000003},{"$f":"'Conventional - Gas'!AN154","v":32.270000000000003},{"$f":"'Conventional - Gas'!AO154","v":32.270000000000003},{"$f":"'Conventional - Gas'!AP154","v":32.270000000000003},{"$f":"'Conventional - Gas'!AQ154","v":32.270000000000003},{"$f":"'Conventional - Gas'!AR154","v":32.270000000000003},{"$f":"'Conventional - Gas'!AS154","v":32.270000000000003},{"$f":"'Conventional - Gas'!AT154","v":32.270000000000003},{"$f":"'Conventional - Gas'!AU154","v":32.270000000000003},{"$f":"'Conventional - Gas'!AV154","v":32.270000000000003}]
[null,null,null,null,{"$f":"'Conventional - Gas'!K155","v":"Gas-CC-CCS - High"},null,null,null,null,null,null,null,null,null,null,null,null,null,null,null,null,null,{"$f":"'Conventional - Gas'!L155","v":32.270000000000003},{"$f":"'Conventional - Gas'!M155","v":32.270000000000003},{"$f":"'Conventional - Gas'!N155","v":32.270000000000003},{"$f":"'Conventional - Gas'!O155","v":32.270000000000003},{"$f":"'Conventional - Gas'!P155","v":32.270000000000003},{"$f":"'Conventional - Gas'!Q155","v":32.270000000000003},{"$f":"'Conventional - Gas'!R155","v":32.270000000000003},{"$f":"'Conventional - Gas'!S155","v":32.270000000000003},{"$f":"'Conventional - Gas'!T155","v":32.270000000000003},{"$f":"'Conventional - Gas'!U155","v":32.270000000000003},{"$f":"'Conventional - Gas'!V155","v":32.270000000000003},{"$f":"'Conventional - Gas'!W155","v":32.270000000000003},{"$f":"'Conventional - Gas'!X155","v":32.270000000000003},{"$f":"'Conventional - Gas'!Y155","v":32.270000000000003},{"$f":"'Conventional - Gas'!Z155","v":32.270000000000003},{"$f":"'Conventional - Gas'!AA155","v":32.270000000000003},{"$f":"'Conventional - Gas'!AB155","v":32.270000000000003},{"$f":"'Conventional - Gas'!AC155","v":32.270000000000003},{"$f":"'Conventional - Gas'!AD155","v":32.270000000000003},{"$f":"'Conventional - Gas'!AE155","v":32.270000000000003},{"$f":"'Conventional - Gas'!AF155","v":32.270000000000003},{"$f":"'Conventional - Gas'!AG155","v":32.270000000000003},{"$f":"'Conventional - Gas'!AH155","v":32.270000000000003},{"$f":"'Conventional - Gas'!AI155","v":32.270000000000003},{"$f":"'Conventional - Gas'!AJ155","v":32.270000000000003},{"$f":"'Conventional - Gas'!AK155","v":32.270000000000003},{"$f":"'Conventional - Gas'!AL155","v":32.270000000000003},{"$f":"'Conventional - Gas'!AM155","v":32.270000000000003},{"$f":"'Conventional - Gas'!AN155","v":32.270000000000003},{"$f":"'Conventional - Gas'!AO155","v":32.270000000000003},{"$f":"'Conventional - Gas'!AP155","v":32.270000000000003},{"$f":"'Conventional - Gas'!AQ155","v":32.270000000000003},{"$f":"'Conventional - Gas'!AR155","v":32.270000000000003},{"$f":"'Conventional - Gas'!AS155","v":32.270000000000003},{"$f":"'Conventional - Gas'!AT155","v":32.270000000000003},{"$f":"'Conventional - Gas'!AU155","v":32.270000000000003},{"$f":"'Conventional - Gas'!AV155","v":32.270000000000003}]
[]
["Conventional - Biopower"]
[null,null,null,null,null,{"$f":"F4","v":2000},2001,2002,2003,2004,2005,2006,2007,2008,2009,2010,2011,2012,2010,2011,2012,2013,2014,2015,2016,2017,2018,2019,2020,2021,2022,2023,2024,2025,2026,2027,2028,2029,2030,2031,{"$f":"AO4","v":2032},2033,2034,2035,2036,2037,2038,2039,2040,2041,2042,2043,2044,2045,2046,2047,2048,2049,{"$f":"BG4","v":2050}]
[null,"Bio",null,"Levelized Cost of Energy ($/MWh)",{"$f":"'Conventional - Biopower'!K212","v":"Dedicated - Low"},null,null,null,null,null,null,null,null,null,null,null,null,null,null,null,null,null,null,null,{"$f":"'Conventional - Biopower'!N212","v":163.54900354373154},{"$f":"'Conventional - Biopower'!O212","v":158.84891516686957},{"$f":"'Conventional - Biopower'!P212","v":158.51282792789797},{"$f":"'Conventional - Biopower'!Q212","v":158.21364917844249},{"$f":"'Conventional - Biopower'!R212","v":157.82818766872742},{"$f":"'Conventional - Biopower'!S212","v":157.51849855470778},{"$f":"'Conventional - Biopower'!T212","v":157.23740740938607},{"$f":"'Conventional - Biopower'!U212","v":156.89520949334221},{"$f":"'Conventional - Biopower'!V212","v":156.52856886900955},{"$f":"'Conventional - Biopower'!W212","v":156.26849845281626},{"$f":"'Conventional - Biopower'!X212","v":155.89036975558781},{"$f":"'Conventional - Biopower'!Y212","v":155.58752459988904},{"$f":"'Conventional - Biopower'!Z212","v":155.29958949624645},{"$f":"'Conventional - Biopower'!AA212","v":154.97205720517593},{"$f":"'Conventional - Biopower'!AB212","v":154.63377012245832},{"$f":"'Conventional - Biopower'!AC212","v":154.28863908141983},{"$f":"'Conventional - Biopower'!AD212","v":153.94081934246955},{"$f":"'Conventional - Biopower'!AE212","v":153.65826163465053},{"$f":"'Conventional - Biopower'!AF212","v":153.30262022904782},{"$f":"'Conventional - Biopower'!AG212","v":152.94648996927938},{"$f":"'Conventional - Biopower'!AH212","v":152.54171872001612},{"$f":"'Conventional - Biopower'!AI212","v":152.19805424147492},{"$f":"'Conventional - Biopower'!AJ212","v":151.7737288255806},{"$f":"'Conventional - Biopower'!AK212","v":151.31420590975031},{"$f":"'Conventional - Biopower'!AL212","v":150.77573304614708},{"$f":"'Conventional - Biopower'!AM212","v":150.77573304614708},{"$f":"'Conventional - Biopower'!AN212","v":150.77573304614708},{"$f":"'Conventional - Biopower'!AO212","v":150.77573304614708},{"$f":"'Conventional - Biopower'!AP212","v":150.77573304614708},{"$f":"'Conventional - Biopower'!AQ212","v":150.77573304614708},{"$f":"'Conventional - Biopower'!AR212","v":150.77573304614708},{"$f":"'Conventional - Biopower'!AS212","v":150.77573304614708},{"$f":"'Conventional - Biopower'!AT212","v":150.77573304614708},{"$f":"'Conventional - Biopower'!AU212","v":150.77573304614708},{"$f":"'Conventional - Biopower'!AV212","v":150.77573304614708}]
[null,null,null,null,{"$f":"'Conventional - Biopower'!K213","v":"Dedicated - Mid"},{"$f":"'Conventional - Biopower'!#REF!","v":{"$error":"#REF!"}},{"$f":"'Conventional - Biopower'!#REF!","v":{"$error":"#REF!"}},{"$f":"'Conventional - Biopower'!#REF!","v":{"$error":"#REF!"}},{"$f":"'Conventional - Biopower'!#REF!","v":{"$error":"#REF!"}},{"$f":"'Conventional - Biopower'!#REF!","v":{"$error":"#REF!"}},{"$f":"'Conventional - Biopower'!#REF!","v":{"$error":"#REF!"}},{"$f":"'Conventional - Biopower'!#REF!","v":{"$error":"#REF!"}},{"$f":"'Conventional - Biopower'!#REF!","v":{"$error":"#REF!"}},{"$f":"'Conventional - Biopower'!#REF!","v":{"$error":"#REF!"}},{"$f":"'Conventional - Biopower'!#REF!","v":{"$error":"#REF!"}},{"$f":"'Conventional - Biopower'!#REF!","v":{"$error":"#REF!"}},{"$f":"'Conventional - Biopower'!#REF!","v":{"$error":"#REF!"}},{"$f":"'Conventional - Biopower'!#REF!","v":{"$error":"#REF!"}},null,null,null,{"$f":"'Conventional - Biopower'!L71","v":165.81190947711275},null,null,{"$f":"'Conventional - Biopower'!N213","v":163.54900354373154},{"$f":"'Conventional - Biopower'!O213","v":158.84891516686957},{"$f":"'Conventional - Biopower'!P213","v":158.51282792789797},{"$f":"'Conventional - Biopower'!Q213","v":158.21364917844249},{"$f":"'Conventional - Biopower'!R213","v":157.82818766872742},{"$f":"'Conventional - Biopower'!S213","v":157.51849855470778},{"$f":"'Conventional - Biopower'!T213","v":157.23740740938607},{"$f":"'Conventional - Biopower'!U213","v":156.89520949334221},{"$f":"'Conventional - Biopower'!V213","v":156.52856886900955},{"$f":"'Conventional - Biopower'!W213","v":156.26849845281626},{"$f":"'Conventional - Biopower'!X213","v":155.89036975558781},{"$f":"'Conventional - Biopower'!Y213","v":155.58752459988904},{"$f":"'Conventional - Biopower'!Z213","v":155.29958949624645},{"$f":"'Conventional - Biopower'!AA213","v":154.97205720517593},{"$f":"'Conventional - Biopower'!AB213","v":154.63377012245832},{"$f":"'Conventional - Biopower'!AC213","v":154.28863908141983},{"$f":"'Conventional - Biopower'!AD213","v":153.94081934246955},{"$f":"'Conventional - Biopower'!AE213","v":153.65826163465053},{"$f":"'Conventional - Biopower'!AF213","v":153.30262022904782},{"$f":"'Conventional - Biopower'!AG213","v":152.94648996927938},{"$f":"'Conventional - Biopower'!AH213","v":152.54171872001612},{"$f":"'Conventional - Biopower'!AI213","v":152.19805424147492},{"$f":"'Conventional - Biopower'!AJ213","v":151.7737288255806},{"$f":"'Conventional - Biopower'!AK213","v":151.31420590975031},{"$f":"'Conventional - Biopower'!AL213","v":150.77573304614708},{"$f":"'Conventional - Biopower'!AM213","v":150.77573304614708},{"$f":"'Conventional - Biopower'!AN213","v":150.77573304614708},{"$f":"'Conventional - Biopower'!AO213","v":150.77573304614708},{"$f":"'Conventional - Biopower'!AP213","v":150.77573304614708},{"$f":"'Conventional - Biopower'!AQ213","v":150.77573304614708},{"$f":"'Conventional - Biopower'!AR213","v":150.77573304614708},{"$f":"'Conventional - Biopower'!AS213","v":150.77573304614708},{"$f":"'Conventional - Biopower'!AT213","v":150.77573304614708},{"$f":"'Conventional - Biopower'!AU213","v":150.77573304614708},{"$f":"'Conventional - Biopower'!AV213","v":150.77573304614708}]
[null,null,null,null,{"$f":"'Conventional - Biopower'!K214","v":"Dedicated - High"},null,null,null,null,null,null,null,null,null,null,null,null,null,null,null,null,null,null,null,{"$f":"'Conventional - Biopower'!N214","v":163.54900354373154},{"$f":"'Conventional - Biopower'!O214","v":158.84891516686957},{"$f":"'Conventional - Biopower'!P214","v":158.51282792789797},{"$f":"'Conventional - Biopower'!Q214","v":158.21364917844249},{"$f":"'Conventional - Biopower'!R214","v":157.82818766872742},{"$f":"'Conventional - Biopower'!S214","v":157.51849855470778},{"$f":"'Conventional - Biopower'!T214","v":157.23740740938607},{"$f":"'Conventional - Biopower'!U214","v":156.89520949334221},{"$f":"'Conventional - Biopower'!V214","v":156.52856886900955},{"$f":"'Conventional - Biopower'!W214","v":156.26849845281626},{"$f":"'Conventional - Biopower'!X214","v":155.89036975558781},{"$f":"'Conventional - Biopower'!Y214","v":155.58752459988904},{"$f":"'Conventional - Biopower'!Z214","v":155.29958949624645},{"$f":"'Conventional - Biopower'!AA214","v":154.97205720517593},{"$f":"'Conventional - Biopower'!AB214","v":154.63377012245832},{"$f":"'Conventional - Biopower'!AC214","v":154.28863908141983},{"$f":"'Conventional - Biopower'!AD214","v":153.94081934246955},{"$f":"'Conventional - Biopower'!AE214","v":153.65826163465053},{"$f":"'Conventional - Biopower'!AF214","v":153.30262022904782},{"$f":"'Conventional - Biopower'!AG214","v":152.94648996927938},{"$f":"'Conventional - Biopower'!AH214","v":152.54171872001612},{"$f":"'Conventional - Biopower'!AI214","v":152.19805424147492},{"$f":"'Conventional - Biopower'!AJ214","v":151.7737288255806},{"$f":"'Conventional - Biopower'!AK214","v":151.31420590975031},{"$f":"'Conventional - Biopower'!AL214","v":150.77573304614708},{"$f":"'Conventional - Biopower'!AM214","v":150.77573304614708},{"$f":"'Conventional - Biopower'!AN214","v":150.77573304614708},{"$f":"'Conventional - Biopower'!AO214","v":150.77573304614708},{"$f":"'Conventional - Biopower'!AP214","v":150.77573304614708},{"$f":"'Conventional - Biopower'!AQ214","v":150.77573304614708},{"$f":"'Conventional - Biopower'!AR214","v":150.77573304614708},{"$f":"'Conventional - Biopower'!AS214","v":150.77573304614708},{"$f":"'Conventional - Biopower'!AT214","v":150.77573304614708},{"$f":"'Conventional - Biopower'!AU214","v":150.77573304614708},{"$f":"'Conventional - Biopower'!AV214","v":150.77573304614708}]
[null,null,null,null,{"$f":"'Conventional - Biopower'!K215","v":"CofireOld - Low"},null,null,null,null,null,null,null,null,null,null,null,null,null,null,null,null,null,null,null,{"$f":"'Conventional - Biopower'!N215","v":140.22717774469783},{"$f":"'Conventional - Biopower'!O215","v":137.8427563430244},{"$f":"'Conventional - Biopower'!P215","v":137.81703478082602},{"$f":"'Conventional - Biopower'!Q215","v":137.82088889565716},{"$f":"'Conventional - Biopower'!R215","v":137.74557014603084},{"$f":"'Conventional - Biopower'!S215","v":137.7508693129609},{"$f":"'Conventional - Biopower'!T215","v":137.77938905276534},{"$f":"'Conventional - Biopower'!U215","v":137.76877894890919},{"$f":"'Conventional - Biopower'!V215","v":137.7283702513391},{"$f":"'Conventional - Biopower'!W215","v":137.77399988694572},{"$f":"'Conventional - Biopower'!X215","v":137.73430296022588},{"$f":"'Conventional - Biopower'!Y215","v":137.76546837714523},{"$f":"'Conventional - Biopower'!Z215","v":137.80861072112612},{"$f":"'Conventional - Biopower'!AA215","v":137.80997754433153},{"$f":"'Conventional - Biopower'!AB215","v":137.81230056547008},{"$f":"'Conventional - Biopower'!AC215","v":137.83171197201236},{"$f":"'Conventional - Biopower'!AD215","v":137.83645775358133},{"$f":"'Conventional - Biopower'!AE215","v":137.90424421213709},{"$f":"'Conventional - Biopower'!AF215","v":137.90214603538521},{"$f":"'Conventional - Biopower'!AG215","v":137.93644598358526},{"$f":"'Conventional - Biopower'!AH215","v":137.92868296313009},{"$f":"'Conventional - Biopower'!AI215","v":137.9871596821377},{"$f":"'Conventional - Biopower'!AJ215","v":138.02534895326551},{"$f":"'Conventional - Biopower'!AK215","v":138.12486791179995},{"$f":"'Conventional - Biopower'!AL215","v":138.11197192260408},{"$f":"'Conventional - Biopower'!AM215","v":138.33197192260411},{"$f":"'Conventional - Biopower'!AN215","v":138.5619719226041},{"$f":"'Conventional - Biopower'!AO215","v":138.7819719226041},{"$f":"'Conventional - Biopower'!AP215","v":139.0019719226041},{"$f":"'Conventional - Biopower'!AQ215","v":139.23197192260409},{"$f":"'Conventional - Biopower'!AR215","v":139.4719719226041},{"$f":"'Conventional - Biopower'!AS215","v":139.7219719226041},{"$f":"'Conventional - Biopower'!AT215","v":139.9719719226041},{"$f":"'Conventional - Biopower'!AU215","v":140.2219719226041},{"$f":"'Conventional - Biopower'!AV215","v":140.46197192260411}]
[null,null,null,null,{"$f":"'Conventional - Biopower'!K216","v":"CofireOld - Mid"},{"$f":"'Conventional - Biopower'!#REF!","v":{"$error":"#REF!"}},{"$f":"'Conventional - Biopower'!#REF!","v":{"$error":"#REF!"}},{"$f":"'Conventional - Biopower'!#REF!","v":{"$error":"#REF!"}},{"$f":"'Conventional - Biopower'!#REF!","v":{"$error":"#REF!"}},{"$f":"'Conventional - Biopower'!#REF!","v":{"$error":"#REF!"}},{"$f":"'Conventional - Biopower'!#REF!","v":{"$error":"#REF!"}},{"$f":"'Conventional - Biopower'!#REF!","v":{"$error":"#REF!"}},{"$f":"'Conventional - Biopower'!#REF!","v":{"$error":"#REF!"}},{"$f":"'Conventional - Biopower'!#REF!","v":{"$error":"#REF!"}},{"$f":"'Conventional - Biopower'!#REF!","v":{"$error":"#REF!"}},{"$f":"'Conventional - Biopower'!#REF!","v":{"$error":"#REF!"}},{"$f":"'Conventional - Biopower'!#REF!","v":{"$error":"#REF!"}},{"$f":"'Conventional - Biopower'!#REF!","v":{"$error":"#REF!"}},null,null,null,{"$f":"'Conventional - Biopower'!L72","v":138.2701557163},null,null,{"$f":"'Conventional - Biopower'!N216","v":140.22717774469783},{"$f":"'Conventional - Biopower'!O216","v":137.8427563430244},{"$f":"'Conventional - Biopower'!P216","v":137.81703478082602},{"$f":"'Conventional - Biopower'!Q216","v":137.82088889565716},{"$f":"'Conventional - Biopower'!R216","v":137.74557014603084},{"$f":"'Conventional - Biopower'!S216","v":137.7508693129609},{"$f":"'Conventional - Biopower'!T216","v":137.77938905276534},{"$f":"'Conventional - Biopower'!U216","v":137.76877894890919},{"$f":"'Conventional - Biopower'!V216","v":137.7283702513391},{"$f":"'Conventional - Biopower'!W216","v":137.77399988694572},{"$f":"'Conventional - Biopower'!X216","v":137.73430296022588},{"$f":"'Conventional - Biopower'!Y216","v":137.76546837714523},{"$f":"'Conventional - Biopower'!Z216","v":137.80861072112612},{"$f":"'Conventional - Biopower'!AA216","v":137.80997754433153},{"$f":"'Conventional - Biopower'!AB216","v":137.81230056547008},{"$f":"'Conventional - Biopower'!AC216","v":137.83171197201236},{"$f":"'Conventional - Biopower'!AD216","v":137.83645775358133},{"$f":"'Conventional - Biopower'!AE216","v":137.90424421213709},{"$f":"'Conventional - Biopower'!AF216","v":137.90214603538521},{"$f":"'Conventional - Biopower'!AG216","v":137.93644598358526},{"$f":"'Conventional - Biopower'!AH216","v":137.92868296313009},{"$f":"'Conventional - Biopower'!AI216","v":137.9871596821377},{"$f":"'Conventional - Biopower'!AJ216","v":138.02534895326551},{"$f":"'Conventional - Biopower'!AK216","v":138.12486791179995},{"$f":"'Conventional - Biopower'!AL216","v":138.11197192260408},{"$f":"'Conventional - Biopower'!AM216","v":138.33197192260411},{"$f":"'Conventional - Biopower'!AN216","v":138.5619719226041},{"$f":"'Conventional - Biopower'!AO216","v":138.7819719226041},{"$f":"'Conventional - Biopower'!AP216","v":139.0019719226041},{"$f":"'Conventional - Biopower'!AQ216","v":139.23197192260409},{"$f":"'Conventional - Biopower'!AR216","v":139.4719719226041},{"$f":"'Conventional - Biopower'!AS216","v":139.7219719226041},{"$f":"'Conventional - Biopower'!AT216","v":139.9719719226041},{"$f":"'Conventional - Biopower'!AU216","v":140.2219719226041},{"$f":"'Conventional - Biopower'!AV216","v":140.46197192260411}]
[null,null,null,null,{"$f":"'Conventional - Biopower'!K217","v":"CofireOld - High"},null,null,null,null,null,null,null,null,null,null,null,null,null,null,null,null,null,null,null,{"$f":"'Conventional - Biopower'!N217","v":140.22717774469783},{"$f":"'Conventional - Biopower'!O217","v":137.8427563430244},{"$f":"'Conventional - Biopower'!P217","v":137.81703478082602},{"$f":"'Conventional - Biopower'!Q217","v":137.82088889565716},{"$f":"'Conventional - Biopower'!R217","v":137.74557014603084},{"$f":"'Conventional - Biopower'!S217","v":137.7508693129609},{"$f":"'Conventional - Biopower'!T217","v":137.77938905276534},{"$f":"'Conventional - Biopower'!U217","v":137.76877894890919},{"$f":"'Conventional - Biopower'!V217","v":137.7283702513391},{"$f":"'Conventional - Biopower'!W217","v":137.77399988694572},{"$f":"'Conventional - Biopower'!X217","v":137.73430296022588},{"$f":"'Conventional - Biopower'!Y217","v":137.76546837714523},{"$f":"'Conventional - Biopower'!Z217","v":137.80861072112612},{"$f":"'Conventional - Biopower'!AA217","v":137.80997754433153},{"$f":"'Conventional - Biopower'!AB217","v":137.81230056547008},{"$f":"'Conventional - Biopower'!AC217","v":137.83171197201236},{"$f":"'Conventional - Biopower'!AD217","v":137.83645775358133},{"$f":"'Conventional - Biopower'!AE217","v":137.90424421213709},{"$f":"'Conventional - Biopower'!AF217","v":137.90214603538521},{"$f":"'Conventional - Biopower'!AG217","v":137.93644598358526},{"$f":"'Conventional - Biopower'!AH217","v":137.92868296313009},{"$f":"'Conventional - Biopower'!AI217","v":137.9871596821377},{"$f":"'Conventional - Biopower'!AJ217","v":138.02534895326551},{"$f":"'Conventional - Biopower'!AK217","v":138.12486791179995},{"$f":"'Conventional - Biopower'!AL217","v":138.11197192260408},{"$f":"'Conventional - Biopower'!AM217","v":138.33197192260411},{"$f":"'Conventional - Biopower'!AN217","v":138.5619719226041},{"$f":"'Conventional - Biopower'!AO217","v":138.7819719226041},{"$f":"'Conventional - Biopower'!AP217","v":139.0019719226041},{"$f":"'Conventional - Biopower'!AQ217","v":139.23197192260409},{"$f":"'Conventional - Biopower'!AR217","v":139.4719719226041},{"$f":"'Conventional - Biopower'!AS217","v":139.7219719226041},{"$f":"'Conventional - Biopower'!AT217","v":139.9719719226041},{"$f":"'Conventional - Biopower'!AU217","v":140.2219719226041},{"$f":"'Conventional - Biopower'!AV217","v":140.46197192260411}]
[null,null,null,null,{"$f":"'Conventional - Biopower'!K218","v":"CofireNew - Low"},null,null,null,null,null,null,null,null,null,null,null,null,null,null,null,null,null,null,null,{"$f":"'Conventional - Biopower'!N218","v":131.59321532503483},{"$f":"'Conventional - Biopower'!O218","v":128.3022490810248},{"$f":"'Conventional - Biopower'!P218","v":127.74080007163002},{"$f":"'Conventional - Biopower'!Q218","v":127.44431002008633},{"$f":"'Conventional - Biopower'!R218","v":127.0666701770237},{"$f":"'Conventional - Biopower'!S218","v":126.53109174007625},{"$f":"'Conventional - Biopower'!T218","v":126.03820121977054},{"$f":"'Conventional - Biopower'!U218","v":125.47035840788183},{"$f":"'Conventional - Biopower'!V218","v":124.85509674191275},{"$f":"'Conventional - Biopower'!W218","v":124.33287497166043},{"$f":"'Conventional - Biopower'!X218","v":123.92150419115916},{"$f":"'Conventional - Biopower'!Y218","v":123.68001023326539},{"$f":"'Conventional - Biopower'!Z218","v":123.43436101496249},{"$f":"'Conventional - Biopower'!AA218","v":123.13176028634658},{"$f":"'Conventional - Biopower'!AB218","v":122.839425495212},{"$f":"'Conventional - Biopower'!AC218","v":122.56566716237694},{"$f":"'Conventional - Biopower'!AD218","v":122.27968747539748},{"$f":"'Conventional - Biopower'!AE218","v":122.0587253924663},{"$f":"'Conventional - Biopower'!AF218","v":121.78154508047081},{"$f":"'Conventional - Biopower'!AG218","v":121.5767151850103},{"$f":"'Conventional - Biopower'!AH218","v":121.31468935215389},{"$f":"'Conventional - Biopower'!AI218","v":121.12525836291533},{"$f":"'Conventional - Biopower'!AJ218","v":120.91358450913393},{"$f":"'Conventional - Biopower'!AK218","v":120.75837331149978},{"$f":"'Conventional - Biopower'!AL218","v":120.49072565573692},{"$f":"'Conventional - Biopower'!AM218","v":120.49072565573692},{"$f":"'Conventional - Biopower'!AN218","v":120.49072565573692},{"$f":"'Conventional - Biopower'!AO218","v":120.49072565573692},{"$f":"'Conventional - Biopower'!AP218","v":120.49072565573692},{"$f":"'Conventional - Biopower'!AQ218","v":120.49072565573692},{"$f":"'Conventional - Biopower'!AR218","v":120.49072565573692},{"$f":"'Conventional - Biopower'!AS218","v":120.49072565573692},{"$f":"'Conventional - Biopower'!AT218","v":120.49072565573692},{"$f":"'Conventional - Biopower'!AU218","v":120.49072565573692},{"$f":"'Conventional - Biopower'!AV218","v":120.49072565573692}]
[null,null,null,null,{"$f":"'Conventional - Biopower'!K219","v":"CofireNew - Mid"},{"$f":"'Conventional - Biopower'!#REF!","v":{"$error":"#REF!"}},{"$f":"'Conventional - Biopower'!#REF!","v":{"$error":"#REF!"}},{"$f":"'Conventional - Biopower'!#REF!","v":{"$error":"#REF!"}},{"$f":"'Conventional - Biopower'!#REF!","v":{"$error":"#REF!"}},{"$f":"'Conventional - Biopower'!#REF!","v":{"$error":"#REF!"}},{"$f":"'Conventional - Biopower'!#REF!","v":{"$error":"#REF!"}},{"$f":"'Conventional - Biopower'!#REF!","v":{"$error":"#REF!"}},{"$f":"'Conventional - Biopower'!#REF!","v":{"$error":"#REF!"}},{"$f":"'Conventional - Biopower'!#REF!","v":{"$error":"#REF!"}},{"$f":"'Conventional - Biopower'!#REF!","v":{"$error":"#REF!"}},{"$f":"'Conventional - Biopower'!#REF!","v":{"$error":"#REF!"}},{"$f":"'Conventional - Biopower'!#REF!","v":{"$error":"#REF!"}},{"$f":"'Conventional - Biopower'!#REF!","v":{"$error":"#REF!"}},null,null,null,{"$f":"'Conventional - Biopower'!L73","v":120.5439957118932},null,null,{"$f":"'Conventional - Biopower'!N219","v":131.59321532503483},{"$f":"'Conventional - Biopower'!O219","v":128.3022490810248},{"$f":"'Conventional - Biopower'!P219","v":127.74080007163002},{"$f":"'Conventional - Biopower'!Q219","v":127.44431002008633},{"$f":"'Conventional - Biopower'!R219","v":127.0666701770237},{"$f":"'Conventional - Biopower'!S219","v":126.53109174007625},{"$f":"'Conventional - Biopower'!T219","v":126.03820121977054},{"$f":"'Conventional - Biopower'!U219","v":125.47035840788183},{"$f":"'Conventional - Biopower'!V219","v":124.85509674191275},{"$f":"'Conventional - Biopower'!W219","v":124.33287497166043},{"$f":"'Conventional - Biopower'!X219","v":123.92150419115916},{"$f":"'Conventional - Biopower'!Y219","v":123.68001023326539},{"$f":"'Conventional - Biopower'!Z219","v":123.43436101496249},{"$f":"'Conventional - Biopower'!AA219","v":123.13176028634658},{"$f":"'Conventional - Biopower'!AB219","v":122.839425495212},{"$f":"'Conventional - Biopower'!AC219","v":122.56566716237694},{"$f":"'Conventional - Biopower'!AD219","v":122.27968747539748},{"$f":"'Conventional - Biopower'!AE219","v":122.0587253924663},{"$f":"'Conventional - Biopower'!AF219","v":121.78154508047081},{"$f":"'Conventional - Biopower'!AG219","v":121.5767151850103},{"$f":"'Conventional - Biopower'!AH219","v":121.31468935215389},{"$f":"'Conventional - Biopower'!AI219","v":121.12525836291533},{"$f":"'Conventional - Biopower'!AJ219","v":120.91358450913393},{"$f":"'Conventional - Biopower'!AK219","v":120.75837331149978},{"$f":"'Conventional - Biopower'!AL219","v":120.49072565573692},{"$f":"'Conventional - Biopower'!AM219","v":120.49072565573692},{"$f":"'Conventional - Biopower'!AN219","v":120.49072565573692},{"$f":"'Conventional - Biopower'!AO219","v":120.49072565573692},{"$f":"'Conventional - Biopower'!AP219","v":120.49072565573692},{"$f":"'Conventional - Biopower'!AQ219","v":120.49072565573692},{"$f":"'Conventional - Biopower'!AR219","v":120.49072565573692},{"$f":"'Conventional - Biopower'!AS219","v":120.49072565573692},{"$f":"'Conventional - Biopower'!AT219","v":120.49072565573692},{"$f":"'Conventional - Biopower'!AU219","v":120.49072565573692},{"$f":"'Conventional - Biopower'!AV219","v":120.49072565573692}]
[null,null,null,null,{"$f":"'Conventional - Biopower'!K220","v":"CofireNew - High"},null,null,null,null,null,null,null,null,null,null,null,null,null,null,null,null,null,null,null,{"$f":"'Conventional - Biopower'!N220","v":131.59321532503483},{"$f":"'Conventional - Biopower'!O220","v":128.3022490810248},{"$f":"'Conventional - Biopower'!P220","v":127.74080007163002},{"$f":"'Conventional - Biopower'!Q220","v":127.44431002008633},{"$f":"'Conventional - Biopower'!R220","v":127.0666701770237},{"$f":"'Conventional - Biopower'!S220","v":126.53109174007625},{"$f":"'Conventional - Biopower'!T220","v":126.03820121977054},{"$f":"'Conventional - Biopower'!U220","v":125.47035840788183},{"$f":"'Conventional - Biopower'!V220","v":124.85509674191275},{"$f":"'Conventional - Biopower'!W220","v":124.33287497166043},{"$f":"'Conventional - Biopower'!X220","v":123.92150419115916},{"$f":"'Conventional - Biopower'!Y220","v":123.68001023326539},{"$f":"'Conventional - Biopower'!Z220","v":123.43436101496249},{"$f":"'Conventional - Biopower'!AA220","v":123.13176028634658},{"$f":"'Conventional - Biopower'!AB220","v":122.839425495212},{"$f":"'Conventional - Biopower'!AC220","v":122.56566716237694},{"$f":"'Conventional - Biopower'!AD220","v":122.27968747539748},{"$f":"'Conventional - Biopower'!AE220","v":122.0587253924663},{"$f":"'Conventional - Biopower'!AF220","v":121.78154508047081},{"$f":"'Conventional - Biopower'!AG220","v":121.5767151850103},{"$f":"'Conventional - Biopower'!AH220","v":121.31468935215389},{"$f":"'Conventional - Biopower'!AI220","v":121.12525836291533},{"$f":"'Conventional - Biopower'!AJ220","v":120.91358450913393},{"$f":"'Conventional - Biopower'!AK220","v":120.75837331149978},{"$f":"'Conventional - Biopower'!AL220","v":120.49072565573692},{"$f":"'Conventional - Biopower'!AM220","v":120.49072565573692},{"$f":"'Conventional - Biopower'!AN220","v":120.49072565573692},{"$f":"'Conventional - Biopower'!AO220","v":120.49072565573692},{"$f":"'Conventional - Biopower'!AP220","v":120.49072565573692},{"$f":"'Conventional - Biopower'!AQ220","v":120.49072565573692},{"$f":"'Conventional - Biopower'!AR220","v":120.49072565573692},{"$f":"'Conventional - Biopower'!AS220","v":120.49072565573692},{"$f":"'Conventional - Biopower'!AT220","v":120.49072565573692},{"$f":"'Conventional - Biopower'!AU220","v":120.49072565573692},{"$f":"'Conventional - Biopower'!AV220","v":120.49072565573692}]
[]
[null,null,null,null,null,{"$f":"F4","v":2000},2001,2002,2003,2004,2005,2006,2007,2008,2009,2010,2011,2012,2010,2011,2012,2013,2014,2015,2016,2017,2018,2019,2020,2021,2022,2023,2024,2025,2026,2027,2028,2029,2030,2031,{"$f":"AO4","v":2032},2033,2034,2035,2036,2037,2038,2039,2040,2041,2042,2043,2044,2045,2046,2047,2048,2049,{"$f":"BG4","v":2050}]
[null,"Bio",null,"CAPEX ($/kW)",{"$f":"'Conventional - Biopower'!K116","v":"Dedicated - Low"},null,null,null,null,null,null,null,null,null,null,null,null,null,null,null,null,null,null,null,{"$f":"'Conventional - Biopower'!N116","v":4178.3436617082252},{"$f":"'Conventional - Biopower'!O116","v":3971.545650092412},{"$f":"'Conventional - Biopower'!P116","v":3956.7582318194004},{"$f":"'Conventional - Biopower'!Q116","v":3943.5947409349151},{"$f":"'Conventional - Biopower'!R116","v":3926.6349164865228},{"$f":"'Conventional - Biopower'!S116","v":3913.0089827033185},{"$f":"'Conventional - Biopower'!T116","v":3900.6413237840725},{"$f":"'Conventional - Biopower'!U116","v":3885.585043360642},{"$f":"'Conventional - Biopower'!V116","v":3869.4533143355384},{"$f":"'Conventional - Biopower'!W116","v":3858.0105412137314},{"$f":"'Conventional - Biopower'!X116","v":3841.3733513458415},{"$f":"'Conventional - Biopower'!Y116","v":3828.0485431711054},{"$f":"'Conventional - Biopower'!Z116","v":3815.3797586433907},{"$f":"'Conventional - Biopower'!AA116","v":3800.9687473809645},{"$f":"'Conventional - Biopower'!AB116","v":3786.0845387338022},{"$f":"'Conventional - Biopower'!AC116","v":3770.8992044781712},{"$f":"'Conventional - Biopower'!AD116","v":3755.5955708763563},{"$f":"'Conventional - Biopower'!AE116","v":3743.1633850410094},{"$f":"'Conventional - Biopower'!AF116","v":3727.5156078866594},{"$f":"'Conventional - Biopower'!AG116","v":3711.8463217602748},{"$f":"'Conventional - Biopower'!AH116","v":3694.0368929165602},{"$f":"'Conventional - Biopower'!AI116","v":3678.9160855770297},{"$f":"'Conventional - Biopower'!AJ116","v":3660.2462978519761},{"$f":"'Conventional - Biopower'!AK116","v":3640.027864140513},{"$f":"'Conventional - Biopower'!AL116","v":3616.3357314456439},{"$f":"'Conventional - Biopower'!AM116","v":3616.3357314456439},{"$f":"'Conventional - Biopower'!AN116","v":3616.3357314456439},{"$f":"'Conventional - Biopower'!AO116","v":3616.3357314456439},{"$f":"'Conventional - Biopower'!AP116","v":3616.3357314456439},{"$f":"'Conventional - Biopower'!AQ116","v":3616.3357314456439},{"$f":"'Conventional - Biopower'!AR116","v":3616.3357314456439},{"$f":"'Conventional - Biopower'!AS116","v":3616.3357314456439},{"$f":"'Conventional - Biopower'!AT116","v":3616.3357314456439},{"$f":"'Conventional - Biopower'!AU116","v":3616.3357314456439},{"$f":"'Conventional - Biopower'!AV116","v":3616.3357314456439}]
[null,null,null,null,{"$f":"'Conventional - Biopower'!K117","v":"Dedicated - Mid"},{"$f":"'Conventional - Biopower'!#REF!","v":{"$error":"#REF!"}},{"$f":"'Conventional - Biopower'!#REF!","v":{"$error":"#REF!"}},{"$f":"'Conventional - Biopower'!#REF!","v":{"$error":"#REF!"}},{"$f":"'Conventional - Biopower'!#REF!","v":{"$error":"#REF!"}},{"$f":"'Conventional - Biopower'!#REF!","v":{"$error":"#REF!"}},{"$f":"'Conventional - Biopower'!#REF!","v":{"$error":"#REF!"}},{"$f":"'Conventional - Biopower'!#REF!","v":{"$error":"#REF!"}},{"$f":"'Conventional - Biopower'!#REF!","v":{"$error":"#REF!"}},{"$f":"'Conventional - Biopower'!#REF!","v":{"$error":"#REF!"}},{"$f":"'Conventional - Biopower'!#REF!","v":{"$error":"#REF!"}},{"$f":"'Conventional - Biopower'!#REF!","v":{"$error":"#REF!"}},{"$f":"'Conventional - Biopower'!#REF!","v":{"$error":"#REF!"}},{"$f":"'Conventional - Biopower'!#REF!","v":{"$error":"#REF!"}},null,null,null,{"$f":"'Conventional - Biopower'!L24","v":4277.9086932511655},null,null,{"$f":"'Conventional - Biopower'!N117","v":4178.3436617082252},{"$f":"'Conventional - Biopower'!O117","v":3971.545650092412},{"$f":"'Conventional - Biopower'!P117","v":3956.7582318194004},{"$f":"'Conventional - Biopower'!Q117","v":3943.5947409349151},{"$f":"'Conventional - Biopower'!R117","v":3926.6349164865228},{"$f":"'Conventional - Biopower'!S117","v":3913.0089827033185},{"$f":"'Conventional - Biopower'!T117","v":3900.6413237840725},{"$f":"'Conventional - Biopower'!U117","v":3885.585043360642},{"$f":"'Conventional - Biopower'!V117","v":3869.4533143355384},{"$f":"'Conventional - Biopower'!W117","v":3858.0105412137314},{"$f":"'Conventional - Biopower'!X117","v":3841.3733513458415},{"$f":"'Conventional - Biopower'!Y117","v":3828.0485431711054},{"$f":"'Conventional - Biopower'!Z117","v":3815.3797586433907},{"$f":"'Conventional - Biopower'!AA117","v":3800.9687473809645},{"$f":"'Conventional - Biopower'!AB117","v":3786.0845387338022},{"$f":"'Conventional - Biopower'!AC117","v":3770.8992044781712},{"$f":"'Conventional - Biopower'!AD117","v":3755.5955708763563},{"$f":"'Conventional - Biopower'!AE117","v":3743.1633850410094},{"$f":"'Conventional - Biopower'!AF117","v":3727.5156078866594},{"$f":"'Conventional - Biopower'!AG117","v":3711.8463217602748},{"$f":"'Conventional - Biopower'!AH117","v":3694.0368929165602},{"$f":"'Conventional - Biopower'!AI117","v":3678.9160855770297},{"$f":"'Conventional - Biopower'!AJ117","v":3660.2462978519761},{"$f":"'Conventional - Biopower'!AK117","v":3640.027864140513},{"$f":"'Conventional - Biopower'!AL117","v":3616.3357314456439},{"$f":"'Conventional - Biopower'!AM117","v":3616.3357314456439},{"$f":"'Conventional - Biopower'!AN117","v":3616.3357314456439},{"$f":"'Conventional - Biopower'!AO117","v":3616.3357314456439},{"$f":"'Conventional - Biopower'!AP117","v":3616.3357314456439},{"$f":"'Conventional - Biopower'!AQ117","v":3616.3357314456439},{"$f":"'Conventional - Biopower'!AR117","v":3616.3357314456439},{"$f":"'Conventional - Biopower'!AS117","v":3616.3357314456439},{"$f":"'Conventional - Biopower'!AT117","v":3616.3357314456439},{"$f":"'Conventional - Biopower'!AU117","v":3616.3357314456439},{"$f":"'Conventional - Biopower'!AV117","v":3616.3357314456439}]
[null,null,null,null,{"$f":"'Conventional - Biopower'!K118","v":"Dedicated - High"},null,null,null,null,null,null,null,null,null,null,null,null,null,null,null,null,null,null,null,{"$f":"'Conventional - Biopower'!N118","v":4178.3436617082252},{"$f":"'Conventional - Biopower'!O118","v":3971.545650092412},{"$f":"'Conventional - Biopower'!P118","v":3956.7582318194004},{"$f":"'Conventional - Biopower'!Q118","v":3943.5947409349151},{"$f":"'Conventional - Biopower'!R118","v":3926.6349164865228},{"$f":"'Conventional - Biopower'!S118","v":3913.0089827033185},{"$f":"'Conventional - Biopower'!T118","v":3900.6413237840725},{"$f":"'Conventional - Biopower'!U118","v":3885.585043360642},{"$f":"'Conventional - Biopower'!V118","v":3869.4533143355384},{"$f":"'Conventional - Biopower'!W118","v":3858.0105412137314},{"$f":"'Conventional - Biopower'!X118","v":3841.3733513458415},{"$f":"'Conventional - Biopower'!Y118","v":3828.0485431711054},{"$f":"'Conventional - Biopower'!Z118","v":3815.3797586433907},{"$f":"'Conventional - Biopower'!AA118","v":3800.9687473809645},{"$f":"'Conventional - Biopower'!AB118","v":3786.0845387338022},{"$f":"'Conventional - Biopower'!AC118","v":3770.8992044781712},{"$f":"'Conventional - Biopower'!AD118","v":3755.5955708763563},{"$f":"'Conventional - Biopower'!AE118","v":3743.1633850410094},{"$f":"'Conventional - Biopower'!AF118","v":3727.5156078866594},{"$f":"'Conventional - Biopower'!AG118","v":3711.8463217602748},{"$f":"'Conventional - Biopower'!AH118","v":3694.0368929165602},{"$f":"'Conventional - Biopower'!AI118","v":3678.9160855770297},{"$f":"'Conventional - Biopower'!AJ118","v":3660.2462978519761},{"$f":"'Conventional - Biopower'!AK118","v":3640.027864140513},{"$f":"'Conventional - Biopower'!AL118","v":3616.3357314456439},{"$f":"'Conventional - Biopower'!AM118","v":3616.3357314456439},{"$f":"'Conventional - Biopower'!AN118","v":3616.3357314456439},{"$f":"'Conventional - Biopower'!AO118","v":3616.3357314456439},{"$f":"'Conventional - Biopower'!AP118","v":3616.3357314456439},{"$f":"'Conventional - Biopower'!AQ118","v":3616.3357314456439},{"$f":"'Conventional - Biopower'!AR118","v":3616.3357314456439},{"$f":"'Conventional - Biopower'!AS118","v":3616.3357314456439},{"$f":"'Conventional - Biopower'!AT118","v":3616.3357314456439},{"$f":"'Conventional - Biopower'!AU118","v":3616.3357314456439},{"$f":"'Conventional - Biopower'!AV118","v":3616.3357314456439}]
[null,null,null,null,{"$f":"'Conventional - Biopower'!K119","v":"CofireOld - Low"},null,null,null,null,null,null,null,null,null,null,null,null,null,null,null,null,null,null,null,{"$f":"'Conventional - Biopower'!N119","v":4173.6654602909457},{"$f":"'Conventional - Biopower'!O119","v":4063.0340626367833},{"$f":"'Conventional - Biopower'!P119","v":4055.7425211174368},{"$f":"'Conventional - Biopower'!Q119","v":4049.752272406115},{"$f":"'Conventional - Biopower'!R119","v":4040.7185041520565},{"$f":"'Conventional - Biopower'!S119","v":4034.3518484301494},{"$f":"'Conventional - Biopower'!T119","v":4029.0068688798315},{"$f":"'Conventional - Biopower'!U119","v":4021.5002376401499},{"$f":"'Conventional - Biopower'!V119","v":4013.1224930331127},{"$f":"'Conventional - Biopower'!W119","v":4008.5303275039664},{"$f":"'Conventional - Biopower'!X119","v":3999.7439124282932},{"$f":"'Conventional - Biopower'!Y119","v":3993.6353643707876},{"$f":"'Conventional - Biopower'!Z119","v":3988.0537861281014},{"$f":"'Conventional - Biopower'!AA119","v":3981.0741247032402},{"$f":"'Conventional - Biopower'!AB119","v":3973.696547295759},{"$f":"'Conventional - Biopower'!AC119","v":3966.6308499827637},{"$f":"'Conventional - Biopower'!AD119","v":3958.9198835087641},{"$f":"'Conventional - Biopower'!AE119","v":3953.5426405003959},{"$f":"'Conventional - Biopower'!AF119","v":3945.530548417928},{"$f":"'Conventional - Biopower'!AG119","v":3938.6799408252673},{"$f":"'Conventional - Biopower'!AH119","v":3929.538627711042},{"$f":"'Conventional - Biopower'!AI119","v":3923.3117803073519},{"$f":"'Conventional - Biopower'!AJ119","v":3916.1923105642722},{"$f":"'Conventional - Biopower'!AK119","v":3911.3312828847079},{"$f":"'Conventional - Biopower'!AL119","v":3901.9641255641309},{"$f":"'Conventional - Biopower'!AM119","v":3901.9641255641309},{"$f":"'Conventional - Biopower'!AN119","v":3901.9641255641309},{"$f":"'Conventional - Biopower'!AO119","v":3901.9641255641309},{"$f":"'Conventional - Biopower'!AP119","v":3901.9641255641309},{"$f":"'Conventional - Biopower'!AQ119","v":3901.9641255641309},{"$f":"'Conventional - Biopower'!AR119","v":3901.9641255641309},{"$f":"'Conventional - Biopower'!AS119","v":3901.9641255641309},{"$f":"'Conventional - Biopower'!AT119","v":3901.9641255641309},{"$f":"'Conventional - Biopower'!AU119","v":3901.9641255641309},{"$f":"'Conventional - Biopower'!AV119","v":3901.9641255641309}]
[null,null,null,null,{"$f":"'Conventional - Biopower'!K120","v":"CofireOld - Mid"},{"$f":"'Conventional - Biopower'!#REF!","v":{"$error":"#REF!"}},{"$f":"'Conventional - Biopower'!#REF!","v":{"$error":"#REF!"}},{"$f":"'Conventional - Biopower'!#REF!","v":{"$error":"#REF!"}},{"$f":"'Conventional - Biopower'!#REF!","v":{"$error":"#REF!"}},{"$f":"'Conventional - Biopower'!#REF!","v":{"$error":"#REF!"}},{"$f":"'Conventional - Biopower'!#REF!","v":{"$error":"#REF!"}},{"$f":"'Conventional - Biopower'!#REF!","v":{"$error":"#REF!"}},{"$f":"'Conventional - Biopower'!#REF!","v":{"$error":"#REF!"}},{"$f":"'Conventional - Biopower'!#REF!","v":{"$error":"#REF!"}},{"$f":"'Conventional - Biopower'!#REF!","v":{"$error":"#REF!"}},{"$f":"'Conventional - Biopower'!#REF!","v":{"$error":"#REF!"}},{"$f":"'Conventional - Biopower'!#REF!","v":{"$error":"#REF!"}},{"$f":"'Conventional - Biopower'!#REF!","v":{"$error":"#REF!"}},null,null,null,{"$f":"'Conventional - Biopower'!L25","v":4104.7184504376519},null,null,{"$f":"'Conventional - Biopower'!N120","v":4173.6654602909457},{"$f":"'Conventional - Biopower'!O120","v":4063.0340626367833},{"$f":"'Conventional - Biopower'!P120","v":4055.7425211174368},{"$f":"'Conventional - Biopower'!Q120","v":4049.752272406115},{"$f":"'Conventional - Biopower'!R120","v":4040.7185041520565},{"$f":"'Conventional - Biopower'!S120","v":4034.3518484301494},{"$f":"'Conventional - Biopower'!T120","v":4029.0068688798315},{"$f":"'Conventional - Biopower'!U120","v":4021.5002376401499},{"$f":"'Conventional - Biopower'!V120","v":4013.1224930331127},{"$f":"'Conventional - Biopower'!W120","v":4008.5303275039664},{"$f":"'Conventional - Biopower'!X120","v":3999.7439124282932},{"$f":"'Conventional - Biopower'!Y120","v":3993.6353643707876},{"$f":"'Conventional - Biopower'!Z120","v":3988.0537861281014},{"$f":"'Conventional - Biopower'!AA120","v":3981.0741247032402},{"$f":"'Conventional - Biopower'!AB120","v":3973.696547295759},{"$f":"'Conventional - Biopower'!AC120","v":3966.6308499827637},{"$f":"'Conventional - Biopower'!AD120","v":3958.9198835087641},{"$f":"'Conventional - Biopower'!AE120","v":3953.5426405003959},{"$f":"'Conventional - Biopower'!AF120","v":3945.530548417928},{"$f":"'Conventional - Biopower'!AG120","v":3938.6799408252673},{"$f":"'Conventional - Biopower'!AH120","v":3929.538627711042},{"$f":"'Conventional - Biopower'!AI120","v":3923.3117803073519},{"$f":"'Conventional - Biopower'!AJ120","v":3916.1923105642722},{"$f":"'Conventional - Biopower'!AK120","v":3911.3312828847079},{"$f":"'Conventional - Biopower'!AL120","v":3901.9641255641309},{"$f":"'Conventional - Biopower'!AM120","v":3901.9641255641309},{"$f":"'Conventional - Biopower'!AN120","v":3901.9641255641309},{"$f":"'Conventional - Biopower'!AO120","v":3901.9641255641309},{"$f":"'Conventional - Biopower'!AP120","v":3901.9641255641309},{"$f":"'Conventional - Biopower'!AQ120","v":3901.9641255641309},{"$f":"'Conventional - Biopower'!AR120","v":3901.9641255641309},{"$f":"'Conventional - Biopower'!AS120","v":3901.9641255641309},{"$f":"'Conventional - Biopower'!AT120","v":3901.9641255641309},{"$f":"'Conventional - Biopower'!AU120","v":3901.9641255641309},{"$f":"'Conventional - Biopower'!AV120","v":3901.9641255641309}]
[null,null,null,null,{"$f":"'Conventional - Biopower'!K121","v":"CofireOld - High"},null,null,null,null,null,null,null,null,null,null,null,null,null,null,null,null,null,null,null,{"$f":"'Conventional - Biopower'!N121","v":4173.6654602909457},{"$f":"'Conventional - Biopower'!O121","v":4063.0340626367833},{"$f":"'Conventional - Biopower'!P121","v":4055.7425211174368},{"$f":"'Conventional - Biopower'!Q121","v":4049.752272406115},{"$f":"'Conventional - Biopower'!R121","v":4040.7185041520565},{"$f":"'Conventional - Biopower'!S121","v":4034.3518484301494},{"$f":"'Conventional - Biopower'!T121","v":4029.0068688798315},{"$f":"'Conventional - Biopower'!U121","v":4021.5002376401499},{"$f":"'Conventional - Biopower'!V121","v":4013.1224930331127},{"$f":"'Conventional - Biopower'!W121","v":4008.5303275039664},{"$f":"'Conventional - Biopower'!X121","v":3999.7439124282932},{"$f":"'Conventional - Biopower'!Y121","v":3993.6353643707876},{"$f":"'Conventional - Biopower'!Z121","v":3988.0537861281014},{"$f":"'Conventional - Biopower'!AA121","v":3981.0741247032402},{"$f":"'Conventional - Biopower'!AB121","v":3973.696547295759},{"$f":"'Conventional - Biopower'!AC121","v":3966.6308499827637},{"$f":"'Conventional - Biopower'!AD121","v":3958.9198835087641},{"$f":"'Conventional - Biopower'!AE121","v":3953.5426405003959},{"$f":"'Conventional - Biopower'!AF121","v":3945.530548417928},{"$f":"'Conventional - Biopower'!AG121","v":3938.6799408252673},{"$f":"'Conventional - Biopower'!AH121","v":3929.538627711042},{"$f":"'Conventional - Biopower'!AI121","v":3923.3117803073519},{"$f":"'Conventional - Biopower'!AJ121","v":3916.1923105642722},{"$f":"'Conventional - Biopower'!AK121","v":3911.3312828847079},{"$f":"'Conventional - Biopower'!AL121","v":3901.9641255641309},{"$f":"'Conventional - Biopower'!AM121","v":3901.9641255641309},{"$f":"'Conventional - Biopower'!AN121","v":3901.9641255641309},{"$f":"'Conventional - Biopower'!AO121","v":3901.9641255641309},{"$f":"'Conventional - Biopower'!AP121","v":3901.9641255641309},{"$f":"'Conventional - Biopower'!AQ121","v":3901.9641255641309},{"$f":"'Conventional - Biopower'!AR121","v":3901.9641255641309},{"$f":"'Conventional - Biopower'!AS121","v":3901.9641255641309},{"$f":"'Conventional - Biopower'!AT121","v":3901.9641255641309},{"$f":"'Conventional - Biopower'!AU121","v":3901.9641255641309},{"$f":"'Conventional - Biopower'!AV121","v":3901.9641255641309}]
[null,null,null,null,{"$f":"'Conventional - Biopower'!K122","v":"CofireNew - Low"},null,null,null,null,null,null,null,null,null,null,null,null,null,null,null,null,null,null,null,{"$f":"'Conventional - Biopower'!N122","v":4043.396371170224},{"$f":"'Conventional - Biopower'!O122","v":3898.5979714408927},{"$f":"'Conventional - Biopower'!P122","v":3873.8949170604506},{"$f":"'Conventional - Biopower'!Q122","v":3860.8497255221496},{"$f":"'Conventional - Biopower'!R122","v":3844.2340446262929},{"$f":"'Conventional - Biopower'!S122","v":3830.876972993507},{"$f":"'Conventional - Biopower'!T122","v":3818.1221525776587},{"$f":"'Conventional - Biopower'!U122","v":3803.3454887906632},{"$f":"'Conventional - Biopower'!V122","v":3786.4824547164217},{"$f":"'Conventional - Biopower'!W122","v":3772.4370959785647},{"$f":"'Conventional - Biopower'!X122","v":3754.3372960123979},{"$f":"'Conventional - Biopower'!Y122","v":3743.7118638278635},{"$f":"'Conventional - Biopower'!Z122","v":3732.9036053810437},{"$f":"'Conventional - Biopower'!AA122","v":3719.5895516923247},{"$f":"'Conventional - Biopower'!AB122","v":3706.7271864163085},{"$f":"'Conventional - Biopower'!AC122","v":3694.6821620775645},{"$f":"'Conventional - Biopower'!AD122","v":3682.0994134379839},{"$f":"'Conventional - Biopower'!AE122","v":3672.3773580788543},{"$f":"'Conventional - Biopower'!AF122","v":3660.1817709358761},{"$f":"'Conventional - Biopower'!AG122","v":3651.1695116538513},{"$f":"'Conventional - Biopower'!AH122","v":3639.6407026439106},{"$f":"'Conventional - Biopower'!AI122","v":3631.3059759809403},{"$f":"'Conventional - Biopower'!AJ122","v":3621.9925910904467},{"$f":"'Conventional - Biopower'!AK122","v":3615.1634924698196},{"$f":"'Conventional - Biopower'!AL122","v":3603.3873302814941},{"$f":"'Conventional - Biopower'!AM122","v":3603.3873302814941},{"$f":"'Conventional - Biopower'!AN122","v":3603.3873302814941},{"$f":"'Conventional - Biopower'!AO122","v":3603.3873302814941},{"$f":"'Conventional - Biopower'!AP122","v":3603.3873302814941},{"$f":"'Conventional - Biopower'!AQ122","v":3603.3873302814941},{"$f":"'Conventional - Biopower'!AR122","v":3603.3873302814941},{"$f":"'Conventional - Biopower'!AS122","v":3603.3873302814941},{"$f":"'Conventional - Biopower'!AT122","v":3603.3873302814941},{"$f":"'Conventional - Biopower'!AU122","v":3603.3873302814941},{"$f":"'Conventional - Biopower'!AV122","v":3603.3873302814941}]
[null,null,null,null,{"$f":"'Conventional - Biopower'!K123","v":"CofireNew - Mid"},{"$f":"'Conventional - Biopower'!#REF!","v":{"$error":"#REF!"}},{"$f":"'Conventional - Biopower'!#REF!","v":{"$error":"#REF!"}},{"$f":"'Conventional - Biopower'!#REF!","v":{"$error":"#REF!"}},{"$f":"'Conventional - Biopower'!#REF!","v":{"$error":"#REF!"}},{"$f":"'Conventional - Biopower'!#REF!","v":{"$error":"#REF!"}},{"$f":"'Conventional - Biopower'!#REF!","v":{"$error":"#REF!"}},{"$f":"'Conventional - Biopower'!#REF!","v":{"$error":"#REF!"}},{"$f":"'Conventional - Biopower'!#REF!","v":{"$error":"#REF!"}},{"$f":"'Conventional - Biopower'!#REF!","v":{"$error":"#REF!"}},{"$f":"'Conventional - Biopower'!#REF!","v":{"$error":"#REF!"}},{"$f":"'Conventional - Biopower'!#REF!","v":{"$error":"#REF!"}},{"$f":"'Conventional - Biopower'!#REF!","v":{"$error":"#REF!"}},{"$f":"'Conventional - Biopower'!#REF!","v":{"$error":"#REF!"}},null,null,null,{"$f":"'Conventional - Biopower'!L26","v":3504.9300107982772},null,null,{"$f":"'Conventional - Biopower'!N123","v":4043.396371170224},{"$f":"'Conventional - Biopower'!O123","v":3898.5979714408927},{"$f":"'Conventional - Biopower'!P123","v":3873.8949170604506},{"$f":"'Conventional - Biopower'!Q123","v":3860.8497255221496},{"$f":"'Conventional - Biopower'!R123","v":3844.2340446262929},{"$f":"'Conventional - Biopower'!S123","v":3830.876972993507},{"$f":"'Conventional - Biopower'!T123","v":3818.1221525776587},{"$f":"'Conventional - Biopower'!U123","v":3803.3454887906632},{"$f":"'Conventional - Biopower'!V123","v":3786.4824547164217},{"$f":"'Conventional - Biopower'!W123","v":3772.4370959785647},{"$f":"'Conventional - Biopower'!X123","v":3754.3372960123979},{"$f":"'Conventional - Biopower'!Y123","v":3743.7118638278635},{"$f":"'Conventional - Biopower'!Z123","v":3732.9036053810437},{"$f":"'Conventional - Biopower'!AA123","v":3719.5895516923247},{"$f":"'Conventional - Biopower'!AB123","v":3706.7271864163085},{"$f":"'Conventional - Biopower'!AC123","v":3694.6821620775645},{"$f":"'Conventional - Biopower'!AD123","v":3682.0994134379839},{"$f":"'Conventional - Biopower'!AE123","v":3672.3773580788543},{"$f":"'Conventional - Biopower'!AF123","v":3660.1817709358761},{"$f":"'Conventional - Biopower'!AG123","v":3651.1695116538513},{"$f":"'Conventional - Biopower'!AH123","v":3639.6407026439106},{"$f":"'Conventional - Biopower'!AI123","v":3631.3059759809403},{"$f":"'Conventional - Biopower'!AJ123","v":3621.9925910904467},{"$f":"'Conventional - Biopower'!AK123","v":3615.1634924698196},{"$f":"'Conventional - Biopower'!AL123","v":3603.3873302814941},{"$f":"'Conventional - Biopower'!AM123","v":3603.3873302814941},{"$f":"'Conventional - Biopower'!AN123","v":3603.3873302814941},{"$f":"'Conventional - Biopower'!AO123","v":3603.3873302814941},{"$f":"'Conventional - Biopower'!AP123","v":3603.3873302814941},{"$f":"'Conventional - Biopower'!AQ123","v":3603.3873302814941},{"$f":"'Conventional - Biopower'!AR123","v":3603.3873302814941},{"$f":"'Conventional - Biopower'!AS123","v":3603.3873302814941},{"$f":"'Conventional - Biopower'!AT123","v":3603.3873302814941},{"$f":"'Conventional - Biopower'!AU123","v":3603.3873302814941},{"$f":"'Conventional - Biopower'!AV123","v":3603.3873302814941}]
[null,null,null,null,{"$f":"'Conventional - Biopower'!K124","v":"CofireNew - High"},null,null,null,null,null,null,null,null,null,null,null,null,null,null,null,null,null,null,null,{"$f":"'Conventional - Biopower'!N124","v":4043.396371170224},{"$f":"'Conventional - Biopower'!O124","v":3898.5979714408927},{"$f":"'Conventional - Biopower'!P124","v":3873.8949170604506},{"$f":"'Conventional - Biopower'!Q124","v":3860.8497255221496},{"$f":"'Conventional - Biopower'!R124","v":3844.2340446262929},{"$f":"'Conventional - Biopower'!S124","v":3830.876972993507},{"$f":"'Conventional - Biopower'!T124","v":3818.1221525776587},{"$f":"'Conventional - Biopower'!U124","v":3803.3454887906632},{"$f":"'Conventional - Biopower'!V124","v":3786.4824547164217},{"$f":"'Conventional - Biopower'!W124","v":3772.4370959785647},{"$f":"'Conventional - Biopower'!X124","v":3754.3372960123979},{"$f":"'Conventional - Biopower'!Y124","v":3743.7118638278635},{"$f":"'Conventional - Biopower'!Z124","v":3732.9036053810437},{"$f":"'Conventional - Biopower'!AA124","v":3719.5895516923247},{"$f":"'Conventional - Biopower'!AB124","v":3706.7271864163085},{"$f":"'Conventional - Biopower'!AC124","v":3694.6821620775645},{"$f":"'Conventional - Biopower'!AD124","v":3682.0994134379839},{"$f":"'Conventional - Biopower'!AE124","v":3672.3773580788543},{"$f":"'Conventional - Biopower'!AF124","v":3660.1817709358761},{"$f":"'Conventional - Biopower'!AG124","v":3651.1695116538513},{"$f":"'Conventional - Biopower'!AH124","v":3639.6407026439106},{"$f":"'Conventional - Biopower'!AI124","v":3631.3059759809403},{"$f":"'Conventional - Biopower'!AJ124","v":3621.9925910904467},{"$f":"'Conventional - Biopower'!AK124","v":3615.1634924698196},{"$f":"'Conventional - Biopower'!AL124","v":3603.3873302814941},{"$f":"'Conventional - Biopower'!AM124","v":3603.3873302814941},{"$f":"'Conventional - Biopower'!AN124","v":3603.3873302814941},{"$f":"'Conventional - Biopower'!AO124","v":3603.3873302814941},{"$f":"'Conventional - Biopower'!AP124","v":3603.3873302814941},{"$f":"'Conventional - Biopower'!AQ124","v":3603.3873302814941},{"$f":"'Conventional - Biopower'!AR124","v":3603.3873302814941},{"$f":"'Conventional - Biopower'!AS124","v":3603.3873302814941},{"$f":"'Conventional - Biopower'!AT124","v":3603.3873302814941},{"$f":"'Conventional - Biopower'!AU124","v":3603.3873302814941},{"$f":"'Conventional - Biopower'!AV124","v":3603.3873302814941}]
[]
[null,null,null,null,null,{"$f":"F4","v":2000},2001,2002,2003,2004,2005,2006,2007,2008,2009,2010,2011,2012,2010,2011,2012,2013,2014,2015,2016,2017,2018,2019,2020,2021,2022,2023,2024,2025,2026,2027,2028,2029,2030,2031,{"$f":"AO4","v":2032},2033,2034,2035,2036,2037,2038,2039,2040,2041,2042,2043,2044,2045,2046,2047,2048,2049,{"$f":"BG4","v":2050}]
[null,"Bio",null,"Net Capacity Factor (%)",{"$f":"'Conventional - Biopower'!K86","v":"Dedicated - Low"},null,null,null,null,null,null,null,null,null,null,null,null,null,null,null,null,null,{"$f":"'Conventional - Biopower'!L86","v":0.50800000000000001},{"$f":"'Conventional - Biopower'!M86","v":0.50800000000000001},{"$f":"'Conventional - Biopower'!N86","v":0.50800000000000001},{"$f":"'Conventional - Biopower'!O86","v":0.50800000000000001},{"$f":"'Conventional - Biopower'!P86","v":0.50800000000000001},{"$f":"'Conventional - Biopower'!Q86","v":0.50800000000000001},{"$f":"'Conventional - Biopower'!R86","v":0.50800000000000001},{"$f":"'Conventional - Biopower'!S86","v":0.50800000000000001},{"$f":"'Conventional - Biopower'!T86","v":0.50800000000000001},{"$f":"'Conventional - Biopower'!U86","v":0.50800000000000001},{"$f":"'Conventional - Biopower'!V86","v":0.50800000000000001},{"$f":"'Conventional - Biopower'!W86","v":0.50800000000000001},{"$f":"'Conventional - Biopower'!X86","v":0.50800000000000001},{"$f":"'Conventional - Biopower'!Y86","v":0.50800000000000001},{"$f":"'Conventional - Biopower'!Z86","v":0.50800000000000001},{"$f":"'Conventional - Biopower'!AA86","v":0.50800000000000001},{"$f":"'Conventional - Biopower'!AB86","v":0.50800000000000001},{"$f":"'Conventional - Biopower'!AC86","v":0.50800000000000001},{"$f":"'Conventional - Biopower'!AD86","v":0.50800000000000001},{"$f":"'Conventional - Biopower'!AE86","v":0.50800000000000001},{"$f":"'Conventional - Biopower'!AF86","v":0.50800000000000001},{"$f":"'Conventional - Biopower'!AG86","v":0.50800000000000001},{"$f":"'Conventional - Biopower'!AH86","v":0.50800000000000001},{"$f":"'Conventional - Biopower'!AI86","v":0.50800000000000001},{"$f":"'Conventional - Biopower'!AJ86","v":0.50800000000000001},{"$f":"'Conventional - Biopower'!AK86","v":0.50800000000000001},{"$f":"'Conventional - Biopower'!AL86","v":0.50800000000000001},{"$f":"'Conventional - Biopower'!AM86","v":0.50800000000000001},{"$f":"'Conventional - Biopower'!AN86","v":0.50800000000000001},{"$f":"'Conventional - Biopower'!AO86","v":0.50800000000000001},{"$f":"'Conventional - Biopower'!AP86","v":0.50800000000000001},{"$f":"'Conventional - Biopower'!AQ86","v":0.50800000000000001},{"$f":"'Conventional - Biopower'!AR86","v":0.50800000000000001},{"$f":"'Conventional - Biopower'!AS86","v":0.50800000000000001},{"$f":"'Conventional - Biopower'!AT86","v":0.50800000000000001},{"$f":"'Conventional - Biopower'!AU86","v":0.50800000000000001},{"$f":"'Conventional - Biopower'!AV86","v":0.50800000000000001}]
[null,null,null,null,{"$f":"'Conventional - Biopower'!K87","v":"Dedicated - Mid"},{"$f":"'Conventional - Biopower'!#REF!","v":{"$error":"#REF!"}},{"$f":"'Conventional - Biopower'!#REF!","v":{"$error":"#REF!"}},{"$f":"'Conventional - Biopower'!#REF!","v":{"$error":"#REF!"}},{"$f":"'Conventional - Biopower'!#REF!","v":{"$error":"#REF!"}},{"$f":"'Conventional - Biopower'!#REF!","v":{"$error":"#REF!"}},{"$f":"'Conventional - Biopower'!#REF!","v":{"$error":"#REF!"}},{"$f":"'Conventional - Biopower'!#REF!","v":{"$error":"#REF!"}},{"$f":"'Conventional - Biopower'!#REF!","v":{"$error":"#REF!"}},{"$f":"'Conventional - Biopower'!#REF!","v":{"$error":"#REF!"}},{"$f":"'Conventional - Biopower'!#REF!","v":{"$error":"#REF!"}},{"$f":"'Conventional - Biopower'!#REF!","v":{"$error":"#REF!"}},{"$f":"'Conventional - Biopower'!#REF!","v":{"$error":"#REF!"}},{"$f":"'Conventional - Biopower'!#REF!","v":{"$error":"#REF!"}},null,null,null,{"$f":"'Conventional - Biopower'!L12","v":0.50800000000000001},{"$f":"'Conventional - Biopower'!L87","v":0.50800000000000001},{"$f":"'Conventional - Biopower'!M87","v":0.50800000000000001},{"$f":"'Conventional - Biopower'!N87","v":0.50800000000000001},{"$f":"'Conventional - Biopower'!O87","v":0.50800000000000001},{"$f":"'Conventional - Biopower'!P87","v":0.50800000000000001},{"$f":"'Conventional - Biopower'!Q87","v":0.50800000000000001},{"$f":"'Conventional - Biopower'!R87","v":0.50800000000000001},{"$f":"'Conventional - Biopower'!S87","v":0.50800000000000001},{"$f":"'Conventional - Biopower'!T87","v":0.50800000000000001},{"$f":"'Conventional - Biopower'!U87","v":0.50800000000000001},{"$f":"'Conventional - Biopower'!V87","v":0.50800000000000001},{"$f":"'Conventional - Biopower'!W87","v":0.50800000000000001},{"$f":"'Conventional - Biopower'!X87","v":0.50800000000000001},{"$f":"'Conventional - Biopower'!Y87","v":0.50800000000000001},{"$f":"'Conventional - Biopower'!Z87","v":0.50800000000000001},{"$f":"'Conventional - Biopower'!AA87","v":0.50800000000000001},{"$f":"'Conventional - Biopower'!AB87","v":0.50800000000000001},{"$f":"'Conventional - Biopower'!AC87","v":0.50800000000000001},{"$f":"'Conventional - Biopower'!AD87","v":0.50800000000000001},{"$f":"'Conventional - Biopower'!AE87","v":0.50800000000000001},{"$f":"'Conventional - Biopower'!AF87","v":0.50800000000000001},{"$f":"'Conventional - Biopower'!AG87","v":0.50800000000000001},{"$f":"'Conventional - Biopower'!AH87","v":0.50800000000000001},{"$f":"'Conventional - Biopower'!AI87","v":0.50800000000000001},{"$f":"'Conventional - Biopower'!AJ87","v":0.50800000000000001},{"$f":"'Conventional - Biopower'!AK87","v":0.50800000000000001},{"$f":"'Conventional - Biopower'!AL87","v":0.50800000000000001},{"$f":"'Conventional - Biopower'!AM87","v":0.50800000000000001},{"$f":"'Conventional - Biopower'!AN87","v":0.50800000000000001},{"$f":"'Conventional - Biopower'!AO87","v":0.50800000000000001},{"$f":"'Conventional - Biopower'!AP87","v":0.50800000000000001},{"$f":"'Conventional - Biopower'!AQ87","v":0.50800000000000001},{"$f":"'Conventional - Biopower'!AR87","v":0.50800000000000001},{"$f":"'Conventional - Biopower'!AS87","v":0.50800000000000001},{"$f":"'Conventional - Biopower'!AT87","v":0.50800000000000001},{"$f":"'Conventional - Biopower'!AU87","v":0.50800000000000001},{"$f":"'Conventional - Biopower'!AV87","v":0.50800000000000001}]
[null,null,null,null,{"$f":"'Conventional - Biopower'!K88","v":"Dedicated - High"},null,null,null,null,null,null,null,null,null,null,null,null,null,null,null,null,null,{"$f":"'Conventional - Biopower'!L88","v":0.50800000000000001},{"$f":"'Conventional - Biopower'!M88","v":0.50800000000000001},{"$f":"'Conventional - Biopower'!N88","v":0.50800000000000001},{"$f":"'Conventional - Biopower'!O88","v":0.50800000000000001},{"$f":"'Conventional - Biopower'!P88","v":0.50800000000000001},{"$f":"'Conventional - Biopower'!Q88","v":0.50800000000000001},{"$f":"'Conventional - Biopower'!R88","v":0.50800000000000001},{"$f":"'Conventional - Biopower'!S88","v":0.50800000000000001},{"$f":"'Conventional - Biopower'!T88","v":0.50800000000000001},{"$f":"'Conventional - Biopower'!U88","v":0.50800000000000001},{"$f":"'Conventional - Biopower'!V88","v":0.50800000000000001},{"$f":"'Conventional - Biopower'!W88","v":0.50800000000000001},{"$f":"'Conventional - Biopower'!X88","v":0.50800000000000001},{"$f":"'Conventional - Biopower'!Y88","v":0.50800000000000001},{"$f":"'Conventional - Biopower'!Z88","v":0.50800000000000001},{"$f":"'Conventional - Biopower'!AA88","v":0.50800000000000001},{"$f":"'Conventional - Biopower'!AB88","v":0.50800000000000001},{"$f":"'Conventional - Biopower'!AC88","v":0.50800000000000001},{"$f":"'Conventional - Biopower'!AD88","v":0.50800000000000001},{"$f":"'Conventional - Biopower'!AE88","v":0.50800000000000001},{"$f":"'Conventional - Biopower'!AF88","v":0.50800000000000001},{"$f":"'Conventional - Biopower'!AG88","v":0.50800000000000001},{"$f":"'Conventional - Biopower'!AH88","v":0.50800000000000001},{"$f":"'Conventional - Biopower'!AI88","v":0.50800000000000001},{"$f":"'Conventional - Biopower'!AJ88","v":0.50800000000000001},{"$f":"'Conventional - Biopower'!AK88","v":0.50800000000000001},{"$f":"'Conventional - Biopower'!AL88","v":0.50800000000000001},{"$f":"'Conventional - Biopower'!AM88","v":0.50800000000000001},{"$f":"'Conventional - Biopower'!AN88","v":0.50800000000000001},{"$f":"'Conventional - Biopower'!AO88","v":0.50800000000000001},{"$f":"'Conventional - Biopower'!AP88","v":0.50800000000000001},{"$f":"'Conventional - Biopower'!AQ88","v":0.50800000000000001},{"$f":"'Conventional - Biopower'!AR88","v":0.50800000000000001},{"$f":"'Conventional - Biopower'!AS88","v":0.50800000000000001},{"$f":"'Conventional - Biopower'!AT88","v":0.50800000000000001},{"$f":"'Conventional - Biopower'!AU88","v":0.50800000000000001},{"$f":"'Conventional - Biopower'!AV88","v":0.50800000000000001}]
[null,null,null,null,{"$f":"'Conventional - Biopower'!K89","v":"CofireOld - Low"},null,null,null,null,null,null,null,null,null,null,null,null,null,null,null,null,null,{"$f":"'Conventional - Biopower'!L89","v":0.50800000000000001},{"$f":"'Conventional - Biopower'!M89","v":0.50800000000000001},{"$f":"'Conventional - Biopower'!N89","v":0.50800000000000001},{"$f":"'Conventional - Biopower'!O89","v":0.50800000000000001},{"$f":"'Conventional - Biopower'!P89","v":0.50800000000000001},{"$f":"'Conventional - Biopower'!Q89","v":0.50800000000000001},{"$f":"'Conventional - Biopower'!R89","v":0.50800000000000001},{"$f":"'Conventional - Biopower'!S89","v":0.50800000000000001},{"$f":"'Conventional - Biopower'!T89","v":0.50800000000000001},{"$f":"'Conventional - Biopower'!U89","v":0.50800000000000001},{"$f":"'Conventional - Biopower'!V89","v":0.50800000000000001},{"$f":"'Conventional - Biopower'!W89","v":0.50800000000000001},{"$f":"'Conventional - Biopower'!X89","v":0.50800000000000001},{"$f":"'Conventional - Biopower'!Y89","v":0.50800000000000001},{"$f":"'Conventional - Biopower'!Z89","v":0.50800000000000001},{"$f":"'Conventional - Biopower'!AA89","v":0.50800000000000001},{"$f":"'Conventional - Biopower'!AB89","v":0.50800000000000001},{"$f":"'Conventional - Biopower'!AC89","v":0.50800000000000001},{"$f":"'Conventional - Biopower'!AD89","v":0.50800000000000001},{"$f":"'Conventional - Biopower'!AE89","v":0.50800000000000001},{"$f":"'Conventional - Biopower'!AF89","v":0.50800000000000001},{"$f":"'Conventional - Biopower'!AG89","v":0.50800000000000001},{"$f":"'Conventional - Biopower'!AH89","v":0.50800000000000001},{"$f":"'Conventional - Biopower'!AI89","v":0.50800000000000001},{"$f":"'Conventional - Biopower'!AJ89","v":0.50800000000000001},{"$f":"'Conventional - Biopower'!AK89","v":0.50800000000000001},{"$f":"'Conventional - Biopower'!AL89","v":0.50800000000000001},{"$f":"'Conventional - Biopower'!AM89","v":0.50800000000000001},{"$f":"'Conventional - Biopower'!AN89","v":0.50800000000000001},{"$f":"'Conventional - Biopower'!AO89","v":0.50800000000000001},{"$f":"'Conventional - Biopower'!AP89","v":0.50800000000000001},{"$f":"'Conventional - Biopower'!AQ89","v":0.50800000000000001},{"$f":"'Conventional - Biopower'!AR89","v":0.50800000000000001},{"$f":"'Conventional - Biopower'!AS89","v":0.50800000000000001},{"$f":"'Conventional - Biopower'!AT89","v":0.50800000000000001},{"$f":"'Conventional - Biopower'!AU89","v":0.50800000000000001},{"$f":"'Conventional - Biopower'!AV89","v":0.50800000000000001}]
[null,null,null,null,{"$f":"'Conventional - Biopower'!K90","v":"CofireOld - Mid"},{"$f":"'Conventional - Biopower'!#REF!","v":{"$error":"#REF!"}},{"$f":"'Conventional - Biopower'!#REF!","v":{"$error":"#REF!"}},{"$f":"'Conventional - Biopower'!#REF!","v":{"$error":"#REF!"}},{"$f":"'Conventional - Biopower'!#REF!","v":{"$error":"#REF!"}},{"$f":"'Conventional - Biopower'!#REF!","v":{"$error":"#REF!"}},{"$f":"'Conventional - Biopower'!#REF!","v":{"$error":"#REF!"}},{"$f":"'Conventional - Biopower'!#REF!","v":{"$error":"#REF!"}},{"$f":"'Conventional - Biopower'!#REF!","v":{"$error":"#REF!"}},{"$f":"'Conventional - Biopower'!#REF!","v":{"$error":"#REF!"}},{"$f":"'Conventional - Biopower'!#REF!","v":{"$error":"#REF!"}},{"$f":"'Conventional - Biopower'!#REF!","v":{"$error":"#REF!"}},{"$f":"'Conventional - Biopower'!#REF!","v":{"$error":"#REF!"}},{"$f":"'Conventional - Biopower'!#REF!","v":{"$error":"#REF!"}},null,null,null,{"$f":"'Conventional - Biopower'!L13","v":0.50800000000000001},{"$f":"'Conventional - Biopower'!L90","v":0.50800000000000001},{"$f":"'Conventional - Biopower'!M90","v":0.50800000000000001},{"$f":"'Conventional - Biopower'!N90","v":0.50800000000000001},{"$f":"'Conventional - Biopower'!O90","v":0.50800000000000001},{"$f":"'Conventional - Biopower'!P90","v":0.50800000000000001},{"$f":"'Conventional - Biopower'!Q90","v":0.50800000000000001},{"$f":"'Conventional - Biopower'!R90","v":0.50800000000000001},{"$f":"'Conventional - Biopower'!S90","v":0.50800000000000001},{"$f":"'Conventional - Biopower'!T90","v":0.50800000000000001},{"$f":"'Conventional - Biopower'!U90","v":0.50800000000000001},{"$f":"'Conventional - Biopower'!V90","v":0.50800000000000001},{"$f":"'Conventional - Biopower'!W90","v":0.50800000000000001},{"$f":"'Conventional - Biopower'!X90","v":0.50800000000000001},{"$f":"'Conventional - Biopower'!Y90","v":0.50800000000000001},{"$f":"'Conventional - Biopower'!Z90","v":0.50800000000000001},{"$f":"'Conventional - Biopower'!AA90","v":0.50800000000000001},{"$f":"'Conventional - Biopower'!AB90","v":0.50800000000000001},{"$f":"'Conventional - Biopower'!AC90","v":0.50800000000000001},{"$f":"'Conventional - Biopower'!AD90","v":0.50800000000000001},{"$f":"'Conventional - Biopower'!AE90","v":0.50800000000000001},{"$f":"'Conventional - Biopower'!AF90","v":0.50800000000000001},{"$f":"'Conventional - Biopower'!AG90","v":0.50800000000000001},{"$f":"'Conventional - Biopower'!AH90","v":0.50800000000000001},{"$f":"'Conventional - Biopower'!AI90","v":0.50800000000000001},{"$f":"'Conventional - Biopower'!AJ90","v":0.50800000000000001},{"$f":"'Conventional - Biopower'!AK90","v":0.50800000000000001},{"$f":"'Conventional - Biopower'!AL90","v":0.50800000000000001},{"$f":"'Conventional - Biopower'!AM90","v":0.50800000000000001},{"$f":"'Conventional - Biopower'!AN90","v":0.50800000000000001},{"$f":"'Conventional - Biopower'!AO90","v":0.50800000000000001},{"$f":"'Conventional - Biopower'!AP90","v":0.50800000000000001},{"$f":"'Conventional - Biopower'!AQ90","v":0.50800000000000001},{"$f":"'Conventional - Biopower'!AR90","v":0.50800000000000001},{"$f":"'Conventional - Biopower'!AS90","v":0.50800000000000001},{"$f":"'Conventional - Biopower'!AT90","v":0.50800000000000001},{"$f":"'Conventional - Biopower'!AU90","v":0.50800000000000001},{"$f":"'Conventional - Biopower'!AV90","v":0.50800000000000001}]
[null,null,null,null,{"$f":"'Conventional - Biopower'!K91","v":"CofireOld - High"},null,null,null,null,null,null,null,null,null,null,null,null,null,null,null,null,null,{"$f":"'Conventional - Biopower'!L91","v":0.50800000000000001},{"$f":"'Conventional - Biopower'!M91","v":0.50800000000000001},{"$f":"'Conventional - Biopower'!N91","v":0.50800000000000001},{"$f":"'Conventional - Biopower'!O91","v":0.50800000000000001},{"$f":"'Conventional - Biopower'!P91","v":0.50800000000000001},{"$f":"'Conventional - Biopower'!Q91","v":0.50800000000000001},{"$f":"'Conventional - Biopower'!R91","v":0.50800000000000001},{"$f":"'Conventional - Biopower'!S91","v":0.50800000000000001},{"$f":"'Conventional - Biopower'!T91","v":0.50800000000000001},{"$f":"'Conventional - Biopower'!U91","v":0.50800000000000001},{"$f":"'Conventional - Biopower'!V91","v":0.50800000000000001},{"$f":"'Conventional - Biopower'!W91","v":0.50800000000000001},{"$f":"'Conventional - Biopower'!X91","v":0.50800000000000001},{"$f":"'Conventional - Biopower'!Y91","v":0.50800000000000001},{"$f":"'Conventional - Biopower'!Z91","v":0.50800000000000001},{"$f":"'Conventional - Biopower'!AA91","v":0.50800000000000001},{"$f":"'Conventional - Biopower'!AB91","v":0.50800000000000001},{"$f":"'Conventional - Biopower'!AC91","v":0.50800000000000001},{"$f":"'Conventional - Biopower'!AD91","v":0.50800000000000001},{"$f":"'Conventional - Biopower'!AE91","v":0.50800000000000001},{"$f":"'Conventional - Biopower'!AF91","v":0.50800000000000001},{"$f":"'Conventional - Biopower'!AG91","v":0.50800000000000001},{"$f":"'Conventional - Biopower'!AH91","v":0.50800000000000001},{"$f":"'Conventional - Biopower'!AI91","v":0.50800000000000001},{"$f":"'Conventional - Biopower'!AJ91","v":0.50800000000000001},{"$f":"'Conventional - Biopower'!AK91","v":0.50800000000000001},{"$f":"'Conventional - Biopower'!AL91","v":0.50800000000000001},{"$f":"'Conventional - Biopower'!AM91","v":0.50800000000000001},{"$f":"'Conventional - Biopower'!AN91","v":0.50800000000000001},{"$f":"'Conventional - Biopower'!AO91","v":0.50800000000000001},{"$f":"'Conventional - Biopower'!AP91","v":0.50800000000000001},{"$f":"'Conventional - Biopower'!AQ91","v":0.50800000000000001},{"$f":"'Conventional - Biopower'!AR91","v":0.50800000000000001},{"$f":"'Conventional - Biopower'!AS91","v":0.50800000000000001},{"$f":"'Conventional - Biopower'!AT91","v":0.50800000000000001},{"$f":"'Conventional - Biopower'!AU91","v":0.50800000000000001},{"$f":"'Conventional - Biopower'!AV91","v":0.50800000000000001}]
[null,null,null,null,{"$f":"'Conventional - Biopower'!K92","v":"CofireNew - Low"},null,null,null,null,null,null,null,null,null,null,null,null,null,null,null,null,null,{"$f":"'Conventional - Biopower'!L92","v":0.50800000000000001},{"$f":"'Conventional - Biopower'!M92","v":0.50800000000000001},{"$f":"'Conventional - Biopower'!N92","v":0.50800000000000001},{"$f":"'Conventional - Biopower'!O92","v":0.50800000000000001},{"$f":"'Conventional - Biopower'!P92","v":0.50800000000000001},{"$f":"'Conventional - Biopower'!Q92","v":0.50800000000000001},{"$f":"'Conventional - Biopower'!R92","v":0.50800000000000001},{"$f":"'Conventional - Biopower'!S92","v":0.50800000000000001},{"$f":"'Conventional - Biopower'!T92","v":0.50800000000000001},{"$f":"'Conventional - Biopower'!U92","v":0.50800000000000001},{"$f":"'Conventional - Biopower'!V92","v":0.50800000000000001},{"$f":"'Conventional - Biopower'!W92","v":0.50800000000000001},{"$f":"'Conventional - Biopower'!X92","v":0.50800000000000001},{"$f":"'Conventional - Biopower'!Y92","v":0.50800000000000001},{"$f":"'Conventional - Biopower'!Z92","v":0.50800000000000001},{"$f":"'Conventional - Biopower'!AA92","v":0.50800000000000001},{"$f":"'Conventional - Biopower'!AB92","v":0.50800000000000001},{"$f":"'Conventional - Biopower'!AC92","v":0.50800000000000001},{"$f":"'Conventional - Biopower'!AD92","v":0.50800000000000001},{"$f":"'Conventional - Biopower'!AE92","v":0.50800000000000001},{"$f":"'Conventional - Biopower'!AF92","v":0.50800000000000001},{"$f":"'Conventional - Biopower'!AG92","v":0.50800000000000001},{"$f":"'Conventional - Biopower'!AH92","v":0.50800000000000001},{"$f":"'Conventional - Biopower'!AI92","v":0.50800000000000001},{"$f":"'Conventional - Biopower'!AJ92","v":0.50800000000000001},{"$f":"'Conventional - Biopower'!AK92","v":0.50800000000000001},{"$f":"'Conventional - Biopower'!AL92","v":0.50800000000000001},{"$f":"'Conventional - Biopower'!AM92","v":0.50800000000000001},{"$f":"'Conventional - Biopower'!AN92","v":0.50800000000000001},{"$f":"'Conventional - Biopower'!AO92","v":0.50800000000000001},{"$f":"'Conventional - Biopower'!AP92","v":0.50800000000000001},{"$f":"'Conventional - Biopower'!AQ92","v":0.50800000000000001},{"$f":"'Conventional - Biopower'!AR92","v":0.50800000000000001},{"$f":"'Conventional - Biopower'!AS92","v":0.50800000000000001},{"$f":"'Conventional - Biopower'!AT92","v":0.50800000000000001},{"$f":"'Conventional - Biopower'!AU92","v":0.50800000000000001},{"$f":"'Conventional - Biopower'!AV92","v":0.50800000000000001}]
[null,null,null,null,{"$f":"'Conventional - Biopower'!K93","v":"CofireNew - Mid"},{"$f":"'Conventional - Biopower'!#REF!","v":{"$error":"#REF!"}},{"$f":"'Conventional - Biopower'!#REF!","v":{"$error":"#REF!"}},{"$f":"'Conventional - Biopower'!#REF!","v":{"$error":"#REF!"}},{"$f":"'Conventional - Biopower'!#REF!","v":{"$error":"#REF!"}},{"$f":"'Conventional - Biopower'!#REF!","v":{"$error":"#REF!"}},{"$f":"'Conventional - Biopower'!#REF!","v":{"$error":"#REF!"}},{"$f":"'Conventional - Biopower'!#REF!","v":{"$error":"#REF!"}},{"$f":"'Conventional - Biopower'!#REF!","v":{"$error":"#REF!"}},{"$f":"'Conventional - Biopower'!#REF!","v":{"$error":"#REF!"}},{"$f":"'Conventional - Biopower'!#REF!","v":{"$error":"#REF!"}},{"$f":"'Conventional - Biopower'!#REF!","v":{"$error":"#REF!"}},{"$f":"'Conventional - Biopower'!#REF!","v":{"$error":"#REF!"}},{"$f":"'Conventional - Biopower'!#REF!","v":{"$error":"#REF!"}},null,null,null,{"$f":"'Conventional - Biopower'!L14","v":0.50800000000000001},{"$f":"'Conventional - Biopower'!L93","v":0.50800000000000001},{"$f":"'Conventional - Biopower'!M93","v":0.50800000000000001},{"$f":"'Conventional - Biopower'!N93","v":0.50800000000000001},{"$f":"'Conventional - Biopower'!O93","v":0.50800000000000001},{"$f":"'Conventional - Biopower'!P93","v":0.50800000000000001},{"$f":"'Conventional - Biopower'!Q93","v":0.50800000000000001},{"$f":"'Conventional - Biopower'!R93","v":0.50800000000000001},{"$f":"'Conventional - Biopower'!S93","v":0.50800000000000001},{"$f":"'Conventional - Biopower'!T93","v":0.50800000000000001},{"$f":"'Conventional - Biopower'!U93","v":0.50800000000000001},{"$f":"'Conventional - Biopower'!V93","v":0.50800000000000001},{"$f":"'Conventional - Biopower'!W93","v":0.50800000000000001},{"$f":"'Conventional - Biopower'!X93","v":0.50800000000000001},{"$f":"'Conventional - Biopower'!Y93","v":0.50800000000000001},{"$f":"'Conventional - Biopower'!Z93","v":0.50800000000000001},{"$f":"'Conventional - Biopower'!AA93","v":0.50800000000000001},{"$f":"'Conventional - Biopower'!AB93","v":0.50800000000000001},{"$f":"'Conventional - Biopower'!AC93","v":0.50800000000000001},{"$f":"'Conventional - Biopower'!AD93","v":0.50800000000000001},{"$f":"'Conventional - Biopower'!AE93","v":0.50800000000000001},{"$f":"'Conventional - Biopower'!AF93","v":0.50800000000000001},{"$f":"'Conventional - Biopower'!AG93","v":0.50800000000000001},{"$f":"'Conventional - Biopower'!AH93","v":0.50800000000000001},{"$f":"'Conventional - Biopower'!AI93","v":0.50800000000000001},{"$f":"'Conventional - Biopower'!AJ93","v":0.50800000000000001},{"$f":"'Conventional - Biopower'!AK93","v":0.50800000000000001},{"$f":"'Conventional - Biopower'!AL93","v":0.50800000000000001},{"$f":"'Conventional - Biopower'!AM93","v":0.50800000000000001},{"$f":"'Conventional - Biopower'!AN93","v":0.50800000000000001},{"$f":"'Conventional - Biopower'!AO93","v":0.50800000000000001},{"$f":"'Conventional - Biopower'!AP93","v":0.50800000000000001},{"$f":"'Conventional - Biopower'!AQ93","v":0.50800000000000001},{"$f":"'Conventional - Biopower'!AR93","v":0.50800000000000001},{"$f":"'Conventional - Biopower'!AS93","v":0.50800000000000001},{"$f":"'Conventional - Biopower'!AT93","v":0.50800000000000001},{"$f":"'Conventional - Biopower'!AU93","v":0.50800000000000001},{"$f":"'Conventional - Biopower'!AV93","v":0.50800000000000001}]
[null,null,null,null,{"$f":"'Conventional - Biopower'!K94","v":"CofireNew - High"},null,null,null,null,null,null,null,null,null,null,null,null,null,null,null,null,null,{"$f":"'Conventional - Biopower'!L94","v":0.50800000000000001},{"$f":"'Conventional - Biopower'!M94","v":0.50800000000000001},{"$f":"'Conventional - Biopower'!N94","v":0.50800000000000001},{"$f":"'Conventional - Biopower'!O94","v":0.50800000000000001},{"$f":"'Conventional - Biopower'!P94","v":0.50800000000000001},{"$f":"'Conventional - Biopower'!Q94","v":0.50800000000000001},{"$f":"'Conventional - Biopower'!R94","v":0.50800000000000001},{"$f":"'Conventional - Biopower'!S94","v":0.50800000000000001},{"$f":"'Conventional - Biopower'!T94","v":0.50800000000000001},{"$f":"'Conventional - Biopower'!U94","v":0.50800000000000001},{"$f":"'Conventional - Biopower'!V94","v":0.50800000000000001},{"$f":"'Conventional - Biopower'!W94","v":0.50800000000000001},{"$f":"'Conventional - Biopower'!X94","v":0.50800000000000001},{"$f":"'Conventional - Biopower'!Y94","v":0.50800000000000001},{"$f":"'Conventional - Biopower'!Z94","v":0.50800000000000001},{"$f":"'Conventional - Biopower'!AA94","v":0.50800000000000001},{"$f":"'Conventional - Biopower'!AB94","v":0.50800000000000001},{"$f":"'Conventional - Biopower'!AC94","v":0.50800000000000001},{"$f":"'Conventional - Biopower'!AD94","v":0.50800000000000001},{"$f":"'Conventional - Biopower'!AE94","v":0.50800000000000001},{"$f":"'Conventional - Biopower'!AF94","v":0.50800000000000001},{"$f":"'Conventional - Biopower'!AG94","v":0.50800000000000001},{"$f":"'Conventional - Biopower'!AH94","v":0.50800000000000001},{"$f":"'Conventional - Biopower'!AI94","v":0.50800000000000001},{"$f":"'Conventional - Biopower'!AJ94","v":0.50800000000000001},{"$f":"'Conventional - Biopower'!AK94","v":0.50800000000000001},{"$f":"'Conventional - Biopower'!AL94","v":0.50800000000000001},{"$f":"'Conventional - Biopower'!AM94","v":0.50800000000000001},{"$f":"'Conventional - Biopower'!AN94","v":0.50800000000000001},{"$f":"'Conventional - Biopower'!AO94","v":0.50800000000000001},{"$f":"'Conventional - Biopower'!AP94","v":0.50800000000000001},{"$f":"'Conventional - Biopower'!AQ94","v":0.50800000000000001},{"$f":"'Conventional - Biopower'!AR94","v":0.50800000000000001},{"$f":"'Conventional - Biopower'!AS94","v":0.50800000000000001},{"$f":"'Conventional - Biopower'!AT94","v":0.50800000000000001},{"$f":"'Conventional - Biopower'!AU94","v":0.50800000000000001},{"$f":"'Conventional - Biopower'!AV94","v":0.50800000000000001}]
[]
[null,null,null,null,null,{"$f":"F4","v":2000},2001,2002,2003,2004,2005,2006,2007,2008,2009,2010,2011,2012,2010,2011,2012,2013,2014,2015,2016,2017,2018,2019,2020,2021,2022,2023,2024,2025,2026,2027,2028,2029,2030,2031,{"$f":"AO4","v":2032},2033,2034,2035,2036,2037,2038,2039,2040,2041,2042,2043,2044,2045,2046,2047,2048,2049,{"$f":"BG4","v":2050}]
[null,"Bio",null,"Fixed Operation and Maintenance Expenses ($/kW)",{"$f":"'Conventional - Biopower'!K146","v":"Dedicated - Low"},null,null,null,null,null,null,null,null,null,null,null,null,null,null,null,null,null,{"$f":"'Conventional - Biopower'!L146","v":107.22},{"$f":"'Conventional - Biopower'!M146","v":107.22},{"$f":"'Conventional - Biopower'!N146","v":107.22},{"$f":"'Conventional - Biopower'!O146","v":107.22},{"$f":"'Conventional - Biopower'!P146","v":107.22},{"$f":"'Conventional - Biopower'!Q146","v":107.22},{"$f":"'Conventional - Biopower'!R146","v":107.22},{"$f":"'Conventional - Biopower'!S146","v":107.22},{"$f":"'Conventional - Biopower'!T146","v":107.22},{"$f":"'Conventional - Biopower'!U146","v":107.22},{"$f":"'Conventional - Biopower'!V146","v":107.22},{"$f":"'Conventional - Biopower'!W146","v":107.22},{"$f":"'Conventional - Biopower'!X146","v":107.22},{"$f":"'Conventional - Biopower'!Y146","v":107.22},{"$f":"'Conventional - Biopower'!Z146","v":107.22},{"$f":"'Conventional - Biopower'!AA146","v":107.22},{"$f":"'Conventional - Biopower'!AB146","v":107.22},{"$f":"'Conventional - Biopower'!AC146","v":107.22},{"$f":"'Conventional - Biopower'!AD146","v":107.22},{"$f":"'Conventional - Biopower'!AE146","v":107.22},{"$f":"'Conventional - Biopower'!AF146","v":107.22},{"$f":"'Conventional - Biopower'!AG146","v":107.22},{"$f":"'Conventional - Biopower'!AH146","v":107.22},{"$f":"'Conventional - Biopower'!AI146","v":107.22},{"$f":"'Conventional - Biopower'!AJ146","v":107.22},{"$f":"'Conventional - Biopower'!AK146","v":107.22},{"$f":"'Conventional - Biopower'!AL146","v":107.22},{"$f":"'Conventional - Biopower'!AM146","v":107.22},{"$f":"'Conventional - Biopower'!AN146","v":107.22},{"$f":"'Conventional - Biopower'!AO146","v":107.22},{"$f":"'Conventional - Biopower'!AP146","v":107.22},{"$f":"'Conventional - Biopower'!AQ146","v":107.22},{"$f":"'Conventional - Biopower'!AR146","v":107.22},{"$f":"'Conventional - Biopower'!AS146","v":107.22},{"$f":"'Conventional - Biopower'!AT146","v":107.22},{"$f":"'Conventional - Biopower'!AU146","v":107.22},{"$f":"'Conventional - Biopower'!AV146","v":107.22}]
[null,null,null,null,{"$f":"'Conventional - Biopower'!K147","v":"Dedicated - Mid"},{"$f":"'Conventional - Biopower'!#REF!","v":{"$error":"#REF!"}},{"$f":"'Conventional - Biopower'!#REF!","v":{"$error":"#REF!"}},{"$f":"'Conventional - Biopower'!#REF!","v":{"$error":"#REF!"}},{"$f":"'Conventional - Biopower'!#REF!","v":{"$error":"#REF!"}},{"$f":"'Conventional - Biopower'!#REF!","v":{"$error":"#REF!"}},{"$f":"'Conventional - Biopower'!#REF!","v":{"$error":"#REF!"}},{"$f":"'Conventional - Biopower'!#REF!","v":{"$error":"#REF!"}},{"$f":"'Conventional - Biopower'!#REF!","v":{"$error":"#REF!"}},{"$f":"'Conventional - Biopower'!#REF!","v":{"$error":"#REF!"}},{"$f":"'Conventional - Biopower'!#REF!","v":{"$error":"#REF!"}},{"$f":"'Conventional - Biopower'!#REF!","v":{"$error":"#REF!"}},{"$f":"'Conventional - Biopower'!#REF!","v":{"$error":"#REF!"}},{"$f":"'Conventional - Biopower'!#REF!","v":{"$error":"#REF!"}},null,null,null,{"$f":"'Conventional - Biopower'!L36","v":107.22},{"$f":"'Conventional - Biopower'!L147","v":107.22},{"$f":"'Conventional - Biopower'!M147","v":107.22},{"$f":"'Conventional - Biopower'!N147","v":107.22},{"$f":"'Conventional - Biopower'!O147","v":107.22},{"$f":"'Conventional - Biopower'!P147","v":107.22},{"$f":"'Conventional - Biopower'!Q147","v":107.22},{"$f":"'Conventional - Biopower'!R147","v":107.22},{"$f":"'Conventional - Biopower'!S147","v":107.22},{"$f":"'Conventional - Biopower'!T147","v":107.22},{"$f":"'Conventional - Biopower'!U147","v":107.22},{"$f":"'Conventional - Biopower'!V147","v":107.22},{"$f":"'Conventional - Biopower'!W147","v":107.22},{"$f":"'Conventional - Biopower'!X147","v":107.22},{"$f":"'Conventional - Biopower'!Y147","v":107.22},{"$f":"'Conventional - Biopower'!Z147","v":107.22},{"$f":"'Conventional - Biopower'!AA147","v":107.22},{"$f":"'Conventional - Biopower'!AB147","v":107.22},{"$f":"'Conventional - Biopower'!AC147","v":107.22},{"$f":"'Conventional - Biopower'!AD147","v":107.22},{"$f":"'Conventional - Biopower'!AE147","v":107.22},{"$f":"'Conventional - Biopower'!AF147","v":107.22},{"$f":"'Conventional - Biopower'!AG147","v":107.22},{"$f":"'Conventional - Biopower'!AH147","v":107.22},{"$f":"'Conventional - Biopower'!AI147","v":107.22},{"$f":"'Conventional - Biopower'!AJ147","v":107.22},{"$f":"'Conventional - Biopower'!AK147","v":107.22},{"$f":"'Conventional - Biopower'!AL147","v":107.22},{"$f":"'Conventional - Biopower'!AM147","v":107.22},{"$f":"'Conventional - Biopower'!AN147","v":107.22},{"$f":"'Conventional - Biopower'!AO147","v":107.22},{"$f":"'Conventional - Biopower'!AP147","v":107.22},{"$f":"'Conventional - Biopower'!AQ147","v":107.22},{"$f":"'Conventional - Biopower'!AR147","v":107.22},{"$f":"'Conventional - Biopower'!AS147","v":107.22},{"$f":"'Conventional - Biopower'!AT147","v":107.22},{"$f":"'Conventional - Biopower'!AU147","v":107.22},{"$f":"'Conventional - Biopower'!AV147","v":107.22}]
[null,null,null,null,{"$f":"'Conventional - Biopower'!K148","v":"Dedicated - High"},null,null,null,null,null,null,null,null,null,null,null,null,null,null,null,null,null,{"$f":"'Conventional - Biopower'!L148","v":107.22},{"$f":"'Conventional - Biopower'!M148","v":107.22},{"$f":"'Conventional - Biopower'!N148","v":107.22},{"$f":"'Conventional - Biopower'!O148","v":107.22},{"$f":"'Conventional - Biopower'!P148","v":107.22},{"$f":"'Conventional - Biopower'!Q148","v":107.22},{"$f":"'Conventional - Biopower'!R148","v":107.22},{"$f":"'Conventional - Biopower'!S148","v":107.22},{"$f":"'Conventional - Biopower'!T148","v":107.22},{"$f":"'Conventional - Biopower'!U148","v":107.22},{"$f":"'Conventional - Biopower'!V148","v":107.22},{"$f":"'Conventional - Biopower'!W148","v":107.22},{"$f":"'Conventional - Biopower'!X148","v":107.22},{"$f":"'Conventional - Biopower'!Y148","v":107.22},{"$f":"'Conventional - Biopower'!Z148","v":107.22},{"$f":"'Conventional - Biopower'!AA148","v":107.22},{"$f":"'Conventional - Biopower'!AB148","v":107.22},{"$f":"'Conventional - Biopower'!AC148","v":107.22},{"$f":"'Conventional - Biopower'!AD148","v":107.22},{"$f":"'Conventional - Biopower'!AE148","v":107.22},{"$f":"'Conventional - Biopower'!AF148","v":107.22},{"$f":"'Conventional - Biopower'!AG148","v":107.22},{"$f":"'Conventional - Biopower'!AH148","v":107.22},{"$f":"'Conventional - Biopower'!AI148","v":107.22},{"$f":"'Conventional - Biopower'!AJ148","v":107.22},{"$f":"'Conventional - Biopower'!AK148","v":107.22},{"$f":"'Conventional - Biopower'!AL148","v":107.22},{"$f":"'Conventional - Biopower'!AM148","v":107.22},{"$f":"'Conventional - Biopower'!AN148","v":107.22},{"$f":"'Conventional - Biopower'!AO148","v":107.22},{"$f":"'Conventional - Biopower'!AP148","v":107.22},{"$f":"'Conventional - Biopower'!AQ148","v":107.22},{"$f":"'Conventional - Biopower'!AR148","v":107.22},{"$f":"'Conventional - Biopower'!AS148","v":107.22},{"$f":"'Conventional - Biopower'!AT148","v":107.22},{"$f":"'Conventional - Biopower'!AU148","v":107.22},{"$f":"'Conventional - Biopower'!AV148","v":107.22}]
[null,null,null,null,{"$f":"'Conventional - Biopower'!K149","v":"CofireOld - Low"},null,null,null,null,null,null,null,null,null,null,null,null,null,null,null,null,null,{"$f":"'Conventional - Biopower'!L149","v":33.520000000000003},{"$f":"'Conventional - Biopower'!M149","v":33.520000000000003},{"$f":"'Conventional - Biopower'!N149","v":33.520000000000003},{"$f":"'Conventional - Biopower'!O149","v":33.520000000000003},{"$f":"'Conventional - Biopower'!P149","v":33.520000000000003},{"$f":"'Conventional - Biopower'!Q149","v":33.520000000000003},{"$f":"'Conventional - Biopower'!R149","v":33.520000000000003},{"$f":"'Conventional - Biopower'!S149","v":33.520000000000003},{"$f":"'Conventional - Biopower'!T149","v":33.520000000000003},{"$f":"'Conventional - Biopower'!U149","v":33.520000000000003},{"$f":"'Conventional - Biopower'!V149","v":33.520000000000003},{"$f":"'Conventional - Biopower'!W149","v":33.520000000000003},{"$f":"'Conventional - Biopower'!X149","v":33.520000000000003},{"$f":"'Conventional - Biopower'!Y149","v":33.520000000000003},{"$f":"'Conventional - Biopower'!Z149","v":33.520000000000003},{"$f":"'Conventional - Biopower'!AA149","v":33.520000000000003},{"$f":"'Conventional - Biopower'!AB149","v":33.520000000000003},{"$f":"'Conventional - Biopower'!AC149","v":33.520000000000003},{"$f":"'Conventional - Biopower'!AD149","v":33.520000000000003},{"$f":"'Conventional - Biopower'!AE149","v":33.520000000000003},{"$f":"'Conventional - Biopower'!AF149","v":33.520000000000003},{"$f":"'Conventional - Biopower'!AG149","v":33.520000000000003},{"$f":"'Conventional - Biopower'!AH149","v":33.520000000000003},{"$f":"'Conventional - Biopower'!AI149","v":33.520000000000003},{"$f":"'Conventional - Biopower'!AJ149","v":33.520000000000003},{"$f":"'Conventional - Biopower'!AK149","v":33.520000000000003},{"$f":"'Conventional - Biopower'!AL149","v":33.520000000000003},{"$f":"'Conventional - Biopower'!AM149","v":33.520000000000003},{"$f":"'Conventional - Biopower'!AN149","v":33.520000000000003},{"$f":"'Conventional - Biopower'!AO149","v":33.520000000000003},{"$f":"'Conventional - Biopower'!AP149","v":33.520000000000003},{"$f":"'Conventional - Biopower'!AQ149","v":33.520000000000003},{"$f":"'Conventional - Biopower'!AR149","v":33.520000000000003},{"$f":"'Conventional - Biopower'!AS149","v":33.520000000000003},{"$f":"'Conventional - Biopower'!AT149","v":33.520000000000003},{"$f":"'Conventional - Biopower'!AU149","v":33.520000000000003},{"$f":"'Conventional - Biopower'!AV149","v":33.520000000000003}]
[null,null,null,null,{"$f":"'Conventional - Biopower'!K150","v":"CofireOld - Mid"},{"$f":"'Conventional - Biopower'!#REF!","v":{"$error":"#REF!"}},{"$f":"'Conventional - Biopower'!#REF!","v":{"$error":"#REF!"}},{"$f":"'Conventional - Biopower'!#REF!","v":{"$error":"#REF!"}},{"$f":"'Conventional - Biopower'!#REF!","v":{"$error":"#REF!"}},{"$f":"'Conventional - Biopower'!#REF!","v":{"$error":"#REF!"}},{"$f":"'Conventional - Biopower'!#REF!","v":{"$error":"#REF!"}},{"$f":"'Conventional - Biopower'!#REF!","v":{"$error":"#REF!"}},{"$f":"'Conventional - Biopower'!#REF!","v":{"$error":"#REF!"}},{"$f":"'Conventional - Biopower'!#REF!","v":{"$error":"#REF!"}},{"$f":"'Conventional - Biopower'!#REF!","v":{"$error":"#REF!"}},{"$f":"'Conventional - Biopower'!#REF!","v":{"$error":"#REF!"}},{"$f":"'Conventional - Biopower'!#REF!","v":{"$error":"#REF!"}},{"$f":"'Conventional - Biopower'!#REF!","v":{"$error":"#REF!"}},null,null,null,{"$f":"'Conventional - Biopower'!L37","v":33.520000000000003},{"$f":"'Conventional - Biopower'!L150","v":33.520000000000003},{"$f":"'Conventional - Biopower'!M150","v":33.520000000000003},{"$f":"'Conventional - Biopower'!N150","v":33.520000000000003},{"$f":"'Conventional - Biopower'!O150","v":33.520000000000003},{"$f":"'Conventional - Biopower'!P150","v":33.520000000000003},{"$f":"'Conventional - Biopower'!Q150","v":33.520000000000003},{"$f":"'Conventional - Biopower'!R150","v":33.520000000000003},{"$f":"'Conventional - Biopower'!S150","v":33.520000000000003},{"$f":"'Conventional - Biopower'!T150","v":33.520000000000003},{"$f":"'Conventional - Biopower'!U150","v":33.520000000000003},{"$f":"'Conventional - Biopower'!V150","v":33.520000000000003},{"$f":"'Conventional - Biopower'!W150","v":33.520000000000003},{"$f":"'Conventional - Biopower'!X150","v":33.520000000000003},{"$f":"'Conventional - Biopower'!Y150","v":33.520000000000003},{"$f":"'Conventional - Biopower'!Z150","v":33.520000000000003},{"$f":"'Conventional - Biopower'!AA150","v":33.520000000000003},{"$f":"'Conventional - Biopower'!AB150","v":33.520000000000003},{"$f":"'Conventional - Biopower'!AC150","v":33.520000000000003},{"$f":"'Conventional - Biopower'!AD150","v":33.520000000000003},{"$f":"'Conventional - Biopower'!AE150","v":33.520000000000003},{"$f":"'Conventional - Biopower'!AF150","v":33.520000000000003},{"$f":"'Conventional - Biopower'!AG150","v":33.520000000000003},{"$f":"'Conventional - Biopower'!AH150","v":33.520000000000003},{"$f":"'Conventional - Biopower'!AI150","v":33.520000000000003},{"$f":"'Conventional - Biopower'!AJ150","v":33.520000000000003},{"$f":"'Conventional - Biopower'!AK150","v":33.520000000000003},{"$f":"'Conventional - Biopower'!AL150","v":33.520000000000003},{"$f":"'Conventional - Biopower'!AM150","v":33.520000000000003},{"$f":"'Conventional - Biopower'!AN150","v":33.520000000000003},{"$f":"'Conventional - Biopower'!AO150","v":33.520000000000003},{"$f":"'Conventional - Biopower'!AP150","v":33.520000000000003},{"$f":"'Conventional - Biopower'!AQ150","v":33.520000000000003},{"$f":"'Conventional - Biopower'!AR150","v":33.520000000000003},{"$f":"'Conventional - Biopower'!AS150","v":33.520000000000003},{"$f":"'Conventional - Biopower'!AT150","v":33.520000000000003},{"$f":"'Conventional - Biopower'!AU150","v":33.520000000000003},{"$f":"'Conventional - Biopower'!AV150","v":33.520000000000003}]
[null,null,null,null,{"$f":"'Conventional - Biopower'!K151","v":"CofireOld - High"},null,null,null,null,null,null,null,null,null,null,null,null,null,null,null,null,null,{"$f":"'Conventional - Biopower'!L151","v":33.520000000000003},{"$f":"'Conventional - Biopower'!M151","v":33.520000000000003},{"$f":"'Conventional - Biopower'!N151","v":33.520000000000003},{"$f":"'Conventional - Biopower'!O151","v":33.520000000000003},{"$f":"'Conventional - Biopower'!P151","v":33.520000000000003},{"$f":"'Conventional - Biopower'!Q151","v":33.520000000000003},{"$f":"'Conventional - Biopower'!R151","v":33.520000000000003},{"$f":"'Conventional - Biopower'!S151","v":33.520000000000003},{"$f":"'Conventional - Biopower'!T151","v":33.520000000000003},{"$f":"'Conventional - Biopower'!U151","v":33.520000000000003},{"$f":"'Conventional - Biopower'!V151","v":33.520000000000003},{"$f":"'Conventional - Biopower'!W151","v":33.520000000000003},{"$f":"'Conventional - Biopower'!X151","v":33.520000000000003},{"$f":"'Conventional - Biopower'!Y151","v":33.520000000000003},{"$f":"'Conventional - Biopower'!Z151","v":33.520000000000003},{"$f":"'Conventional - Biopower'!AA151","v":33.520000000000003},{"$f":"'Conventional - Biopower'!AB151","v":33.520000000000003},{"$f":"'Conventional - Biopower'!AC151","v":33.520000000000003},{"$f":"'Conventional - Biopower'!AD151","v":33.520000000000003},{"$f":"'Conventional - Biopower'!AE151","v":33.520000000000003},{"$f":"'Conventional - Biopower'!AF151","v":33.520000000000003},{"$f":"'Conventional - Biopower'!AG151","v":33.520000000000003},{"$f":"'Conventional - Biopower'!AH151","v":33.520000000000003},{"$f":"'Conventional - Biopower'!AI151","v":33.520000000000003},{"$f":"'Conventional - Biopower'!AJ151","v":33.520000000000003},{"$f":"'Conventional - Biopower'!AK151","v":33.520000000000003},{"$f":"'Conventional - Biopower'!AL151","v":33.520000000000003},{"$f":"'Conventional - Biopower'!AM151","v":33.520000000000003},{"$f":"'Conventional - Biopower'!AN151","v":33.520000000000003},{"$f":"'Conventional - Biopower'!AO151","v":33.520000000000003},{"$f":"'Conventional - Biopower'!AP151","v":33.520000000000003},{"$f":"'Conventional - Biopower'!AQ151","v":33.520000000000003},{"$f":"'Conventional - Biopower'!AR151","v":33.520000000000003},{"$f":"'Conventional - Biopower'!AS151","v":33.520000000000003},{"$f":"'Conventional - Biopower'!AT151","v":33.520000000000003},{"$f":"'Conventional - Biopower'!AU151","v":33.520000000000003},{"$f":"'Conventional - Biopower'!AV151","v":33.520000000000003}]
[null,null,null,null,{"$f":"'Conventional - Biopower'!K152","v":"CofireNew - Low"},null,null,null,null,null,null,null,null,null,null,null,null,null,null,null,null,null,{"$f":"'Conventional - Biopower'!L152","v":31.65},{"$f":"'Conventional - Biopower'!M152","v":31.65},{"$f":"'Conventional - Biopower'!N152","v":31.65},{"$f":"'Conventional - Biopower'!O152","v":31.65},{"$f":"'Conventional - Biopower'!P152","v":31.65},{"$f":"'Conventional - Biopower'!Q152","v":31.65},{"$f":"'Conventional - Biopower'!R152","v":31.65},{"$f":"'Conventional - Biopower'!S152","v":31.65},{"$f":"'Conventional - Biopower'!T152","v":31.65},{"$f":"'Conventional - Biopower'!U152","v":31.65},{"$f":"'Conventional - Biopower'!V152","v":31.65},{"$f":"'Conventional - Biopower'!W152","v":31.65},{"$f":"'Conventional - Biopower'!X152","v":31.65},{"$f":"'Conventional - Biopower'!Y152","v":31.65},{"$f":"'Conventional - Biopower'!Z152","v":31.65},{"$f":"'Conventional - Biopower'!AA152","v":31.65},{"$f":"'Conventional - Biopower'!AB152","v":31.65},{"$f":"'Conventional - Biopower'!AC152","v":31.65},{"$f":"'Conventional - Biopower'!AD152","v":31.65},{"$f":"'Conventional - Biopower'!AE152","v":31.65},{"$f":"'Conventional - Biopower'!AF152","v":31.65},{"$f":"'Conventional - Biopower'!AG152","v":31.65},{"$f":"'Conventional - Biopower'!AH152","v":31.65},{"$f":"'Conventional - Biopower'!AI152","v":31.65},{"$f":"'Conventional - Biopower'!AJ152","v":31.65},{"$f":"'Conventional - Biopower'!AK152","v":31.65},{"$f":"'Conventional - Biopower'!AL152","v":31.65},{"$f":"'Conventional - Biopower'!AM152","v":31.65},{"$f":"'Conventional - Biopower'!AN152","v":31.65},{"$f":"'Conventional - Biopower'!AO152","v":31.65},{"$f":"'Conventional - Biopower'!AP152","v":31.65},{"$f":"'Conventional - Biopower'!AQ152","v":31.65},{"$f":"'Conventional - Biopower'!AR152","v":31.65},{"$f":"'Conventional - Biopower'!AS152","v":31.65},{"$f":"'Conventional - Biopower'!AT152","v":31.65},{"$f":"'Conventional - Biopower'!AU152","v":31.65},{"$f":"'Conventional - Biopower'!AV152","v":31.65}]
[null,null,null,null,{"$f":"'Conventional - Biopower'!K153","v":"CofireNew - Mid"},{"$f":"'Conventional - Biopower'!#REF!","v":{"$error":"#REF!"}},{"$f":"'Conventional - Biopower'!#REF!","v":{"$error":"#REF!"}},{"$f":"'Conventional - Biopower'!#REF!","v":{"$error":"#REF!"}},{"$f":"'Conventional - Biopower'!#REF!","v":{"$error":"#REF!"}},{"$f":"'Conventional - Biopower'!#REF!","v":{"$error":"#REF!"}},{"$f":"'Conventional - Biopower'!#REF!","v":{"$error":"#REF!"}},{"$f":"'Conventional - Biopower'!#REF!","v":{"$error":"#REF!"}},{"$f":"'Conventional - Biopower'!#REF!","v":{"$error":"#REF!"}},{"$f":"'Conventional - Biopower'!#REF!","v":{"$error":"#REF!"}},{"$f":"'Conventional - Biopower'!#REF!","v":{"$error":"#REF!"}},{"$f":"'Conventional - Biopower'!#REF!","v":{"$error":"#REF!"}},{"$f":"'Conventional - Biopower'!#REF!","v":{"$error":"#REF!"}},{"$f":"'Conventional - Biopower'!#REF!","v":{"$error":"#REF!"}},null,null,null,{"$f":"'Conventional - Biopower'!L38","v":31.65},{"$f":"'Conventional - Biopower'!L153","v":31.65},{"$f":"'Conventional - Biopower'!M153","v":31.65},{"$f":"'Conventional - Biopower'!N153","v":31.65},{"$f":"'Conventional - Biopower'!O153","v":31.65},{"$f":"'Conventional - Biopower'!P153","v":31.65},{"$f":"'Conventional - Biopower'!Q153","v":31.65},{"$f":"'Conventional - Biopower'!R153","v":31.65},{"$f":"'Conventional - Biopower'!S153","v":31.65},{"$f":"'Conventional - Biopower'!T153","v":31.65},{"$f":"'Conventional - Biopower'!U153","v":31.65},{"$f":"'Conventional - Biopower'!V153","v":31.65},{"$f":"'Conventional - Biopower'!W153","v":31.65},{"$f":"'Conventional - Biopower'!X153","v":31.65},{"$f":"'Conventional - Biopower'!Y153","v":31.65},{"$f":"'Conventional - Biopower'!Z153","v":31.65},{"$f":"'Conventional - Biopower'!AA153","v":31.65},{"$f":"'Conventional - Biopower'!AB153","v":31.65},{"$f":"'Conventional - Biopower'!AC153","v":31.65},{"$f":"'Conventional - Biopower'!AD153","v":31.65},{"$f":"'Conventional - Biopower'!AE153","v":31.65},{"$f":"'Conventional - Biopower'!AF153","v":31.65},{"$f":"'Conventional - Biopower'!AG153","v":31.65},{"$f":"'Conventional - Biopower'!AH153","v":31.65},{"$f":"'Conventional - Biopower'!AI153","v":31.65},{"$f":"'Conventional - Biopower'!AJ153","v":31.65},{"$f":"'Conventional - Biopower'!AK153","v":31.65},{"$f":"'Conventional - Biopower'!AL153","v":31.65},{"$f":"'Conventional - Biopower'!AM153","v":31.65},{"$f":"'Conventional - Biopower'!AN153","v":31.65},{"$f":"'Conventional - Biopower'!AO153","v":31.65},{"$f":"'Conventional - Biopower'!AP153","v":31.65},{"$f":"'Conventional - Biopower'!AQ153","v":31.65},{"$f":"'Conventional - Biopower'!AR153","v":31.65},{"$f":"'Conventional - Biopower'!AS153","v":31.65},{"$f":"'Conventional - Biopower'!AT153","v":31.65},{"$f":"'Conventional - Biopower'!AU153","v":31.65},{"$f":"'Conventional - Biopower'!AV153","v":31.65}]
[null,null,null,null,{"$f":"'Conventional - Biopower'!K154","v":"CofireNew - High"},null,null,null,null,null,null,null,null,null,null,null,null,null,null,null,null,null,{"$f":"'Conventional - Biopower'!L154","v":31.65},{"$f":"'Conventional - Biopower'!M154","v":31.65},{"$f":"'Conventional - Biopower'!N154","v":31.65},{"$f":"'Conventional - Biopower'!O154","v":31.65},{"$f":"'Conventional - Biopower'!P154","v":31.65},{"$f":"'Conventional - Biopower'!Q154","v":31.65},{"$f":"'Conventional - Biopower'!R154","v":31.65},{"$f":"'Conventional - Biopower'!S154","v":31.65},{"$f":"'Conventional - Biopower'!T154","v":31.65},{"$f":"'Conventional - Biopower'!U154","v":31.65},{"$f":"'Conventional - Biopower'!V154","v":31.65},{"$f":"'Conventional - Biopower'!W154","v":31.65},{"$f":"'Conventional - Biopower'!X154","v":31.65},{"$f":"'Conventional - Biopower'!Y154","v":31.65},{"$f":"'Conventional - Biopower'!Z154","v":31.65},{"$f":"'Conventional - Biopower'!AA154","v":31.65},{"$f":"'Conventional - Biopower'!AB154","v":31.65},{"$f":"'Conventional - Biopower'!AC154","v":31.65},{"$f":"'Conventional - Biopower'!AD154","v":31.65},{"$f":"'Conventional - Biopower'!AE154","v":31.65},{"$f":"'Conventional - Biopower'!AF154","v":31.65},{"$f":"'Conventional - Biopower'!AG154","v":31.65},{"$f":"'Conventional - Biopower'!AH154","v":31.65},{"$f":"'Conventional - Biopower'!AI154","v":31.65},{"$f":"'Conventional - Biopower'!AJ154","v":31.65},{"$f":"'Conventional - Biopower'!AK154","v":31.65},{"$f":"'Conventional - Biopower'!AL154","v":31.65},{"$f":"'Conventional - Biopower'!AM154","v":31.65},{"$f":"'Conventional - Biopower'!AN154","v":31.65},{"$f":"'Conventional - Biopower'!AO154","v":31.65},{"$f":"'Conventional - Biopower'!AP154","v":31.65},{"$f":"'Conventional - Biopower'!AQ154","v":31.65},{"$f":"'Conventional - Biopower'!AR154","v":31.65},{"$f":"'Conventional - Biopower'!AS154","v":31.65},{"$f":"'Conventional - Biopower'!AT154","v":31.65},{"$f":"'Conventional - Biopower'!AU154","v":31.65},{"$f":"'Conventional - Biopower'!AV154","v":31.65}]
[]
["Conventional - Nuclear",null,null,null,null,null,null,null,null,null,null,null,null,null,null,null,null,null,null,null,null,"Only one input so far"]
[null,null,null,null,null,{"$f":"F4","v":2000},2001,2002,2003,2004,2005,2006,2007,2008,2009,2010,2011,2012,2010,2011,2012,2013,2014,2015,2016,2017,2018,2019,2020,2021,2022,2023,2024,2025,2026,2027,2028,2029,2030,2031,{"$f":"AO4","v":2032},2033,2034,2035,2036,2037,2038,2039,2040,2041,2042,2043,2044,2045,2046,2047,2048,2049,{"$f":"BG4","v":2050}]
[null,"Nuclear",null,"Levelized Cost of Energy ($/MWh)",{"$f":"'Conventional - Nuclear'!K140","v":"Nuclear - Low"},{"$f":"'Conventional - Nuclear'!#REF!","v":{"$error":"#REF!"}},{"$f":"'Conventional - Nuclear'!#REF!","v":{"$error":"#REF!"}},{"$f":"'Conventional - Nuclear'!#REF!","v":{"$error":"#REF!"}},{"$f":"'Conventional - Nuclear'!#REF!","v":{"$error":"#REF!"}},{"$f":"'Conventional - Nuclear'!#REF!","v":{"$error":"#REF!"}},{"$f":"'Conventional - Nuclear'!#REF!","v":{"$error":"#REF!"}},{"$f":"'Conventional - Nuclear'!#REF!","v":{"$error":"#REF!"}},{"$f":"'Conventional - Nuclear'!#REF!","v":{"$error":"#REF!"}},{"$f":"'Conventional - Nuclear'!#REF!","v":{"$error":"#REF!"}},{"$f":"'Conventional - Nuclear'!#REF!","v":{"$error":"#REF!"}},{"$f":"'Conventional - Nuclear'!#REF!","v":{"$error":"#REF!"}},{"$f":"'Conventional - Nuclear'!#REF!","v":{"$error":"#REF!"}},{"$f":"'Conventional - Nuclear'!#REF!","v":{"$error":"#REF!"}},null,null,null,null,{"$f":"'Conventional - Nuclear'!L140","v":0},{"$f":"'Conventional - Nuclear'!M140","v":0},{"$f":"'Conventional - Nuclear'!N140","v":0},{"$f":"'Conventional - Nuclear'!O140","v":0},{"$f":"'Conventional - Nuclear'!P140","v":0},{"$f":"'Conventional - Nuclear'!Q140","v":0},{"$f":"'Conventional - Nuclear'!R140","v":0},{"$f":"'Conventional - Nuclear'!S140","v":0},{"$f":"'Conventional - Nuclear'!T140","v":0},{"$f":"'Conventional - Nuclear'!U140","v":0},{"$f":"'Conventional - Nuclear'!V140","v":0},{"$f":"'Conventional - Nuclear'!W140","v":0},{"$f":"'Conventional - Nuclear'!X140","v":0},{"$f":"'Conventional - Nuclear'!Y140","v":0},{"$f":"'Conventional - Nuclear'!Z140","v":0},{"$f":"'Conventional - Nuclear'!AA140","v":0},{"$f":"'Conventional - Nuclear'!AB140","v":0},{"$f":"'Conventional - Nuclear'!AC140","v":0},{"$f":"'Conventional - Nuclear'!AD140","v":0},{"$f":"'Conventional - Nuclear'!AE140","v":0},{"$f":"'Conventional - Nuclear'!AF140","v":0},{"$f":"'Conventional - Nuclear'!AG140","v":0},{"$f":"'Conventional - Nuclear'!AH140","v":0},{"$f":"'Conventional - Nuclear'!AI140","v":0},{"$f":"'Conventional - Nuclear'!AJ140","v":0},{"$f":"'Conventional - Nuclear'!AK140","v":0},{"$f":"'Conventional - Nuclear'!AL140","v":0},{"$f":"'Conventional - Nuclear'!AM140","v":0},{"$f":"'Conventional - Nuclear'!AN140","v":0},{"$f":"'Conventional - Nuclear'!AO140","v":0},{"$f":"'Conventional - Nuclear'!AP140","v":0},{"$f":"'Conventional - Nuclear'!AQ140","v":0},{"$f":"'Conventional - Nuclear'!AR140","v":0},{"$f":"'Conventional - Nuclear'!AS140","v":0},{"$f":"'Conventional - Nuclear'!AT140","v":0},{"$f":"'Conventional - Nuclear'!AU140","v":0},{"$f":"'Conventional - Nuclear'!AV140","v":0}]
[null,null,null,null,{"$f":"'Conventional - Nuclear'!K141","v":"Nuclear - Mid"},{"$f":"'Conventional - Nuclear'!#REF!","v":{"$error":"#REF!"}},{"$f":"'Conventional - Nuclear'!#REF!","v":{"$error":"#REF!"}},{"$f":"'Conventional - Nuclear'!#REF!","v":{"$error":"#REF!"}},{"$f":"'Conventional - Nuclear'!#REF!","v":{"$error":"#REF!"}},{"$f":"'Conventional - Nuclear'!#REF!","v":{"$error":"#REF!"}},{"$f":"'Conventional - Nuclear'!#REF!","v":{"$error":"#REF!"}},{"$f":"'Conventional - Nuclear'!#REF!","v":{"$error":"#REF!"}},{"$f":"'Conventional - Nuclear'!#REF!","v":{"$error":"#REF!"}},{"$f":"'Conventional - Nuclear'!#REF!","v":{"$error":"#REF!"}},{"$f":"'Conventional - Nuclear'!#REF!","v":{"$error":"#REF!"}},{"$f":"'Conventional - Nuclear'!#REF!","v":{"$error":"#REF!"}},{"$f":"'Conventional - Nuclear'!#REF!","v":{"$error":"#REF!"}},{"$f":"'Conventional - Nuclear'!#REF!","v":{"$error":"#REF!"}},null,null,null,{"$f":"'Conventional - Nuclear'!L71","v":117.0056826859352},null,null,null,null,{"$f":"'Conventional - Nuclear'!P141","v":118.40866627061153},{"$f":"'Conventional - Nuclear'!Q141","v":109.51525319583311},{"$f":"'Conventional - Nuclear'!R141","v":107.39465480616202},{"$f":"'Conventional - Nuclear'!S141","v":107.03442850458362},{"$f":"'Conventional - Nuclear'!T141","v":106.64801145759981},{"$f":"'Conventional - Nuclear'!U141","v":106.3739371103905},{"$f":"'Conventional - Nuclear'!V141","v":105.97089640829306},{"$f":"'Conventional - Nuclear'!W141","v":105.93301663383119},{"$f":"'Conventional - Nuclear'!X141","v":105.678721275965},{"$f":"'Conventional - Nuclear'!Y141","v":105.37781312611382},{"$f":"'Conventional - Nuclear'!Z141","v":105.17573231439759},{"$f":"'Conventional - Nuclear'!AA141","v":104.79858610098817},{"$f":"'Conventional - Nuclear'!AB141","v":104.4964012448152},{"$f":"'Conventional - Nuclear'!AC141","v":104.05600742463302},{"$f":"'Conventional - Nuclear'!AD141","v":103.52965857071898},{"$f":"'Conventional - Nuclear'!AE141","v":103.15997217155697},{"$f":"'Conventional - Nuclear'!AF141","v":102.83381259025424},{"$f":"'Conventional - Nuclear'!AG141","v":102.42529944604838},{"$f":"'Conventional - Nuclear'!AH141","v":101.68058702071858},{"$f":"'Conventional - Nuclear'!AI141","v":101.27617027621922},{"$f":"'Conventional - Nuclear'!AJ141","v":100.64633514700529},{"$f":"'Conventional - Nuclear'!AK141","v":100.41254235549664},{"$f":"'Conventional - Nuclear'!AL141","v":99.81173823289808},{"$f":"'Conventional - Nuclear'!AM141","v":99.939141032898078},{"$f":"'Conventional - Nuclear'!AN141","v":99.939141032898078},{"$f":"'Conventional - Nuclear'!AO141","v":99.939141032898078},{"$f":"'Conventional - Nuclear'!AP141","v":99.939141032898078},{"$f":"'Conventional - Nuclear'!AQ141","v":99.939141032898078},{"$f":"'Conventional - Nuclear'!AR141","v":99.939141032898078},{"$f":"'Conventional - Nuclear'!AS141","v":99.939141032898078},{"$f":"'Conventional - Nuclear'!AT141","v":99.939141032898078},{"$f":"'Conventional - Nuclear'!AU141","v":99.939141032898078},{"$f":"'Conventional - Nuclear'!AV141","v":99.939141032898078}]
[null,null,null,null,{"$f":"'Conventional - Nuclear'!K142","v":"Nuclear - High"},{"$f":"'Conventional - Nuclear'!#REF!","v":{"$error":"#REF!"}},{"$f":"'Conventional - Nuclear'!#REF!","v":{"$error":"#REF!"}},{"$f":"'Conventional - Nuclear'!#REF!","v":{"$error":"#REF!"}},{"$f":"'Conventional - Nuclear'!#REF!","v":{"$error":"#REF!"}},{"$f":"'Conventional - Nuclear'!#REF!","v":{"$error":"#REF!"}},{"$f":"'Conventional - Nuclear'!#REF!","v":{"$error":"#REF!"}},{"$f":"'Conventional - Nuclear'!#REF!","v":{"$error":"#REF!"}},{"$f":"'Conventional - Nuclear'!#REF!","v":{"$error":"#REF!"}},{"$f":"'Conventional - Nuclear'!#REF!","v":{"$error":"#REF!"}},{"$f":"'Conventional - Nuclear'!#REF!","v":{"$error":"#REF!"}},{"$f":"'Conventional - Nuclear'!#REF!","v":{"$error":"#REF!"}},{"$f":"'Conventional - Nuclear'!#REF!","v":{"$error":"#REF!"}},{"$f":"'Conventional - Nuclear'!#REF!","v":{"$error":"#REF!"}},null,null,null,null,{"$f":"'Conventional - Nuclear'!L142","v":0},{"$f":"'Conventional - Nuclear'!M142","v":0},{"$f":"'Conventional - Nuclear'!N142","v":0},{"$f":"'Conventional - Nuclear'!O142","v":0},{"$f":"'Conventional - Nuclear'!P142","v":0},{"$f":"'Conventional - Nuclear'!Q142","v":0},{"$f":"'Conventional - Nuclear'!R142","v":0},{"$f":"'Conventional - Nuclear'!S142","v":0},{"$f":"'Conventional - Nuclear'!T142","v":0},{"$f":"'Conventional - Nuclear'!U142","v":0},{"$f":"'Conventional - Nuclear'!V142","v":0},{"$f":"'Conventional - Nuclear'!W142","v":0},{"$f":"'Conventional - Nuclear'!X142","v":0},{"$f":"'Conventional - Nuclear'!Y142","v":0},{"$f":"'Conventional - Nuclear'!Z142","v":0},{"$f":"'Conventional - Nuclear'!AA142","v":0},{"$f":"'Conventional - Nuclear'!AB142","v":0},{"$f":"'Conventional - Nuclear'!AC142","v":0},{"$f":"'Conventional - Nuclear'!AD142","v":0},{"$f":"'Conventional - Nuclear'!AE142","v":0},{"$f":"'Conventional - Nuclear'!AF142","v":0},{"$f":"'Conventional - Nuclear'!AG142","v":0},{"$f":"'Conventional - Nuclear'!AH142","v":0},{"$f":"'Conventional - Nuclear'!AI142","v":0},{"$f":"'Conventional - Nuclear'!AJ142","v":0},{"$f":"'Conventional - Nuclear'!AK142","v":0},{"$f":"'Conventional - Nuclear'!AL142","v":0},{"$f":"'Conventional - Nuclear'!AM142","v":0},{"$f":"'Conventional - Nuclear'!AN142","v":0},{"$f":"'Conventional - Nuclear'!AO142","v":0},{"$f":"'Conventional - Nuclear'!AP142","v":0},{"$f":"'Conventional - Nuclear'!AQ142","v":0},{"$f":"'Conventional - Nuclear'!AR142","v":0},{"$f":"'Conventional - Nuclear'!AS142","v":0},{"$f":"'Conventional - Nuclear'!AT142","v":0},{"$f":"'Conventional - Nuclear'!AU142","v":0},{"$f":"'Conventional - Nuclear'!AV142","v":0}]
[null,null,null,null,null,null,null,null,null,null,null,null,null,null,null,null,null,null,null,null,null,"Only one input so far"]
[null,null,null,null,null,{"$f":"F4","v":2000},2001,2002,2003,2004,2005,2006,2007,2008,2009,2010,2011,2012,2010,2011,2012,2013,2014,2015,2016,2017,2018,2019,2020,2021,2022,2023,2024,2025,2026,2027,2028,2029,2030,2031,{"$f":"AO4","v":2032},2033,2034,2035,2036,2037,2038,2039,2040,2041,2042,2043,2044,2045,2046,2047,2048,2049,{"$f":"BG4","v":2050}]
[null,"Nuclear",null,"CAPEX ($/kW)",{"$f":"'Conventional - Nuclear'!K98","v":"Nuclear - Low"},{"$f":"'Conventional - Nuclear'!#REF!","v":{"$error":"#REF!"}},{"$f":"'Conventional - Nuclear'!#REF!","v":{"$error":"#REF!"}},{"$f":"'Conventional - Nuclear'!#REF!","v":{"$error":"#REF!"}},{"$f":"'Conventional - Nuclear'!#REF!","v":{"$error":"#REF!"}},{"$f":"'Conventional - Nuclear'!#REF!","v":{"$error":"#REF!"}},{"$f":"'Conventional - Nuclear'!#REF!","v":{"$error":"#REF!"}},{"$f":"'Conventional - Nuclear'!#REF!","v":{"$error":"#REF!"}},{"$f":"'Conventional - Nuclear'!#REF!","v":{"$error":"#REF!"}},{"$f":"'Conventional - Nuclear'!#REF!","v":{"$error":"#REF!"}},{"$f":"'Conventional - Nuclear'!#REF!","v":{"$error":"#REF!"}},{"$f":"'Conventional - Nuclear'!#REF!","v":{"$error":"#REF!"}},{"$f":"'Conventional - Nuclear'!#REF!","v":{"$error":"#REF!"}},{"$f":"'Conventional - Nuclear'!#REF!","v":{"$error":"#REF!"}},null,null,null,null,{"$f":"'Conventional - Nuclear'!L98","v":0},{"$f":"'Conventional - Nuclear'!M98","v":0},{"$f":"'Conventional - Nuclear'!N98","v":0},{"$f":"'Conventional - Nuclear'!O98","v":0},{"$f":"'Conventional - Nuclear'!P98","v":0},{"$f":"'Conventional - Nuclear'!Q98","v":0},{"$f":"'Conventional - Nuclear'!R98","v":0},{"$f":"'Conventional - Nuclear'!S98","v":0},{"$f":"'Conventional - Nuclear'!T98","v":0},{"$f":"'Conventional - Nuclear'!U98","v":0},{"$f":"'Conventional - Nuclear'!V98","v":0},{"$f":"'Conventional - Nuclear'!W98","v":0},{"$f":"'Conventional - Nuclear'!X98","v":0},{"$f":"'Conventional - Nuclear'!Y98","v":0},{"$f":"'Conventional - Nuclear'!Z98","v":0},{"$f":"'Conventional - Nuclear'!AA98","v":0},{"$f":"'Conventional - Nuclear'!AB98","v":0},{"$f":"'Conventional - Nuclear'!AC98","v":0},{"$f":"'Conventional - Nuclear'!AD98","v":0},{"$f":"'Conventional - Nuclear'!AE98","v":0},{"$f":"'Conventional - Nuclear'!AF98","v":0},{"$f":"'Conventional - Nuclear'!AG98","v":0},{"$f":"'Conventional - Nuclear'!AH98","v":0},{"$f":"'Conventional - Nuclear'!AI98","v":0},{"$f":"'Conventional - Nuclear'!AJ98","v":0},{"$f":"'Conventional - Nuclear'!AK98","v":0},{"$f":"'Conventional - Nuclear'!AL98","v":0},{"$f":"'Conventional - Nuclear'!AM98","v":0},{"$f":"'Conventional - Nuclear'!AN98","v":0},{"$f":"'Conventional - Nuclear'!AO98","v":0},{"$f":"'Conventional - Nuclear'!AP98","v":0},{"$f":"'Conventional - Nuclear'!AQ98","v":0},{"$f":"'Conventional - Nuclear'!AR98","v":0},{"$f":"'Conventional - Nuclear'!AS98","v":0},{"$f":"'Conventional - Nuclear'!AT98","v":0},{"$f":"'Conventional - Nuclear'!AU98","v":0},{"$f":"'Conventional - Nuclear'!AV98","v":0}]
[null,null,null,null,{"$f":"'Conventional - Nuclear'!K99","v":"Nuclear - Mid"},{"$f":"'Conventional - Nuclear'!#REF!","v":{"$error":"#REF!"}},{"$f":"'Conventional - Nuclear'!#REF!","v":{"$error":"#REF!"}},{"$f":"'Conventional - Nuclear'!#REF!","v":{"$error":"#REF!"}},{"$f":"'Conventional - Nuclear'!#REF!","v":{"$error":"#REF!"}},{"$f":"'Conventional - Nuclear'!#REF!","v":{"$error":"#REF!"}},{"$f":"'Conventional - Nuclear'!#REF!","v":{"$error":"#REF!"}},{"$f":"'Conventional - Nuclear'!#REF!","v":{"$error":"#REF!"}},{"$f":"'Conventional - Nuclear'!#REF!","v":{"$error":"#REF!"}},{"$f":"'Conventional - Nuclear'!#REF!","v":{"$error":"#REF!"}},{"$f":"'Conventional - Nuclear'!#REF!","v":{"$error":"#REF!"}},{"$f":"'Conventional - Nuclear'!#REF!","v":{"$error":"#REF!"}},{"$f":"'Conventional - Nuclear'!#REF!","v":{"$error":"#REF!"}},{"$f":"'Conventional - Nuclear'!#REF!","v":{"$error":"#REF!"}},null,null,null,{"$f":"'Conventional - Nuclear'!L24","v":6481.7658189045269},null,null,null,null,{"$f":"'Conventional - Nuclear'!P99","v":6181.4708110897027},{"$f":"'Conventional - Nuclear'!Q99","v":5596.9589068650166},{"$f":"'Conventional - Nuclear'!R99","v":5464.9674796632798},{"$f":"'Conventional - Nuclear'!S99","v":5438.7201079039896},{"$f":"'Conventional - Nuclear'!T99","v":5414.2256565939042},{"$f":"'Conventional - Nuclear'!U99","v":5385.9815807467785},{"$f":"'Conventional - Nuclear'!V99","v":5356.2515855784704},{"$f":"'Conventional - Nuclear'!W99","v":5333.0224874403293},{"$f":"'Conventional - Nuclear'!X99","v":5302.6075763349163},{"$f":"'Conventional - Nuclear'!Y99","v":5276.7665106400109},{"$f":"'Conventional - Nuclear'!Z99","v":5251.8309270314503},{"$f":"'Conventional - Nuclear'!AA99","v":5224.4807245259717},{"$f":"'Conventional - Nuclear'!AB99","v":5196.4804323174767},{"$f":"'Conventional - Nuclear'!AC99","v":5159.4717542243243},{"$f":"'Conventional - Nuclear'!AD99","v":5117.5525771244584},{"$f":"'Conventional - Nuclear'!AE99","v":5085.1525706759057},{"$f":"'Conventional - Nuclear'!AF99","v":5056.2816226151563},{"$f":"'Conventional - Nuclear'!AG99","v":5021.3509098227169},{"$f":"'Conventional - Nuclear'!AH99","v":4981.1150007038759},{"$f":"'Conventional - Nuclear'!AI99","v":4946.4512890394626},{"$f":"'Conventional - Nuclear'!AJ99","v":4913.7030202500082},{"$f":"'Conventional - Nuclear'!AK99","v":4890.1604860050538},{"$f":"'Conventional - Nuclear'!AL99","v":4859.3044426011647},{"$f":"'Conventional - Nuclear'!AM99","v":4859.3044426011647},{"$f":"'Conventional - Nuclear'!AN99","v":4859.3044426011647},{"$f":"'Conventional - Nuclear'!AO99","v":4859.3044426011647},{"$f":"'Conventional - Nuclear'!AP99","v":4859.3044426011647},{"$f":"'Conventional - Nuclear'!AQ99","v":4859.3044426011647},{"$f":"'Conventional - Nuclear'!AR99","v":4859.3044426011647},{"$f":"'Conventional - Nuclear'!AS99","v":4859.3044426011647},{"$f":"'Conventional - Nuclear'!AT99","v":4859.3044426011647},{"$f":"'Conventional - Nuclear'!AU99","v":4859.3044426011647},{"$f":"'Conventional - Nuclear'!AV99","v":4859.3044426011647}]
[null,null,null,null,{"$f":"'Conventional - Nuclear'!K100","v":"Nuclear - High"},{"$f":"'Conventional - Nuclear'!#REF!","v":{"$error":"#REF!"}},{"$f":"'Conventional - Nuclear'!#REF!","v":{"$error":"#REF!"}},{"$f":"'Conventional - Nuclear'!#REF!","v":{"$error":"#REF!"}},{"$f":"'Conventional - Nuclear'!#REF!","v":{"$error":"#REF!"}},{"$f":"'Conventional - Nuclear'!#REF!","v":{"$error":"#REF!"}},{"$f":"'Conventional - Nuclear'!#REF!","v":{"$error":"#REF!"}},{"$f":"'Conventional - Nuclear'!#REF!","v":{"$error":"#REF!"}},{"$f":"'Conventional - Nuclear'!#REF!","v":{"$error":"#REF!"}},{"$f":"'Conventional - Nuclear'!#REF!","v":{"$error":"#REF!"}},{"$f":"'Conventional - Nuclear'!#REF!","v":{"$error":"#REF!"}},{"$f":"'Conventional - Nuclear'!#REF!","v":{"$error":"#REF!"}},{"$f":"'Conventional - Nuclear'!#REF!","v":{"$error":"#REF!"}},{"$f":"'Conventional - Nuclear'!#REF!","v":{"$error":"#REF!"}},null,null,null,null,{"$f":"'Conventional - Nuclear'!L100","v":0},{"$f":"'Conventional - Nuclear'!M100","v":0},{"$f":"'Conventional - Nuclear'!N100","v":0},{"$f":"'Conventional - Nuclear'!O100","v":0},{"$f":"'Conventional - Nuclear'!P100","v":0},{"$f":"'Conventional - Nuclear'!Q100","v":0},{"$f":"'Conventional - Nuclear'!R100","v":0},{"$f":"'Conventional - Nuclear'!S100","v":0},{"$f":"'Conventional - Nuclear'!T100","v":0},{"$f":"'Conventional - Nuclear'!U100","v":0},{"$f":"'Conventional - Nuclear'!V100","v":0},{"$f":"'Conventional - Nuclear'!W100","v":0},{"$f":"'Conventional - Nuclear'!X100","v":0},{"$f":"'Conventional - Nuclear'!Y100","v":0},{"$f":"'Conventional - Nuclear'!Z100","v":0},{"$f":"'Conventional - Nuclear'!AA100","v":0},{"$f":"'Conventional - Nuclear'!AB100","v":0},{"$f":"'Conventional - Nuclear'!AC100","v":0},{"$f":"'Conventional - Nuclear'!AD100","v":0},{"$f":"'Conventional - Nuclear'!AE100","v":0},{"$f":"'Conventional - Nuclear'!AF100","v":0},{"$f":"'Conventional - Nuclear'!AG100","v":0},{"$f":"'Conventional - Nuclear'!AH100","v":0},{"$f":"'Conventional - Nuclear'!AI100","v":0},{"$f":"'Conventional - Nuclear'!AJ100","v":0},{"$f":"'Conventional - Nuclear'!AK100","v":0},{"$f":"'Conventional - Nuclear'!AL100","v":0},{"$f":"'Conventional - Nuclear'!AM100","v":0},{"$f":"'Conventional - Nuclear'!AN100","v":0},{"$f":"'Conventional - Nuclear'!AO100","v":0},{"$f":"'Conventional - Nuclear'!AP100","v":0},{"$f":"'Conventional - Nuclear'!AQ100","v":0},{"$f":"'Conventional - Nuclear'!AR100","v":0},{"$f":"'Conventional - Nuclear'!AS100","v":0},{"$f":"'Conventional - Nuclear'!AT100","v":0},{"$f":"'Conventional - Nuclear'!AU100","v":0},{"$f":"'Conventional - Nuclear'!AV100","v":0}]
[null,null,null,null,null,null,null,null,null,null,null,null,null,null,null,null,null,null,null,null,null,"Only one input so far"]
[null,null,null,null,null,{"$f":"F4","v":2000},2001,2002,2003,2004,2005,2006,2007,2008,2009,2010,2011,2012,2010,2011,2012,2013,2014,2015,2016,2017,2018,2019,2020,2021,2022,2023,2024,2025,2026,2027,2028,2029,2030,2031,{"$f":"AO4","v":2032},2033,2034,2035,2036,2037,2038,2039,2040,2041,2042,2043,2044,2045,2046,2047,2048,2049,{"$f":"BG4","v":2050}]
[null,"Nuclear",null,"Net Capacity Factor (%)",{"$f":"'Conventional - Nuclear'!K86","v":"Nuclear - Low"},{"$f":"'Conventional - Nuclear'!#REF!","v":{"$error":"#REF!"}},{"$f":"'Conventional - Nuclear'!#REF!","v":{"$error":"#REF!"}},{"$f":"'Conventional - Nuclear'!#REF!","v":{"$error":"#REF!"}},{"$f":"'Conventional - Nuclear'!#REF!","v":{"$error":"#REF!"}},{"$f":"'Conventional - Nuclear'!#REF!","v":{"$error":"#REF!"}},{"$f":"'Conventional - Nuclear'!#REF!","v":{"$error":"#REF!"}},{"$f":"'Conventional - Nuclear'!#REF!","v":{"$error":"#REF!"}},{"$f":"'Conventional - Nuclear'!#REF!","v":{"$error":"#REF!"}},{"$f":"'Conventional - Nuclear'!#REF!","v":{"$error":"#REF!"}},{"$f":"'Conventional - Nuclear'!#REF!","v":{"$error":"#REF!"}},{"$f":"'Conventional - Nuclear'!#REF!","v":{"$error":"#REF!"}},{"$f":"'Conventional - Nuclear'!#REF!","v":{"$error":"#REF!"}},{"$f":"'Conventional - Nuclear'!#REF!","v":{"$error":"#REF!"}},null,null,null," ",{"$f":"'Conventional - Nuclear'!L86","v":0},{"$f":"'Conventional - Nuclear'!M86","v":0},{"$f":"'Conventional - Nuclear'!N86","v":0},{"$f":"'Conventional - Nuclear'!O86","v":0},{"$f":"'Conventional - Nuclear'!P86","v":0},{"$f":"'Conventional - Nuclear'!Q86","v":0},{"$f":"'Conventional - Nuclear'!R86","v":0},{"$f":"'Conventional - Nuclear'!S86","v":0},{"$f":"'Conventional - Nuclear'!T86","v":0},{"$f":"'Conventional - Nuclear'!U86","v":0},{"$f":"'Conventional - Nuclear'!V86","v":0},{"$f":"'Conventional - Nuclear'!W86","v":0},{"$f":"'Conventional - Nuclear'!X86","v":0},{"$f":"'Conventional - Nuclear'!Y86","v":0},{"$f":"'Conventional - Nuclear'!Z86","v":0},{"$f":"'Conventional - Nuclear'!AA86","v":0},{"$f":"'Conventional - Nuclear'!AB86","v":0},{"$f":"'Conventional - Nuclear'!AC86","v":0},{"$f":"'Conventional - Nuclear'!AD86","v":0},{"$f":"'Conventional - Nuclear'!AE86","v":0},{"$f":"'Conventional - Nuclear'!AF86","v":0},{"$f":"'Conventional - Nuclear'!AG86","v":0},{"$f":"'Conventional - Nuclear'!AH86","v":0},{"$f":"'Conventional - Nuclear'!AI86","v":0},{"$f":"'Conventional - Nuclear'!AJ86","v":0},{"$f":"'Conventional - Nuclear'!AK86","v":0},{"$f":"'Conventional - Nuclear'!AL86","v":0},{"$f":"'Conventional - Nuclear'!AM86","v":0},{"$f":"'Conventional - Nuclear'!AN86","v":0},{"$f":"'Conventional - Nuclear'!AO86","v":0},{"$f":"'Conventional - Nuclear'!AP86","v":0},{"$f":"'Conventional - Nuclear'!AQ86","v":0},{"$f":"'Conventional - Nuclear'!AR86","v":0},{"$f":"'Conventional - Nuclear'!AS86","v":0},{"$f":"'Conventional - Nuclear'!AT86","v":0},{"$f":"'Conventional - Nuclear'!AU86","v":0},{"$f":"'Conventional - Nuclear'!AV86","v":0}]
[null,null,null,null,{"$f":"'Conventional - Nuclear'!K87","v":"Nuclear - Mid"},{"$f":"'Conventional - Nuclear'!#REF!","v":{"$error":"#REF!"}},{"$f":"'Conventional - Nuclear'!#REF!","v":{"$error":"#REF!"}},{"$f":"'Conventional - Nuclear'!#REF!","v":{"$error":"#REF!"}},{"$f":"'Conventional - Nuclear'!#REF!","v":{"$error":"#REF!"}},{"$f":"'Conventional - Nuclear'!#REF!","v":{"$error":"#REF!"}},{"$f":"'Conventional - Nuclear'!#REF!","v":{"$error":"#REF!"}},{"$f":"'Conventional - Nuclear'!#REF!","v":{"$error":"#REF!"}},{"$f":"'Conventional - Nuclear'!#REF!","v":{"$error":"#REF!"}},{"$f":"'Conventional - Nuclear'!#REF!","v":{"$error":"#REF!"}},{"$f":"'Conventional - Nuclear'!#REF!","v":{"$error":"#REF!"}},{"$f":"'Conventional - Nuclear'!#REF!","v":{"$error":"#REF!"}},{"$f":"'Conventional - Nuclear'!#REF!","v":{"$error":"#REF!"}},{"$f":"'Conventional - Nuclear'!#REF!","v":{"$error":"#REF!"}},null,null,null,{"$f":"'Conventional - Nuclear'!L12","v":0.90100000000000002},{"$f":"'Conventional - Nuclear'!L87","v":0.86},{"$f":"'Conventional - Nuclear'!M87","v":0.86},{"$f":"'Conventional - Nuclear'!N87","v":0.86},{"$f":"'Conventional - Nuclear'!O87","v":0.86},{"$f":"'Conventional - Nuclear'!P87","v":0.86},{"$f":"'Conventional - Nuclear'!Q87","v":0.86},{"$f":"'Conventional - Nuclear'!R87","v":0.86},{"$f":"'Conventional - Nuclear'!S87","v":0.86},{"$f":"'Conventional - Nuclear'!T87","v":0.86},{"$f":"'Conventional - Nuclear'!U87","v":0.86},{"$f":"'Conventional - Nuclear'!V87","v":0.86},{"$f":"'Conventional - Nuclear'!W87","v":0.86},{"$f":"'Conventional - Nuclear'!X87","v":0.86},{"$f":"'Conventional - Nuclear'!Y87","v":0.86},{"$f":"'Conventional - Nuclear'!Z87","v":0.86},{"$f":"'Conventional - Nuclear'!AA87","v":0.86},{"$f":"'Conventional - Nuclear'!AB87","v":0.86},{"$f":"'Conventional - Nuclear'!AC87","v":0.86},{"$f":"'Conventional - Nuclear'!AD87","v":0.86},{"$f":"'Conventional - Nuclear'!AE87","v":0.86},{"$f":"'Conventional - Nuclear'!AF87","v":0.86},{"$f":"'Conventional - Nuclear'!AG87","v":0.86},{"$f":"'Conventional - Nuclear'!AH87","v":0.86},{"$f":"'Conventional - Nuclear'!AI87","v":0.86},{"$f":"'Conventional - Nuclear'!AJ87","v":0.86},{"$f":"'Conventional - Nuclear'!AK87","v":0.86},{"$f":"'Conventional - Nuclear'!AL87","v":0.86},{"$f":"'Conventional - Nuclear'!AM87","v":0.86},{"$f":"'Conventional - Nuclear'!AN87","v":0.86},{"$f":"'Conventional - Nuclear'!AO87","v":0.86},{"$f":"'Conventional - Nuclear'!AP87","v":0.86},{"$f":"'Conventional - Nuclear'!AQ87","v":0.86},{"$f":"'Conventional - Nuclear'!AR87","v":0.86},{"$f":"'Conventional - Nuclear'!AS87","v":0.86},{"$f":"'Conventional - Nuclear'!AT87","v":0.86},{"$f":"'Conventional - Nuclear'!AU87","v":0.86},{"$f":"'Conventional - Nuclear'!AV87","v":0.86}]
[null,null,null,null,{"$f":"'Conventional - Nuclear'!K88","v":"Nuclear - High"},{"$f":"'Conventional - Nuclear'!#REF!","v":{"$error":"#REF!"}},{"$f":"'Conventional - Nuclear'!#REF!","v":{"$error":"#REF!"}},{"$f":"'Conventional - Nuclear'!#REF!","v":{"$error":"#REF!"}},{"$f":"'Conventional - Nuclear'!#REF!","v":{"$error":"#REF!"}},{"$f":"'Conventional - Nuclear'!#REF!","v":{"$error":"#REF!"}},{"$f":"'Conventional - Nuclear'!#REF!","v":{"$error":"#REF!"}},{"$f":"'Conventional - Nuclear'!#REF!","v":{"$error":"#REF!"}},{"$f":"'Conventional - Nuclear'!#REF!","v":{"$error":"#REF!"}},{"$f":"'Conventional - Nuclear'!#REF!","v":{"$error":"#REF!"}},{"$f":"'Conventional - Nuclear'!#REF!","v":{"$error":"#REF!"}},{"$f":"'Conventional - Nuclear'!#REF!","v":{"$error":"#REF!"}},{"$f":"'Conventional - Nuclear'!#REF!","v":{"$error":"#REF!"}},{"$f":"'Conventional - Nuclear'!#REF!","v":{"$error":"#REF!"}},null,null,null," ",{"$f":"'Conventional - Nuclear'!L88","v":0},{"$f":"'Conventional - Nuclear'!M88","v":0},{"$f":"'Conventional - Nuclear'!N88","v":0},{"$f":"'Conventional - Nuclear'!O88","v":0},{"$f":"'Conventional - Nuclear'!P88","v":0},{"$f":"'Conventional - Nuclear'!Q88","v":0},{"$f":"'Conventional - Nuclear'!R88","v":0},{"$f":"'Conventional - Nuclear'!S88","v":0},{"$f":"'Conventional - Nuclear'!T88","v":0},{"$f":"'Conventional - Nuclear'!U88","v":0},{"$f":"'Conventional - Nuclear'!V88","v":0},{"$f":"'Conventional - Nuclear'!W88","v":0},{"$f":"'Conventional - Nuclear'!X88","v":0},{"$f":"'Conventional - Nuclear'!Y88","v":0},{"$f":"'Conventional - Nuclear'!Z88","v":0},{"$f":"'Conventional - Nuclear'!AA88","v":0},{"$f":"'Conventional - Nuclear'!AB88","v":0},{"$f":"'Conventional - Nuclear'!AC88","v":0},{"$f":"'Conventional - Nuclear'!AD88","v":0},{"$f":"'Conventional - Nuclear'!AE88","v":0},{"$f":"'Conventional - Nuclear'!AF88","v":0},{"$f":"'Conventional - Nuclear'!AG88","v":0},{"$f":"'Conventional - Nuclear'!AH88","v":0},{"$f":"'Conventional - Nuclear'!AI88","v":0},{"$f":"'Conventional - Nuclear'!AJ88","v":0},{"$f":"'Conventional - Nuclear'!AK88","v":0},{"$f":"'Conventional - Nuclear'!AL88","v":0},{"$f":"'Conventional - Nuclear'!AM88","v":0},{"$f":"'Conventional - Nuclear'!AN88","v":0},{"$f":"'Conventional - Nuclear'!AO88","v":0},{"$f":"'Conventional - Nuclear'!AP88","v":0},{"$f":"'Conventional - Nuclear'!AQ88","v":0},{"$f":"'Conventional - Nuclear'!AR88","v":0},{"$f":"'Conventional - Nuclear'!AS88","v":0},{"$f":"'Conventional - Nuclear'!AT88","v":0},{"$f":"'Conventional - Nuclear'!AU88","v":0},{"$f":"'Conventional - Nuclear'!AV88","v":0}]
[]
[null,null,null,null,null,{"$f":"F4","v":2000},2001,2002,2003,2004,2005,2006,2007,2008,2009,2010,2011,2012,2010,2011,2012,2013,2014,2015,2016,2017,2018,2019,2020,2021,2022,2023,2024,2025,2026,2027,2028,2029,2030,2031,{"$f":"AO4","v":2032},2033,2034,2035,2036,2037,2038,2039,2040,2041,2042,2043,2044,2045,2046,2047,2048,2049,{"$f":"BG4","v":2050}]
[null,"Nuclear",null,"Fixed Operation and Maintenance Expenses ($/kW)",{"$f":"'Conventional - Nuclear'!K110","v":"Nuclear - Low"},{"$f":"'Conventional - Nuclear'!#REF!","v":{"$error":"#REF!"}},{"$f":"'Conventional - Nuclear'!#REF!","v":{"$error":"#REF!"}},{"$f":"'Conventional - Nuclear'!#REF!","v":{"$error":"#REF!"}},{"$f":"'Conventional - Nuclear'!#REF!","v":{"$error":"#REF!"}},{"$f":"'Conventional - Nuclear'!#REF!","v":{"$error":"#REF!"}},{"$f":"'Conventional - Nuclear'!#REF!","v":{"$error":"#REF!"}},{"$f":"'Conventional - Nuclear'!#REF!","v":{"$error":"#REF!"}},{"$f":"'Conventional - Nuclear'!#REF!","v":{"$error":"#REF!"}},{"$f":"'Conventional - Nuclear'!#REF!","v":{"$error":"#REF!"}},{"$f":"'Conventional - Nuclear'!#REF!","v":{"$error":"#REF!"}},{"$f":"'Conventional - Nuclear'!#REF!","v":{"$error":"#REF!"}},{"$f":"'Conventional - Nuclear'!#REF!","v":{"$error":"#REF!"}},{"$f":"'Conventional - Nuclear'!#REF!","v":{"$error":"#REF!"}},null,null,null,null,{"$f":"'Conventional - Nuclear'!L110","v":0},{"$f":"'Conventional - Nuclear'!M110","v":0},{"$f":"'Conventional - Nuclear'!N110","v":0},{"$f":"'Conventional - Nuclear'!O110","v":0},{"$f":"'Conventional - Nuclear'!P110","v":0},{"$f":"'Conventional - Nuclear'!Q110","v":0},{"$f":"'Conventional - Nuclear'!R110","v":0},{"$f":"'Conventional - Nuclear'!S110","v":0},{"$f":"'Conventional - Nuclear'!T110","v":0},{"$f":"'Conventional - Nuclear'!U110","v":0},{"$f":"'Conventional - Nuclear'!V110","v":0},{"$f":"'Conventional - Nuclear'!W110","v":0},{"$f":"'Conventional - Nuclear'!X110","v":0},{"$f":"'Conventional - Nuclear'!Y110","v":0},{"$f":"'Conventional - Nuclear'!Z110","v":0},{"$f":"'Conventional - Nuclear'!AA110","v":0},{"$f":"'Conventional - Nuclear'!AB110","v":0},{"$f":"'Conventional - Nuclear'!AC110","v":0},{"$f":"'Conventional - Nuclear'!AD110","v":0},{"$f":"'Conventional - Nuclear'!AE110","v":0},{"$f":"'Conventional - Nuclear'!AF110","v":0},{"$f":"'Conventional - Nuclear'!AG110","v":0},{"$f":"'Conventional - Nuclear'!AH110","v":0},{"$f":"'Conventional - Nuclear'!AI110","v":0},{"$f":"'Conventional - Nuclear'!AJ110","v":0},{"$f":"'Conventional - Nuclear'!AK110","v":0},{"$f":"'Conventional - Nuclear'!AL110","v":0},{"$f":"'Conventional - Nuclear'!AM110","v":0},{"$f":"'Conventional - Nuclear'!AN110","v":0},{"$f":"'Conventional - Nuclear'!AO110","v":0},{"$f":"'Conventional - Nuclear'!AP110","v":0},{"$f":"'Conventional - Nuclear'!AQ110","v":0},{"$f":"'Conventional - Nuclear'!AR110","v":0},{"$f":"'Conventional - Nuclear'!AS110","v":0},{"$f":"'Conventional - Nuclear'!AT110","v":0},{"$f":"'Conventional - Nuclear'!AU110","v":0},{"$f":"'Conventional - Nuclear'!AV110","v":0}]
[null,null,null,null,{"$f":"'Conventional - Nuclear'!K111","v":"Nuclear - Mid"},{"$f":"'Conventional - Nuclear'!#REF!","v":{"$error":"#REF!"}},{"$f":"'Conventional - Nuclear'!#REF!","v":{"$error":"#REF!"}},{"$f":"'Conventional - Nuclear'!#REF!","v":{"$error":"#REF!"}},{"$f":"'Conventional - Nuclear'!#REF!","v":{"$error":"#REF!"}},{"$f":"'Conventional - Nuclear'!#REF!","v":{"$error":"#REF!"}},{"$f":"'Conventional - Nuclear'!#REF!","v":{"$error":"#REF!"}},{"$f":"'Conventional - Nuclear'!#REF!","v":{"$error":"#REF!"}},{"$f":"'Conventional - Nuclear'!#REF!","v":{"$error":"#REF!"}},{"$f":"'Conventional - Nuclear'!#REF!","v":{"$error":"#REF!"}},{"$f":"'Conventional - Nuclear'!#REF!","v":{"$error":"#REF!"}},{"$f":"'Conventional - Nuclear'!#REF!","v":{"$error":"#REF!"}},{"$f":"'Conventional - Nuclear'!#REF!","v":{"$error":"#REF!"}},{"$f":"'Conventional - Nuclear'!#REF!","v":{"$error":"#REF!"}},null,null,null,{"$f":"'Conventional - Nuclear'!L36","v":94.68},{"$f":"'Conventional - Nuclear'!L111","v":94.68},{"$f":"'Conventional - Nuclear'!M111","v":94.68},{"$f":"'Conventional - Nuclear'!N111","v":94.68},{"$f":"'Conventional - Nuclear'!O111","v":94.68},{"$f":"'Conventional - Nuclear'!P111","v":94.68},{"$f":"'Conventional - Nuclear'!Q111","v":94.68},{"$f":"'Conventional - Nuclear'!R111","v":94.68},{"$f":"'Conventional - Nuclear'!S111","v":94.68},{"$f":"'Conventional - Nuclear'!T111","v":94.68},{"$f":"'Conventional - Nuclear'!U111","v":94.68},{"$f":"'Conventional - Nuclear'!V111","v":94.68},{"$f":"'Conventional - Nuclear'!W111","v":94.68},{"$f":"'Conventional - Nuclear'!X111","v":94.68},{"$f":"'Conventional - Nuclear'!Y111","v":94.68},{"$f":"'Conventional - Nuclear'!Z111","v":94.68},{"$f":"'Conventional - Nuclear'!AA111","v":94.68},{"$f":"'Conventional - Nuclear'!AB111","v":94.68},{"$f":"'Conventional - Nuclear'!AC111","v":94.68},{"$f":"'Conventional - Nuclear'!AD111","v":94.68},{"$f":"'Conventional - Nuclear'!AE111","v":94.68},{"$f":"'Conventional - Nuclear'!AF111","v":94.68},{"$f":"'Conventional - Nuclear'!AG111","v":94.68},{"$f":"'Conventional - Nuclear'!AH111","v":94.68},{"$f":"'Conventional - Nuclear'!AI111","v":94.68},{"$f":"'Conventional - Nuclear'!AJ111","v":94.68},{"$f":"'Conventional - Nuclear'!AK111","v":94.68},{"$f":"'Conventional - Nuclear'!AL111","v":94.68},{"$f":"'Conventional - Nuclear'!AM111","v":94.68},{"$f":"'Conventional - Nuclear'!AN111","v":94.68},{"$f":"'Conventional - Nuclear'!AO111","v":94.68},{"$f":"'Conventional - Nuclear'!AP111","v":94.68},{"$f":"'Conventional - Nuclear'!AQ111","v":94.68},{"$f":"'Conventional - Nuclear'!AR111","v":94.68},{"$f":"'Conventional - Nuclear'!AS111","v":94.68},{"$f":"'Conventional - Nuclear'!AT111","v":94.68},{"$f":"'Conventional - Nuclear'!AU111","v":94.68},{"$f":"'Conventional - Nuclear'!AV111","v":94.68}]
[null,null,null,null,{"$f":"'Conventional - Nuclear'!K112","v":"Nuclear - High"},{"$f":"'Conventional - Nuclear'!#REF!","v":{"$error":"#REF!"}},{"$f":"'Conventional - Nuclear'!#REF!","v":{"$error":"#REF!"}},{"$f":"'Conventional - Nuclear'!#REF!","v":{"$error":"#REF!"}},{"$f":"'Conventional - Nuclear'!#REF!","v":{"$error":"#REF!"}},{"$f":"'Conventional - Nuclear'!#REF!","v":{"$error":"#REF!"}},{"$f":"'Conventional - Nuclear'!#REF!","v":{"$error":"#REF!"}},{"$f":"'Conventional - Nuclear'!#REF!","v":{"$error":"#REF!"}},{"$f":"'Conventional - Nuclear'!#REF!","v":{"$error":"#REF!"}},{"$f":"'Conventional - Nuclear'!#REF!","v":{"$error":"#REF!"}},{"$f":"'Conventional - Nuclear'!#REF!","v":{"$error":"#REF!"}},{"$f":"'Conventional - Nuclear'!#REF!","v":{"$error":"#REF!"}},{"$f":"'Conventional - Nuclear'!#REF!","v":{"$error":"#REF!"}},{"$f":"'Conventional - Nuclear'!#REF!","v":{"$error":"#REF!"}},null,null,null,null,{"$f":"'Conventional - Nuclear'!L112","v":0},{"$f":"'Conventional - Nuclear'!M112","v":0},{"$f":"'Conventional - Nuclear'!N112","v":0},{"$f":"'Conventional - Nuclear'!O112","v":0},{"$f":"'Conventional - Nuclear'!P112","v":0},{"$f":"'Conventional - Nuclear'!Q112","v":0},{"$f":"'Conventional - Nuclear'!R112","v":0},{"$f":"'Conventional - Nuclear'!S112","v":0},{"$f":"'Conventional - Nuclear'!T112","v":0},{"$f":"'Conventional - Nuclear'!U112","v":0},{"$f":"'Conventional - Nuclear'!V112","v":0},{"$f":"'Conventional - Nuclear'!W112","v":0},{"$f":"'Conventional - Nuclear'!X112","v":0},{"$f":"'Conventional - Nuclear'!Y112","v":0},{"$f":"'Conventional - Nuclear'!Z112","v":0},{"$f":"'Conventional - Nuclear'!AA112","v":0},{"$f":"'Conventional - Nuclear'!AB112","v":0},{"$f":"'Conventional - Nuclear'!AC112","v":0},{"$f":"'Conventional - Nuclear'!AD112","v":0},{"$f":"'Conventional - Nuclear'!AE112","v":0},{"$f":"'Conventional - Nuclear'!AF112","v":0},{"$f":"'Conventional - Nuclear'!AG112","v":0},{"$f":"'Conventional - Nuclear'!AH112","v":0},{"$f":"'Conventional - Nuclear'!AI112","v":0},{"$f":"'Conventional - Nuclear'!AJ112","v":0},{"$f":"'Conventional - Nuclear'!AK112","v":0},{"$f":"'Conventional - Nuclear'!AL112","v":0},{"$f":"'Conventional - Nuclear'!AM112","v":0},{"$f":"'Conventional - Nuclear'!AN112","v":0},{"$f":"'Conventional - Nuclear'!AO112","v":0},{"$f":"'Conventional - Nuclear'!AP112","v":0},{"$f":"'Conventional - Nuclear'!AQ112","v":0},{"$f":"'Conventional - Nuclear'!AR112","v":0},{"$f":"'Conventional - Nuclear'!AS112","v":0},{"$f":"'Conventional - Nuclear'!AT112","v":0},{"$f":"'Conventional - Nuclear'!AU112","v":0},{"$f":"'Conventional - Nuclear'!AV112","v":0}]