{"text_format":"1","workbook":"xlsx","n_sheets":19,"sheets":["Title","Description","ProcessFlow","Input_Sheet_Template","Replacement Costs","Capital Costs","Plant Scaling","Carbon Sequestration","Results","Tornado Charts & Risk Analysis","Cash Flow Analysis","Energy Feed & Utility Prices","Non-Energy Material Prices","AEO Data","HyARC Physical Property Data","Debt Financing Calculations","Depreciation","Constants and Conversions","Lists"],"not_rendered":{"charts":8,"images":3,"macros":1,"external_links":0,"defined_names":381,"comments":6,"pivot_tables":0},"unopened":[],"bounds":{"document_bytes":16777216,"sheet_cells":100000,"rows_first":2000,"rows_last":500,"rows_between":2000,"halvings":0,"cell_chars":16384,"cell_head_chars":4096},"cells_cut":0,"cells_raw":0,"read":"whole","date_system":"1900"}

{"sheet":"Title","index":0,"n_rows":37,"n_cols":4,"rows_kept":37,"cut":false,"hidden":false,"merged":[[25,1,25,3]]}
[]
[null,"Central Hydrogen Production - Project Information"]
[]
[]
[null,"Title:","Current Central Hydrogen from Coal with CO2 Capture and Sequestration"]
[null,"Authors:","James Vickers"]
[null,"Contact:","James Vickers"]
[null,"Contact phone:","813 690 2429"]
[null,"Contact e-mail:","james.vickers@ee.doe.gov"]
[null,"Organization:","Department of Energy"]
[null,"Date:","2019-02-01"]
[null,"Web Site:","www.nrel.gov"]
[]
[null,"Plant Design Capacity (kg/day):",616500]
[null,"Start-up Year:",2015]
[null,"Primary Product Feedstock Source:","Electric Utility Steam Coal"]
[null,"Secondary Feedstock Source:","None"]
[null,"Process Energy Source:","Standard fossil energy sources"]
[null,"Conversion Technology:","Gasifier, quench, sour shift, Selexol, PSA, CO2 Compression"]
[null,"Primary By-Product:","Electric Power, Sulfur"]
[null,"Secondary By-Product:","CO2"]
[null,"Based on Number of Plants Installed per Year (per manufacturer):","Nth"]
[null,"H2 Onsite Storage Type","Coal, ash, sulfur"]
[null,"Assumed plant location:","Mid USA"]
[]
[null,"Reporting Spreadsheet Change History:"]
[null,"Date spreadsheet created / modified","Name","Comments"]
[null,"2020-10-27","M. Penev","Made compatible with Excel for Mac"]
[null,"H2A Version 3"]
[null,"2018-01-16","M. Penev","Case was ported to H2A version 3"]
[null,"H2A Version 2"]
[null,"2008-09-22","D.M. Steward","H2A Version 2.1 updates"]
[null,"2008-05-27","D.M. Steward","Tornado charts and final review"]
[null,"2008-03-13","Darlene Steward","Transferred to new model structure"]
[]
[null,"H2A Version 1"]
[null,"2005-06-17","Mike Rutkowski/USDOE NETL","Original Case Author"]

{"sheet":"Description","index":1,"n_rows":22,"n_cols":2,"rows_kept":22,"cut":false,"hidden":false,"merged":[]}
[]
[null,"Central Hydrogen Production - Description"]
[]
[]
[]
[null,"Purpose:"]
[null,"The objective of this task was to prepare capital and operating cost data to be used to arrive at a plant gate cost for hydrogen produced from coal gasification.  Hydrogen cost was determined by first preparing a plant design for hydrogen production, based on currently available process technology, and meeting current permitting regulations for environmental compliance.  This baseline plant captures CO2. "]
[]
[]
[null,"System Description:"]
[null,"To arrive at a cost estimate for hydrogen, the design included commercially available process technology obtained from verifiable sources.  The plant utilized commercially available technology including a GEE quench gasifier system, conventional gas cooling, commercial shift conversion and acid gas cleanup, commercial sulfuric acid technology, and commercial pressure swing adsorption (PSA).  Selexol is used to remove CO2.  CO2 is compressed to 2200 psi for sequestration.  Compressed CO2 is transported via pipeline and injected into a suitable geologic sequestration site."]
[]
[]
[null,"Analysis Methodology Summary:"]
[null,"Conceptual design and cost estimates were prepared to determine the cost for producing hydrogen from coal gasification.  Heat and material balances were prepared.  Detailed results of process simulation and cost estimation are available in the reference study."]
[]
[]
[null,"Plant Ownership and Entity Type Assumptions:"]
[null,"Corporate ownership, 40% equity"]
[]
[null,"References:"]
[null,"National Energy Technology Laboratory (NETL)., August 30, 2010. Assessment of Hydrogen Production with CO2 Capture. Volume 1: Baseline State-of-the-Art Plants. "]

{"sheet":"ProcessFlow","index":2,"n_rows":57,"n_cols":11,"rows_kept":57,"cut":false,"hidden":false,"merged":[]}
[]
[null,"Central Hydrogen Production - Process Flow Diagram"]
[]
[]
[null,"Process Flow Diagram"]
[null,null,null,"Feedstock & Utilities Values"]
[null,null,null,null,null,null,null,"Normalized usage per kg H2 produced"]
[]
[null,null,null,null,"Illinois #6 Coal flow (kg/h)",220889,null,"Coal use (kg/kg H2)",{"$f":"+F10/ProcessFlow!F11","v":9.6971406981268338}]
[null,null,null,null,"H2A Coal flow rate equivalent (kg/h)",{"$f":"+F9*G19/G20","v":250079.5614639929},null,"CO2 for sequestration (kg/kg H2)",{"$f":"+F12/F11","v":17.703090464926905}]
[null,null,null,null,"H2 flow (kg/h)",25789,null,"Sulfur co-product (kg/kg H2)",{"$f":"+F13/F11","v":0.2148202722090814}]
[null,null,null,null,"CO2 flow (kg/h)",456545,null,"Net electricity co-production (kWh/kg)",{"$f":"+F14/F11","v":0}]
[null,null,null,null,"Sulfur flow (kg/h)",5540,null,"Net electricity utility (kWh/kg)",{"$f":"+F15/F11","v":1.3622086936290667}]
[null,null,null,null,"Electricity production (kWh/h)",0,null,"Water use  (gal/kg H2)",{"$f":"+F52","v":10.060103144751638}]
[null,null,null,null,"Electricity utility use (kWh/h)",35130]
[null,null,null,null,"Net water flow (kg/h)",{"$f":"+F48","v":313813.91087324219}]
[]
[null,null,null,null,"Coal energy density"]
[null,null,null,null,"Illinois #6","HHV energy content",11666,"BTU/lb"]
[null,null,null,null,{"$f":"'HyARC Physical Property Data'!A79","v":"Electric Utility Steam Coal"},"HHV energy content",{"$f":"+'HyARC Physical Property Data'!$H$42","v":10304.285},"BTU/lb"]
[]
[]
[]
[null,null,null,"Water balance"]
[null,null,null,null,"Stream:",11,12,null,11,12,"Water recycle to process demand"]
[null,null,null,null,null,"Mol fraction","Mol fraction","Molecular weight (g/mol)","Mass flow (kg/h)","Mass flow (kg/h)","Mass flow (kg/h)"]
[null,null,null,null,"Ar",5.1999999999999998E-3,7.0000000000000001E-3,{"$f":"+J49","v":39.948},{"$f":"+F27*H27*F42/SUMPRODUCT(F27:F39,H27:H39)","v":7863.8276568373822},{"$f":"+G27*H27*G42/SUMPRODUCT(G27:G39,H27:H39)","v":7862.9457972803439},{"$f":"+I27-J27","v":0.88185955703829677}]
[null,null,null,null,"CH4",6.9999999999999999E-4,1E-3,{"$f":"+J44+4*J48","v":16.042459999999998},{"$f":"+F28*H28*F42/SUMPRODUCT(F27:F39,H27:H39)","v":425.11321661523061},{"$f":"+G28*H28*G42/SUMPRODUCT(G27:G39,H27:H39)","v":451.08996493669633},-25.97674832146572]
[null,null,null,null,"CO",5.8999999999999999E-3,8.0000000000000002E-3,{"$f":"+J44+J45","v":28.009700000000002},{"$f":"+F29*H29*F42/SUMPRODUCT(F27:F39,H27:H39)","v":6255.9903632719488},{"$f":"+G29*H29*G42/SUMPRODUCT(G27:G39,H27:H39)","v":6300.7267418525016},-44.73637858055281]
[null,null,null,null,"CO2",0.29699999999999999,0.39989999999999998,{"$f":"+J44+2*J45","v":44.008700000000005},{"$f":"+F30*H30*F42/SUMPRODUCT(F27:F39,H27:H39)","v":494801.02577501442},{"$f":"+G30*H30*G42/SUMPRODUCT(G27:G39,H27:H39)","v":494859.7651276578},-58.739352643373422]
[null,null,null,null,"COS",0,0,{"$f":"+J44+J45+J46","v":60.0747},{"$f":"+F31*H31*F42/SUMPRODUCT(F27:F39,H27:H39)","v":0},{"$f":"+G31*H31*G42/SUMPRODUCT(G27:G39,H27:H39)","v":0},0]
[null,null,null,null,"H2",0.42209999999999998,0.56840000000000002,{"$f":"2*J48","v":2.0158800000000001},{"$f":"+F32*H32*F42/SUMPRODUCT(F27:F39,H27:H39)","v":32211.847207941773},{"$f":"+G32*H32*G42/SUMPRODUCT(G27:G39,H27:H39)","v":32218.917595732102},-7.070387790328823]
[null,null,null,null,"H2O",0.25800000000000001,1.1999999999999999E-3,{"$f":"2*J48+J45","v":18.014880000000002},{"$f":"+F33*H33*F42/SUMPRODUCT(F27:F39,H27:H39)","v":175948.95088268846},{"$f":"+G33*H33*G42/SUMPRODUCT(G27:G39,H27:H39)","v":607.86175593060864},175341.08912675784]
[null,null,null,null,"H2S",4.5999999999999999E-3,6.1000000000000004E-3,{"$f":"2*J48+J46","v":34.080880000000001},{"$f":"+F34*H34*F42/SUMPRODUCT(F27:F39,H27:H39)","v":5934.7746632229482},{"$f":"+G34*H34*G42/SUMPRODUCT(G27:G39,H27:H39)","v":5845.6503604616573},89.124302761290892]
[null,null,null,null,"N2",4.3E-3,5.7000000000000002E-3,{"$f":"+J47*2","v":28.013400000000001},{"$f":"+F35*H35*F42/SUMPRODUCT(F27:F39,H27:H39)","v":4560.0528939198266},{"$f":"+G35*H35*G42/SUMPRODUCT(G27:G39,H27:H39)","v":4489.8608228051444},70.192071114682221]
[null,null,null,null,"NH3",2E-3,2.5000000000000001E-3,{"$f":"+J47+3*J48","v":17.030519999999999},{"$f":"+F36*H36*F42/SUMPRODUCT(F27:F39,H27:H39)","v":1289.4173404880401},{"$f":"+G36*H36*G42/SUMPRODUCT(G27:G39,H27:H39)","v":1197.1818333431572},92.235507144882831]
[null,"Stream Summaries",null,null,"O2",0,0,{"$f":"+J45*2","v":31.998000000000001},{"$f":"+F37*H37*F42/SUMPRODUCT(F27:F39,H27:H39)","v":0},{"$f":"+G37*H37*G42/SUMPRODUCT(G27:G39,H27:H39)","v":0},0]
[null,null,null,null,"SO2",0,0,{"$f":"+J46+2*J45","v":64.063000000000002},{"$f":"+F38*H38*F42/SUMPRODUCT(F27:F39,H27:H39)","v":0},{"$f":"+G38*H38*G42/SUMPRODUCT(G27:G39,H27:H39)","v":0},0]
[null,null,null,null,"S8",0,0,{"$f":"8*J46","v":256.52},{"$f":"+F39*H39*F42/SUMPRODUCT(F27:F39,H27:H39)","v":0},{"$f":"+G39*H39*G42/SUMPRODUCT(G27:G39,H27:H39)","v":0},0]
[null,null,null,null,"Total",{"$f":"+SUM(F27:F39)","v":0.99979999999999991},{"$f":"+SUM(G27:G39)","v":0.99979999999999991},null,{"$f":"+SUM(I27:I39)","v":729291.00000000012},{"$f":"+SUM(J27:J39)","v":553833.99999999988},175457.00000000023]
[]
[null,null,null,null,"Mass flow (kg/h)",729291,553834,null,"Elemental molecular weights"]
[null,null,null,null,null,null,null,null,"Element","MW (g/mol)"]
[null,null,null,null,"Water balance (kg/h)",null,null,null,"C",12.0107]
[null,null,null,null,"Slurry water in",90741,null,null,"O",15.999000000000001]
[null,null,null,null,"Quench water in",398414,null,null,"S",32.064999999999998]
[null,null,null,null,"Condensate out",{"$f":"-K33","v":-175341.08912675784},null,null,"N",14.0067]
[null,null,null,null,"Net water use (kg/h)",{"$f":"+SUM(F45:F47)","v":313813.91087324219},null,null,"H",1.0079400000000001]
[null,null,null,null,null,null,null,null,"Ar",39.948]
[]
[null,null,null,null,"Raw water withdrawal",4324,"gpm"]
[null,null,null,null,"Raw water withdrawal",{"$f":"+F51*60/F11","v":10.060103144751638},"gal/kg H2"]
[]
[]
[null,null,null,null,"Questions:"]
[null,null,null,null,"Stream 8-9: why is there a mass flow change?"]
[null,null,null,null,"Net water use is less than stoichiometric.  "]

{"sheet":"Input_Sheet_Template","index":3,"n_rows":161,"n_cols":8,"rows_kept":161,"cut":false,"hidden":false,"merged":[[155,6,160,6],[130,2,130,3],[143,4,143,6],[99,3,100,3],[87,4,87,6],[140,4,142,6],[151,4,151,6],[147,5,147,6],[144,4,144,6],[145,4,145,6],[1,1,1,6],[2,1,2,3],[3,3,3,4],[53,4,53,6],[49,4,49,6],[46,4,46,6],[31,3,32,3],[44,4,44,6],[35,4,35,6],[42,4,42,6],[41,4,41,6],[40,4,40,6],[48,4,48,6],[45,4,45,6],[23,4,23,6],[24,4,24,6],[25,4,25,6],[27,4,27,6],[34,4,34,6],[28,4,28,6],[43,4,43,6],[36,4,36,6],[29,4,29,6],[30,4,30,6],[33,4,33,6],[32,4,32,6],[39,4,39,6],[37,4,37,6],[38,4,38,6],[47,4,47,6],[86,4,86,6],[58,5,67,5],[55,4,55,6],[88,4,88,6],[52,4,52,6],[51,4,51,6],[50,4,50,6],[54,4,54,6],[84,4,84,6],[85,4,85,6]]}
[]
[null,"H2A Hydrogen Production Cash Flow Analysis Tool v3.2018"]
["title","Central Coal Gasification with Carbon Capture and Sequestration - Current Timeframe"]
[]
[null,"Table of Contents"]
[null,"View and edit project information"]
[]
[null,"H2A cell color coding"]
[]
[null,"Use H2A default values"]
[]
[]
[]
[null,"Technical Operating Parameters and Specifications"]
[null,"Financial Input Values"]
[null,"Energy Feedstocks, Utilities and Byproducts",null,null,null,null,null,"Cash Flow NPV (Error if not 0)"]
[null,"Capital Cost",null,null,null,null,null,{"$f":"+NPV","v":3.0499096417277147E-6}]
[null,"Fixed Operating Costs"]
[null,"Variable Operating Costs - Other Materials and Byproducts"]
[null,"Variable Operating Costs - Other Variable Operating Costs"]
[]
[]
[]
[null,"Technical Operating Parameters and Specifications",null,null,"Notes"]
["cap_factor","Operating Capacity Factor (%)",{"$f":"0.9*sensitivity_01","v":0.9}]
["design_cap","Plant Design Capacity (kg of H2/day)",{"$f":"+ProcessFlow!F11*24*sensitivity_02","v":618936}]
[null,"Plant Output (kg/day)",{"$f":"design_cap*cap_factor","v":557042.4}]
["Soutput_kgyear","Plant Output (kg/year)",{"$f":"output_kgpday*365","v":203320476}]
[null,"Financial Input Values",null,null,"Notes "]
["ref_year","Reference year",2016]
["startup_year","Assumed start-up year",2015]
[null,"Basis year",2007,"Costs must be entered in basis year dollars"]
["construct","Length of Construction Period (years)",3]
["percent_cap1","% of Capital Spent in 1st Year of Construction",0.4]
["percent_cap2","% of Capital Spent in 2nd Year of Construction",0.35]
["percent_cap3","% of Capital Spent in 3rd Year of Construction",0.25]
["percent_cap4","% of Capital Spent in 4th Year of Construction"]
["start_time","Start-up Time (years)",0.5]
["plant_life","Plant life (years)",30]
["anal_period","Analysis period (years)",30]
["depr_length","Depreciation Schedule Length (years)",20]
["depr_type","Depreciation Type","MACRS"]
["equity"," % Equity Financing",0.4]
["debt_interest","Interest rate on debt, if applicable (%)",3.6999999999999998E-2]
["debt_period","Debt period (years)",0,null,"Enter 0 to enable constant outstanding debt."]
["percnt_fixed","% of Fixed Operating Costs During Start-up (%)",0.75]
["percnt_revs","% of Revenues During Start-up (%)",0.5]
["percnt_var","% of Variable Operating Costs During Start-up (%)",0.75]
["decom_percent","Decommissioning costs (% of depreciable capital investment)",0.1]
["salvage_perct","Salvage value (% of total capital investment)",0.1]
["inflation_rate","Inflation rate (%)",1.9E-2]
["real_irr","After-tax Real IRR (%)",{"$f":"0.08*sensitivity_03","v":0.08}]
["state_tax_rate","State Taxes (%)",0.06]
["fed_tax_rate","Federal Taxes (%)",0.21]
["Stotal_tax_rate","Total Tax Rate (%)",{"$f":"fed_tax_rate+state_tax_rate*(1-fed_tax_rate)","v":0.25739999999999996}]
["WorkingCap","WORKING CAPITAL (% of yearly change in operating costs)",0.15]
[null,"Energy Feedstocks, Utilities, and Byproducts"]
[null,"Select the Price Table to Use"]
[null,"AEO_2017_Reference_Case",null,null,null,"To use a new feedstock, utility or byproduct, select the price table and product from the dropdown lists and enter the usage (or byproduct) amount. Click the \"Add\" button to add the product to the \"In Use\" list. Important; only materials on the \"In Use\" list will be used in H2A calculations. To delete materials from the list, click the \"Delete\" button below"]
[null,"Select the Use"]
[null,"utility",{"$f":"IF(OR(TMP_FeedType=\"Feedstock\",TMP_FeedType = \"Utility\"),\" Enter usage in\",\"Enter production in\")","v":" Enter usage in"},{"$f":"VLOOKUP(TMP_FeedName,INDIRECT(TMP_PriceTable),4,FALSE)","v":"kWh"}]
[null,"Select the Feed Type"]
[null,"Industrial Electricity"]
[]
[null,{"$f":"SELECTED_FEED","v":"utility"},{"$f":"TMP_FeedName","v":"Industrial Electricity"}]
[null,{"$f":"\"Price Conversion Factor (GJ/\"&TMP_Units&\")\"","v":"Price Conversion Factor (GJ/kWh)"},{"$f":"VLOOKUP(TMP_FeedName,MASTER_PROPERTY_TABLE,9,FALSE)","v":3.5999999999999995E-3}]
[null,{"$f":"\"Price in Startup Year ($\" & ref_year & \")/\" & TMP_Units","v":"Price in Startup Year ($2016)/kWh"},{"$f":"HLOOKUP(startup_year,INDIRECT(TMP_PriceTable),MATCH(TMP_FeedName,INDIRECT(Energy_Feed_List),0),FALSE)*TMP_Conversion","v":6.9980611257164108E-2}]
[null,{"$f":"IF(OR(TMP_FeedType=\"Feedstock\",TMP_FeedType = \"Utility\"),\"Usage (\"&TMP_Units&\"/kg H2)\",\"Production (\"&TMP_Units&\"/kg H2)\")","v":"Usage (kWh/kg H2)"},1.36220869362907]
[null,{"$f":"IF(OR(TMP_FeedType = \"Feedstock\",TMP_FeedType = \"Utility\"), \"Cost in Startup Year\",\"Income in Startup Year\")","v":"Cost in Startup Year"},{"$f":"design_cap*365*cap_factor*TMP_Usage*TMP_StartPrice","v":19382174.398391608}]
[null,"Lookup Prices","yes"]
[]
[null,"Energy feedstocks, utilities, and byproducts currently in use "]
["START_TOP"]
[null,"feedstock","Price Conversion Factor (GJ/kg)","Price in Startup Year ($2016)/kg","Usage (kg/kg H2)","Cost in Startup Year","Lookup Prices"]
[null,"Electric Utility Steam Coal",2.2735034516249999E-2,4.7562530330660567E-2,{"$f":"+ProcessFlow!I9*sensitivity_04","v":9.6971406981268338},{"$f":"D75*E75*output_kgyear*IF(start_time,percnt_var,1)*'Cash Flow Analysis'!$E$68/'Cash Flow Analysis'!$E$69","v":69020300.400382265},"yes"]
["START_TOP"]
[null,"utility","Price Conversion Factor (GJ/kWh)","Price in Startup Year ($2016)/kWh","Usage (kWh/kg H2)","Cost in Startup Year","Lookup Prices"]
[null,"Industrial Electricity",3.5999999999999995E-3,6.9980611257164108E-2,{"$f":"1.36220869362907*sensitivity_05","v":1.36220869362907},{"$f":"D78*E78*output_kgyear*IF(start_time,percnt_var,1)*'Cash Flow Analysis'!$E$68/'Cash Flow Analysis'!$E$69","v":14265584.689689603},"yes"]
["START_UTILITY"]
["START_BYPROD"]
[null,null,null,null,null,"Total"]
["Total_Energy_Feed_Cost","Total Energy Feedstock Cost ($/year)",null,null,null,{"$f":"SUM(Dynamic_Feed_Total)","v":69020300.400382265}]
["Total_Energy_Utilities_Cost","Total Energy Utilities Cost ($/year)",null,null,null,{"$f":"SUM(Dynamic_Utilities_Total)","v":14265584.689689603}]
["Total_Energy_Byproduct_Credit","Total Energy Byproduct Credit ($/year)",null,null,null,{"$f":"SUM(Dynamic_Byproduct_Total)","v":0}]
[null,null,null,"Notes:"]
[]
[null,"Capital Costs",null,null,"Notes"]
["direct_cap","H2A Total Direct Capital Cost",{"$f":"Det_scaled_cap","v":1254786606.7766659},null,"Click to enter details on the Cost Detail Sheet"]
[null,"H2A Carbon Sequestration Total Direct Capital Cost",{"$f":"Det_CO2_seq","v":46547136.223881386},null,"Click to enter details on the Carbon Sequestration calculation sheet."]
[]
[null,"Indirect Depreciable Capital Costs",{"$f":"\"Enter values in basis year (\" & BasisYear & \") dollars\"","v":"Enter values in basis year (2007) dollars"},"Combined Plant Scaling and Escalation Factor",{"$f":" \"Reference Year (\"& ref_year & \") Dollars\"","v":"Reference Year (2016) Dollars"}]
["Site_prep","Site Preparation ($) (may change to construction costs)",{"$f":"0.0278091700781222*(direct_cap)/(CEPCIinflator*CPIinflator)\n+0.02*(CO2_seq)/(CEPCIinflator*CPIinflator)","v":31298611.104683701},{"$f":"CEPCIinflator*CPIinflator","v":1.1446359956438654},{"$f":"C92*D92","v":35825516.884079769}]
["Engin","Engineering & design ($)",{"$f":"0.1*(direct_cap/(CEPCIinflator*CPIinflator)+C92)\n+0.1*(CO2_seq)/(CEPCIinflator*CPIinflator)","v":116819605.96848661},1.1446359956438654,{"$f":"C93*D93","v":133715925.98846272}]
["Process_cont","Process contingency ($)",61446000,1.1446359956438654,70333303.388332948]
["Project_cont","Project contingency ($)",{"$f":"190503000\n+0.15*(CO2_seq)/(CEPCIinflator*CPIinflator)","v":196602817.28702736},1.1446359956438654,225038661.51172552]
["Other_indirect","Other (Depreciable) capital ($)",null,1.1446359956438654,0]
["Fees","One-time Licensing Fees ($)",null,1.1446359956438654,0]
["Permitting","Up-Front Permitting Costs ($) (legal and contractors fees included here)",0,1.1446359956438654,0]
["Sdepr_cap","Total Depreciable Capital Costs",null,null,{"$f":"direct_cap+CO2_seq+SUM($E$92:$E$98)","v":1766247150.7731485}]
[null,null,null,"Combined Plant Scaling and Escalation Factor"]
[null,"Non-Depreciable Capital Costs",{"$f":"\"Enter values in basis year (\" & BasisYear & \") dollars\"","v":"Enter values in basis year (2007) dollars"},null,{"$f":" \"Reference Year (\"& ref_year & \") Dollars\"","v":"Reference Year (2016) Dollars"}]
["acre_cost","Cost of land ($/acre)",5000,{"$f":"CPIinflator","v":1.1446359956438654},{"$f":"C102*D102","v":5723.1799782193275}]
["acres","Land required (acres)",180,{"$f":"Scale_Factor *1","v":1},{"$f":"C103*D103","v":180}]
["Sland_cost","Land Cost ($)",null,null,{"$f":"acre_cost*acres","v":1030172.3960794789}]
[null,"Other non depreciable capital costs",null,{"$f":"CPIinflator","v":1.1446359956438654},{"$f":"C105*D105","v":0}]
["Snon_dep_cap","Total Non-Depreciable Capital Costs",null,null,{"$f":"land_cost+$E$105","v":1030172.3960794789}]
[]
["Stotal_cap","Total Capital Costs",{"$f":"(depr_cap+non_dep_cap)*sensitivity_06","v":1767277323.1692281}]
[]
[null,"Fixed Operating Costs",{"$f":"\"Enter values in basis year (\" & BasisYear & \") dollars\"","v":"Enter values in basis year (2007) dollars"},"Combined Plant Scaling and Escalation Factor",{"$f":" \"Reference Year (\"& ref_year & \") Dollars\"","v":"Reference Year (2016) Dollars"}]
["FTEs","Total plant staff (number of FTEs employed by plant)",{"$f":"16*3","v":48},{"$f":"Scale_Ratio^0.25","v":1},{"$f":"C111*D111","v":48}]
["FTE_cost","Burdened labor cost, including overhead ($/man-hr)",{"$f":"34.65*1.3","v":45.045000000000002},{"$f":"VLOOKUP(ref_year,Tbl_labor_indexes,2,FALSE)/VLOOKUP(BasisYear,Tbl_labor_indexes,2,FALSE)","v":1.1618925831202043},{"$f":"C112*D112","v":52.337451406649606}]
["Slabor_cost","Labor cost, $/year",null,null,{"$f":"FTEs*2080*FTE_cost","v":5225371.1484398963}]
["overhead_rate","G&A rate (% of labor cost)",0.25]
["Soverhead_GA","G&A ($/year)",null,null,{"$f":"labor_cost*overhead_rate","v":1306342.7871099741}]
["licensing","Licensing, Permits and Fees ($/year)",0,{"$f":"Scale_Factor *CEPCIinflator*CPIinflator","v":1.1446359956438654},{"$f":"C116*D116","v":0}]
["tax_ins_rate","Property tax and insurance rate (% of total capital investment per year)",0.02]
["Stax_insurance","Property taxes and insurance ($/year)",null,null,{"$f":"tax_ins_rate*total_cap","v":35345546.463384561}]
["rent","Rent ($/year)",0,{"$f":"Scale_Factor *CPIinflator","v":1.1446359956438654},{"$f":"C119*D119","v":0}]
["material","Material costs for maintenance and repairs ($/year)",28217867,{"$f":"Scale_Factor *CEPCIinflator*CPIinflator","v":1.1446359956438654},{"$f":"C120*D120","v":32299186.288491175},"From NETL report p. 106"]
["prod_maint","Production Maintenance and Repairs ($/year)",13063827,{"$f":"Scale_Factor *CEPCIinflator*CPIinflator","v":1.1446359956438654},{"$f":"C121*D121","v":14953326.625064211},"From NETL report p. 106"]
["other_fees","Other Fees ($/year)",1578377,{"$f":"Scale_Ratio * CEPCIinflator*CPIinflator","v":1.1446359956438654},{"$f":"C122*D122","v":1806667.1288963773},"Admin & Support"]
["other_fixed","Other Fixed O&M Costs ($/year)",{"$f":"430000+210000","v":640000},{"$f":"Scale_Factor *CEPCIinflator*CPIinflator","v":1.1446359956438654},{"$f":"C123*D123","v":732567.03721207392},"Transport & storage"]
["Sfixed","Total Fixed Operating Costs",null,null,{"$f":"(labor_cost+overhead_GA+tax_insurance+licensing+SUM(E119:E123))*sensitivity_07","v":91669007.478598267}]
[]
[null,"Variable Operating Costs"]
[null,"Other Materials and Byproducts"]
[]
[null,"Select the Material"]
[null,"Process Water"]
[null,"Feed or utility",{"$f":"B130","v":"Process Water"}]
[null,{"$f":"\"$(\" & ref_year & \")/ \" & VLOOKUP(TMP_NonE_Feed,Tbl_Other_Inputs_and_Byproducts,2,FALSE)","v":"$(2016)/ gal"},{"$f":"HLOOKUP(startup_year,Tbl_Other_Inputs_and_Byproducts,MATCH(TMP_NonE_Feed,Other_Inputs_List,0),FALSE)","v":2.374951094500801E-3}]
[null,{"$f":"IF(TMP_NonE_Type=\"Feed or utility\",\"Usage per kg H2\",\"Production per kg H2\")","v":"Usage per kg H2"}]
[null,{"$f":"IF(TMP_NonE_Type = \"Feed or utility\", \"Cost in Startup Year\",\"Income in Startup Year\")","v":"Cost in Startup Year"},{"$f":"design_cap*365*cap_factor*TMP_NonE_Usage*TMP_NonE_StartPrice","v":0}]
[null,"Lookup Prices","Yes"]
["START_NONE_TOP"]
[null,"Feed or utility","$(2016)/ gal","Usage per kg H2","Cost in Startup Year","Lookup Prices"]
[null,"Process Water",2.374951094500801E-3,10.060103144751601,{"$f":"C138*D138*output_kgyear*IF(start_time,percnt_var,1)*'Cash Flow Analysis'!$E$68/'Cash Flow Analysis'!$E$69","v":3575405.4814557694},"Yes"]
["START_NONE_FEED"]
["START_NONE_BYPROD"]
[null,"Total Non Energy Utility and Material Costs ($/year)",{"$f":"SUM(Dynamic_NonE_Feed_Total)","v":3575405.4814557694}]
["total_non_energy_byproduct_credit","Total Non Energy Byproduct Credits ($/year)",{"$f":"SUM(Dynamic_NonE_Byprod_Total)","v":0}]
[]
["Stotal_feedstock","Total Feedstock Costs ($/year)",{"$f":"Total_Energy_Feed_Cost","v":69020300.400382265}]
["Stotal_utilities","Total Utility Costs ($/year)",{"$f":"Total_Energy_Utilities_Cost+Total_Non_Energy_Feed_Cost","v":17840990.171145372}]
["Stotal_byproducts","Total Byproduct Credits ($/year)",{"$f":"Total_Energy_Byproduct_Credit+total_non_energy_byproduct_credit","v":0}]
[null,"Other Variable operating costs (for the first year)",{"$f":"\"Enter values in basis year (\" & BasisYear & \") dollars\"","v":"Enter values in basis year (2007) dollars"},"Combined Plant Scaling and Escalation Factor",{"$f":" \"Reference Year (\"& ref_year & \") Dollars\"","v":"Reference Year (2016) Dollars"}]
["var_misc","Other variable operating costs (e.g. environmental surcharges) ($/year)",40000,{"$f":"Scale_Ratio * VLOOKUP(ref_year,Chemical_price_indexes,2,FALSE)/VLOOKUP(BasisYear,Chemical_price_indexes,2,FALSE)","v":1.3138219380226268},{"$f":"C148*D148","v":52552.877520905073}]
["total_other_raw","Other Material Costs ($/year)",{"$f":"705659+422527+98008","v":1226194},{"$f":"Scale_Ratio * VLOOKUP(ref_year,Chemical_price_indexes,2,FALSE)/VLOOKUP(BasisYear,Chemical_price_indexes,2,FALSE)","v":1.3138219380226268},{"$f":"C149*D149","v":1611000.5774717168}]
["waste_treat","Waste treatment costs ($/year)",{"$f":"1475332+35878","v":1511210},{"$f":"Scale_Ratio * VLOOKUP(ref_year,Chemical_price_indexes,2,FALSE)/VLOOKUP(BasisYear,Chemical_price_indexes,2,FALSE)","v":1.3138219380226268},{"$f":"C150*D150","v":1985460.8509591739}]
["solidwaste_treat","Solid waste disposal costs ($/year)",3417604,{"$f":"Scale_Ratio * VLOOKUP(ref_year,Chemical_price_indexes,2,FALSE)/VLOOKUP(BasisYear,Chemical_price_indexes,2,FALSE)","v":1.3138219380226268},{"$f":"C151*D151","v":4490123.1106738811}]
["replace_factor","Total Unplanned Replacement Capital Cost Factor (% of total direct depreciable costs/year)",5.0000000000000001E-3,null,"Value added to match other central cases.\nUse this value for all central cases"]
["royalties","Royalties ($/year)",0,{"$f":"Scale_Ratio * CPIinflator","v":1.1446359956438654},0]
["operator_profit","Operator Profit ($/year) ",0,{"$f":"Scale_Ratio * CPIinflator","v":1.1446359956438654},0]
["tax_credit","Subsidies, Tax Incentives ($/year)",0,{"$f":"Scale_Ratio * CPIinflator","v":1.1446359956438654},0]
["CO2_seq","CO2 sequestration O&M costs and credits ($/year)",null,null,{"$f":"Det_CO2_OandMcost","v":24275151.817691971}]
[null,"Process Carbon Tax ($/metric ton carbon produced as CO2)",0,{"$f":"CPIinflator","v":1.1446359956438654},0]
[null,"Process Carbon Tax ($/year)",null,null,{"$f":"ROUND(Proc_CO2_tax*12/44*Proc_CO2_MTpY,-2)","v":0}]
[null,"Upstream Carbon Tax ($/metric ton upstream GHG CO2 eq)",0,{"$f":"CPIinflator","v":1.1446359956438654},0]
[null,"Upstream Carbon Tax ($/year)",null,null,{"$f":"ROUND(Upstream_CO2_tax/1000*Upstream_GHG_total*output_kgyear,2)","v":0}]
["Stotal_var","Total Variable Operating Costs ($/year)",null,null,{"$f":"ROUND(total_feedstock+total_utilities+total_other_raw-total_byproducts+var_misc+waste_treat+solidwaste_treat+royalties+operator_profit-tax_credit+CO2_OandMcost+Proc_CO2_taxpYear + Upstream_CO2_taxpYear,-2)","v":119275600}]

{"sheet":"Replacement Costs","index":4,"n_rows":57,"n_cols":12,"rows_kept":57,"cut":false,"hidden":false,"merged":[]}
[]
["Replacement Costs"]
[]
[]
[null,null,"Color Key"]
[]
[]
[]
[{"$f":"\"NOTE: Enter costs in year \"&TEXT(BasisYear,\"0\")&\" $ - Do not inflate\"","v":"NOTE: Enter costs in year 2007 $ - Do not inflate"}]
["NOTE: All replacement costs are assumed to be equity financed."]
[]
[]
["Unplanned Yearly Replacement Capital (Depreciable)"]
[null,null,"Comments",null,null,"Source","Information"]
["Total Unplanned Replacement Capital Cost Factor (% of total depreciable capital costs/year)",{"$f":"replace_factor","v":5.0000000000000001E-3},null,null,null,null,"Enter a fixed percentage.  This input is meant to include, in the Cash Flow Analysis, a factor for unplanned capital expenditures.  "]
["Actual Year","Analysis Year","Operations Year","Specified Yearly Replacement Costs","Carbon Sequestration Related Replacement Costs","Specified Yearly Replacement Costs","Unplanned Replacement Costs","Total Yearly Replacement Costs","Uninstalled costs","Installation factor","Comments:","Data source:"]
[null,null,null,{"$f":"\"Year \"&TEXT(BasisYear,\"0\")&\" $\"","v":"Year 2007 $"},{"$f":"\"Year \"&TEXT(ref_year,\"0\")&\" $\"","v":"Year 2016 $"},{"$f":"\"Year \"&TEXT(ref_year,\"0\")&\" $\"","v":"Year 2016 $"},{"$f":"\"Year \"&TEXT(ref_year,\"0\")&\" $\"","v":"Year 2016 $"},"Inflated to Start-up Year"]
[{"$f":"IF(C18<>\"\",'Cash Flow Analysis'!A65,\"\")","v":2012},{"$f":"construct+1","v":4},1,null,{"$f":"+'Carbon Sequestration'!$C$100*(C18<=anal_period)","v":33043161.824759856},{"$f":"(D18)*CPIinflator*CEPCIinflator+E18","v":33043161.824759856},{"$f":"IF(C18>anal_period,0,IF(replace_factor<>\"\",replace_factor*depr_cap,0))","v":8831235.7538657431},{"$f":"(F18+G18)*((1+inflation_rate)^(startup_year-ref_year))","v":41093618.821026109}]
[{"$f":"IF(C19<>\"\",'Cash Flow Analysis'!A66,\"\")","v":2013},{"$f":"IF(B18<anal_period+construct,B18+1,\"\")","v":5},{"$f":"IF(B19=\"\",\"\",C18+1)","v":2},null,{"$f":"+'Carbon Sequestration'!$C$100*(C19<=anal_period)","v":33043161.824759856},33043161.824759856,{"$f":"IF(C19>anal_period,0,IF(replace_factor<>\"\",replace_factor*depr_cap,0))","v":8831235.7538657431},{"$f":"(F19+G19)*((1+inflation_rate)^(startup_year-ref_year))","v":41093618.821026109}]
[{"$f":"IF(C20<>\"\",'Cash Flow Analysis'!A67,\"\")","v":2014},6,3,null,{"$f":"+'Carbon Sequestration'!$C$100*(C20<=anal_period)","v":33043161.824759856},33043161.824759856,8831235.7538657431,41093618.821026109]
[{"$f":"IF(C21<>\"\",'Cash Flow Analysis'!A68,\"\")","v":2015},7,4,null,{"$f":"+'Carbon Sequestration'!$C$100*(C21<=anal_period)","v":33043161.824759856},33043161.824759856,8831235.7538657431,41093618.821026109]
[{"$f":"IF(C22<>\"\",'Cash Flow Analysis'!A69,\"\")","v":2016},8,5,null,{"$f":"+'Carbon Sequestration'!$C$100*(C22<=anal_period)","v":33043161.824759856},33043161.824759856,8831235.7538657431,41093618.821026109]
[{"$f":"IF(C23<>\"\",'Cash Flow Analysis'!A70,\"\")","v":2017},9,6,null,{"$f":"+'Carbon Sequestration'!$C$100*(C23<=anal_period)","v":33043161.824759856},33043161.824759856,8831235.7538657431,41093618.821026109]
[{"$f":"IF(C24<>\"\",'Cash Flow Analysis'!A71,\"\")","v":2018},10,7,null,{"$f":"+'Carbon Sequestration'!$C$100*(C24<=anal_period)","v":33043161.824759856},33043161.824759856,8831235.7538657431,41093618.821026109]
[{"$f":"IF(C25<>\"\",'Cash Flow Analysis'!A72,\"\")","v":2019},11,8,null,{"$f":"+'Carbon Sequestration'!$C$100*(C25<=anal_period)","v":33043161.824759856},33043161.824759856,8831235.7538657431,41093618.821026109]
[{"$f":"IF(C26<>\"\",'Cash Flow Analysis'!A73,\"\")","v":2020},12,9,null,{"$f":"+'Carbon Sequestration'!$C$100*(C26<=anal_period)","v":33043161.824759856},33043161.824759856,8831235.7538657431,41093618.821026109]
[{"$f":"IF(C27<>\"\",'Cash Flow Analysis'!A74,\"\")","v":2021},13,10,null,{"$f":"+'Carbon Sequestration'!$C$100*(C27<=anal_period)","v":33043161.824759856},33043161.824759856,8831235.7538657431,41093618.821026109]
[{"$f":"IF(C28<>\"\",'Cash Flow Analysis'!A75,\"\")","v":2022},14,11,null,{"$f":"+'Carbon Sequestration'!$C$100*(C28<=anal_period)","v":33043161.824759856},33043161.824759856,8831235.7538657431,41093618.821026109]
[{"$f":"IF(C29<>\"\",'Cash Flow Analysis'!A76,\"\")","v":2023},15,12,null,{"$f":"+'Carbon Sequestration'!$C$100*(C29<=anal_period)","v":33043161.824759856},33043161.824759856,8831235.7538657431,41093618.821026109]
[{"$f":"IF(C30<>\"\",'Cash Flow Analysis'!A77,\"\")","v":2024},16,13,null,{"$f":"+'Carbon Sequestration'!$C$100*(C30<=anal_period)","v":33043161.824759856},33043161.824759856,8831235.7538657431,41093618.821026109]
[{"$f":"IF(C31<>\"\",'Cash Flow Analysis'!A78,\"\")","v":2025},17,14,null,{"$f":"+'Carbon Sequestration'!$C$100*(C31<=anal_period)","v":33043161.824759856},33043161.824759856,8831235.7538657431,41093618.821026109]
[{"$f":"IF(C32<>\"\",'Cash Flow Analysis'!A79,\"\")","v":2026},18,15,null,{"$f":"+'Carbon Sequestration'!$C$100*(C32<=anal_period)","v":33043161.824759856},33043161.824759856,8831235.7538657431,41093618.821026109]
[{"$f":"IF(C33<>\"\",'Cash Flow Analysis'!A80,\"\")","v":2027},19,16,null,{"$f":"+'Carbon Sequestration'!$C$100*(C33<=anal_period)","v":33043161.824759856},33043161.824759856,8831235.7538657431,41093618.821026109]
[{"$f":"IF(C34<>\"\",'Cash Flow Analysis'!A81,\"\")","v":2028},20,17,null,{"$f":"+'Carbon Sequestration'!$C$100*(C34<=anal_period)","v":33043161.824759856},33043161.824759856,8831235.7538657431,41093618.821026109]
[{"$f":"IF(C35<>\"\",'Cash Flow Analysis'!A82,\"\")","v":2029},21,18,null,{"$f":"+'Carbon Sequestration'!$C$100*(C35<=anal_period)","v":33043161.824759856},33043161.824759856,8831235.7538657431,41093618.821026109]
[{"$f":"IF(C36<>\"\",'Cash Flow Analysis'!A83,\"\")","v":2030},22,19,null,{"$f":"+'Carbon Sequestration'!$C$100*(C36<=anal_period)","v":33043161.824759856},33043161.824759856,8831235.7538657431,41093618.821026109]
[{"$f":"IF(C37<>\"\",'Cash Flow Analysis'!A84,\"\")","v":2031},23,20,null,{"$f":"+'Carbon Sequestration'!$C$100*(C37<=anal_period)","v":33043161.824759856},33043161.824759856,8831235.7538657431,41093618.821026109]
[{"$f":"IF(C38<>\"\",'Cash Flow Analysis'!A85,\"\")","v":2032},24,21,null,{"$f":"+'Carbon Sequestration'!$C$100*(C38<=anal_period)","v":33043161.824759856},33043161.824759856,8831235.7538657431,41093618.821026109]
[{"$f":"IF(C39<>\"\",'Cash Flow Analysis'!A86,\"\")","v":2033},25,22,null,{"$f":"+'Carbon Sequestration'!$C$100*(C39<=anal_period)","v":33043161.824759856},33043161.824759856,8831235.7538657431,41093618.821026109]
[{"$f":"IF(C40<>\"\",'Cash Flow Analysis'!A87,\"\")","v":2034},26,23,null,{"$f":"+'Carbon Sequestration'!$C$100*(C40<=anal_period)","v":33043161.824759856},33043161.824759856,8831235.7538657431,41093618.821026109]
[{"$f":"IF(C41<>\"\",'Cash Flow Analysis'!A88,\"\")","v":2035},27,24,null,{"$f":"+'Carbon Sequestration'!$C$100*(C41<=anal_period)","v":33043161.824759856},33043161.824759856,8831235.7538657431,41093618.821026109]
[{"$f":"IF(C42<>\"\",'Cash Flow Analysis'!A89,\"\")","v":2036},28,25,null,{"$f":"+'Carbon Sequestration'!$C$100*(C42<=anal_period)","v":33043161.824759856},33043161.824759856,8831235.7538657431,41093618.821026109]
[{"$f":"IF(C43<>\"\",'Cash Flow Analysis'!A90,\"\")","v":2037},29,26,null,{"$f":"+'Carbon Sequestration'!$C$100*(C43<=anal_period)","v":33043161.824759856},33043161.824759856,8831235.7538657431,41093618.821026109]
[{"$f":"IF(C44<>\"\",'Cash Flow Analysis'!A91,\"\")","v":2038},30,27,null,{"$f":"+'Carbon Sequestration'!$C$100*(C44<=anal_period)","v":33043161.824759856},33043161.824759856,8831235.7538657431,41093618.821026109]
[{"$f":"IF(C45<>\"\",'Cash Flow Analysis'!A92,\"\")","v":2039},31,28,null,{"$f":"+'Carbon Sequestration'!$C$100*(C45<=anal_period)","v":33043161.824759856},33043161.824759856,8831235.7538657431,41093618.821026109]
[{"$f":"IF(C46<>\"\",'Cash Flow Analysis'!A93,\"\")","v":2040},32,29,null,{"$f":"+'Carbon Sequestration'!$C$100*(C46<=anal_period)","v":33043161.824759856},33043161.824759856,8831235.7538657431,41093618.821026109]
[{"$f":"IF(C47<>\"\",'Cash Flow Analysis'!A94,\"\")","v":2041},33,30,null,{"$f":"+'Carbon Sequestration'!$C$100*(C47<=anal_period)","v":33043161.824759856},33043161.824759856,8831235.7538657431,41093618.821026109]
[{"$f":"IF(C48<>\"\",'Cash Flow Analysis'!A95,\"\")","v":""},"","",null,{"$f":"+'Carbon Sequestration'!$C$100*(C48<=anal_period)","v":0},0,0,0]
[{"$f":"IF(C49<>\"\",'Cash Flow Analysis'!A96,\"\")","v":""},"","",null,{"$f":"+'Carbon Sequestration'!$C$100*(C49<=anal_period)","v":0},0,0,0]
[{"$f":"IF(C50<>\"\",'Cash Flow Analysis'!A97,\"\")","v":""},"","",null,{"$f":"+'Carbon Sequestration'!$C$100*(C50<=anal_period)","v":0},0,0,0]
[{"$f":"IF(C51<>\"\",'Cash Flow Analysis'!A98,\"\")","v":""},"","",null,{"$f":"+'Carbon Sequestration'!$C$100*(C51<=anal_period)","v":0},0,0,0]
[{"$f":"IF(C52<>\"\",'Cash Flow Analysis'!A99,\"\")","v":""},"","",null,{"$f":"+'Carbon Sequestration'!$C$100*(C52<=anal_period)","v":0},0,0,0]
[{"$f":"IF(C53<>\"\",'Cash Flow Analysis'!A100,\"\")","v":""},"","",null,{"$f":"+'Carbon Sequestration'!$C$100*(C53<=anal_period)","v":0},0,0,0]
[{"$f":"IF(C54<>\"\",'Cash Flow Analysis'!A101,\"\")","v":""},"","",null,{"$f":"+'Carbon Sequestration'!$C$100*(C54<=anal_period)","v":0},0,0,0]
[{"$f":"IF(C55<>\"\",'Cash Flow Analysis'!A102,\"\")","v":""},"","",null,{"$f":"+'Carbon Sequestration'!$C$100*(C55<=anal_period)","v":0},0,0,0]
[{"$f":"IF(C56<>\"\",'Cash Flow Analysis'!A103,\"\")","v":""},"","",null,{"$f":"+'Carbon Sequestration'!$C$100*(C56<=anal_period)","v":0},0,0,0]
[{"$f":"IF(C57<>\"\",'Cash Flow Analysis'!A104,\"\")","v":""},"","",null,{"$f":"+'Carbon Sequestration'!$C$100*(C57<=anal_period)","v":0},0,0,0]

{"sheet":"Capital Costs","index":5,"n_rows":36,"n_cols":8,"rows_kept":36,"cut":false,"hidden":false,"merged":[[10,3,10,7],[11,3,11,7],[7,3,7,7],[1,5,3,7],[6,3,6,7],[8,3,8,7],[9,3,9,7]]}
[]
[null,"Capital Costs"]
[]
[null,null,"Color Key"]
[]
[]
[null,"Design Plant Hydrogen Production (kg/day)",618936,"Capital costs for the design plant (baseline) are entered on this sheet. Use the Plant Scaling sheet to set scaling parameters for scaling up or down in size from the baseline plant. Enter the output kg/day for the plant you wish to analyze on the Input Sheet"]
[null,null,null,"Comments"]
[null,"Basis year for capital costs",{"$f":"BasisYear","v":2007}]
[null,"Enter current year for capital costs",2007]
[null,{"$f":"\"CEPCI Inflator (\"&BasisYear&\" to \"&CurrentYear&\")\"","v":"CEPCI Inflator (2007 to 2007)"},{"$f":"VLOOKUP(CurrentYear,Tbl_PlantCostIndexes,2,FALSE)/VLOOKUP(BasisYear,Tbl_PlantCostIndexes,2,FALSE)","v":1},"The Chemical Engineering Plant Cost Index (CEPCI) is used to adjust the capital cost of the H2 Production facility from the basis year to the current year."]
[null,{"$f":"\"Consumer Price Inflator (\"&CurrentYear&\" to \"&ref_year&\")\"","v":"Consumer Price Inflator (2007 to 2016)"},{"$f":"VLOOKUP(ref_year,DeflatorTable,2,FALSE)/VLOOKUP(CurrentYear,DeflatorTable,2,FALSE)","v":1.1446359956438654},"The Consumer Price Inflator (CPI) is used to deflate all dollars from the current year to the Reference Year."]
[]
[null,{"$f":" \"CAPITAL INVESTMENT (Inputs REQUIRED in Basis Year, (\" & BasisYear & \") $)\"","v":"CAPITAL INVESTMENT (Inputs REQUIRED in Basis Year, (2007) $)"}]
[null,"Major pieces/systems of equipment",{"$f":"\"Baseline Uninstalled Costs $\"&BasisYear&\" Dollars\"","v":"Baseline Uninstalled Costs $2007 Dollars"},{"$f":"\"Baseline Uninstalled Costs $\"&ref_year&\" Dollars\"","v":"Baseline Uninstalled Costs $2016 Dollars"},"Installation Cost Factor","Baseline Installed Costs","Comments","Data Source"]
[null,"Coal handling",28007000,{"$f":"C16*CEPCIinflator*CPIinflator","v":32057820.329997741},1,{"$f":"D16*E16","v":32057820.329997741}]
[null,"Coal prep & feed",43459000,{"$f":"C17*CEPCIinflator*CPIinflator","v":49744735.734686747},1,{"$f":"D17*E17","v":49744735.734686747}]
[null,"Feedwater & misc. BOP systems",14703000,16829583.043951754,1,16829583.043951754]
[null,"GEE quench gasifier system",443870000,508069579.38644254,1,508069579.38644254]
[null,"Gas cleanup & piping",181909000,208219589.33157992,1,208219589.33157992]
[null,"Hydrogen PSA & Compressor",40538000,46401253.991411015,1,46401253.991411015]
[null,"HRSG Ducting Stack",20409000,23360876.035095651,1,23360876.035095651]
[null,"Steam Turbine Generator & Piping",26007000,29768548.338710006,1,29768548.338710006]
[null,"Cooling water system",13416000,15356436.517558098,1,15356436.517558098]
[null,"Ash Spent Sorbent Handling system",56864000,65088581.25629276,1,65088581.25629276]
[null,"Accessory electric plant",16131000,18464123.245731194,1,18464123.245731194]
[null,"Instrumentation & controls",17887000,20474104.05408182,1,20474104.05408182]
[null,"CO2 compressor & drying",29442000,33700372.983746685,1,33700372.983746685]
[null,"Total plant capital of transport",80430000,92063073.129636094,1,92063073.129636094]
[null,"Total plant capital of storage",50160000,57414941.541496292,1,57414941.541496292]
[null,"Capital fund for life-cycle CO2 monitoring costs",33000000,37772987.856247559,1,37772987.856247559]
[null,null,null,0,null,0]
[null,null,null,0,null,0]
[null,null,null,0,null,0]
[null,null,null,0,null,0]
[null,null,{"$f":"SUM(C16:C35)","v":1096232000},{"$f":"SUM(D16:D35)","v":1254786606.7766659},null,{"$f":"SUM(F16:F35)","v":1254786606.7766659}]

{"sheet":"Plant Scaling","index":6,"n_rows":29,"n_cols":10,"rows_kept":29,"cut":false,"hidden":false,"merged":[[7,3,7,5],[2,3,2,5],[4,3,4,5],[3,3,3,5],[6,3,6,5],[5,3,5,5]]}
[null,"leave this sheet as is for scaled costs"]
[null,"Plant Scaling Factors"]
[null,"Baseline Design Capacity (kg H2/day)",{"$f":"Baseline_Design_Capacity","v":618936},"Design capacity for original H2A case.  Imported from capital cost sheet"]
[null,"Scale Ratio",{"$f":"design_cap/Baseline_Design_Capacity","v":1},"Ratio of new design capacity (enter on Input Sheet) to the Baseline Design Capacity.  Used for linear scaling"]
[null,"Scale Factor",{"$f":"$G$29/Det_direct_cap","v":1},"Ratio of total scaled installed capital capital cost to total baseline installed capital costs.  Used for exponential scaling."]
[null,"Default Scaling Factor Exponent",0.6,"Scaling factor exponent used for scaling all capital equipment where an individual factor has not been entered below."]
[null,"Lower Limit for Scaling Capacity (kg H2/day)",235000,"http://www.chemicals-technology.com/projects/air-products-plant/\n\n"]
[null,"Upper Limit for Scaling Capacity (kg H2/day)",1000000,"http://hydrogen.pnl.gov/filedownloads/hydrogen/datasheets/hydrogen_production_capacity_by_state.xls\n"]
[]
[]
[null,{"$f":" \"CAPITAL INVESTMENT (Inputs REQUIRED in Reference Year, (\" & ref_year & \") $)\"","v":"CAPITAL INVESTMENT (Inputs REQUIRED in Reference Year, (2016) $)"}]
[null,"Major pieces/systems of equipment","Baseline Uninstalled Costs","Scaling Factor Exponent","Scaled Uninstalled Costs","Installation Cost Factor","Installed Cost (scaled)","Installed Cost (baseline)","Comments","Data Source"]
[null,{"$f":"'Capital Costs'!B16","v":"Coal handling"},{"$f":"'Capital Costs'!D16","v":32057820.329997741},null,{"$f":"IF($D13=\"\",$C13*Scale_Ratio^Scaling_Factor_Exponent,$C13*Scale_Ratio^$D13)","v":32057820.329997741},{"$f":"'Capital Costs'!E16","v":1},{"$f":"$E13*$F13","v":32057820.329997741},{"$f":"C13*F13","v":32057820.329997741}]
[null,{"$f":"'Capital Costs'!B17","v":"Coal prep & feed"},{"$f":"'Capital Costs'!D17","v":49744735.734686747},null,{"$f":"IF($D14=\"\",$C14*Scale_Ratio^Scaling_Factor_Exponent,$C14*Scale_Ratio^$D14)","v":49744735.734686747},{"$f":"'Capital Costs'!E17","v":1},{"$f":"$E14*$F14","v":49744735.734686747},{"$f":"C14*F14","v":49744735.734686747}]
[null,{"$f":"'Capital Costs'!B18","v":"Feedwater & misc. BOP systems"},{"$f":"'Capital Costs'!D18","v":16829583.043951754},null,16829583.043951754,{"$f":"'Capital Costs'!E18","v":1},16829583.043951754,16829583.043951754]
[null,{"$f":"'Capital Costs'!B19","v":"GEE quench gasifier system"},{"$f":"'Capital Costs'!D19","v":508069579.38644254},null,508069579.38644254,{"$f":"'Capital Costs'!E19","v":1},508069579.38644254,508069579.38644254]
[null,{"$f":"'Capital Costs'!B20","v":"Gas cleanup & piping"},{"$f":"'Capital Costs'!D20","v":208219589.33157992},null,208219589.33157992,{"$f":"'Capital Costs'!E20","v":1},208219589.33157992,208219589.33157992]
[null,{"$f":"'Capital Costs'!B21","v":"Hydrogen PSA & Compressor"},{"$f":"'Capital Costs'!D21","v":46401253.991411015},null,46401253.991411015,{"$f":"'Capital Costs'!E21","v":1},46401253.991411015,46401253.991411015]
[null,{"$f":"'Capital Costs'!B22","v":"HRSG Ducting Stack"},{"$f":"'Capital Costs'!D22","v":23360876.035095651},null,23360876.035095651,{"$f":"'Capital Costs'!E22","v":1},23360876.035095651,23360876.035095651]
[null,{"$f":"'Capital Costs'!B23","v":"Steam Turbine Generator & Piping"},{"$f":"'Capital Costs'!D23","v":29768548.338710006},null,29768548.338710006,{"$f":"'Capital Costs'!E23","v":1},29768548.338710006,29768548.338710006]
[null,{"$f":"'Capital Costs'!B24","v":"Cooling water system"},{"$f":"'Capital Costs'!D24","v":15356436.517558098},null,15356436.517558098,{"$f":"'Capital Costs'!E24","v":1},15356436.517558098,15356436.517558098]
[null,{"$f":"'Capital Costs'!B25","v":"Ash Spent Sorbent Handling system"},{"$f":"'Capital Costs'!D25","v":65088581.25629276},null,65088581.25629276,{"$f":"'Capital Costs'!E25","v":1},65088581.25629276,65088581.25629276]
[null,{"$f":"'Capital Costs'!B26","v":"Accessory electric plant"},{"$f":"'Capital Costs'!D26","v":18464123.245731194},null,18464123.245731194,{"$f":"'Capital Costs'!E26","v":1},18464123.245731194,18464123.245731194]
[null,{"$f":"'Capital Costs'!B27","v":"Instrumentation & controls"},{"$f":"'Capital Costs'!D27","v":20474104.05408182},null,20474104.05408182,{"$f":"'Capital Costs'!E27","v":1},20474104.05408182,20474104.05408182]
[null,{"$f":"'Capital Costs'!B28","v":"CO2 compressor & drying"},{"$f":"'Capital Costs'!D28","v":33700372.983746685},null,33700372.983746685,{"$f":"'Capital Costs'!E28","v":1},33700372.983746685,33700372.983746685]
[null,{"$f":"'Capital Costs'!B29","v":"Total plant capital of transport"},{"$f":"'Capital Costs'!D29","v":92063073.129636094},null,92063073.129636094,{"$f":"'Capital Costs'!E29","v":1},92063073.129636094,92063073.129636094]
[null,{"$f":"'Capital Costs'!B30","v":"Total plant capital of storage"},{"$f":"'Capital Costs'!D30","v":57414941.541496292},null,57414941.541496292,{"$f":"'Capital Costs'!E30","v":1},57414941.541496292,{"$f":"C27*F27","v":57414941.541496292}]
[null,{"$f":"'Capital Costs'!B31","v":"Capital fund for life-cycle CO2 monitoring costs"},{"$f":"'Capital Costs'!D31","v":37772987.856247559},null,37772987.856247559,{"$f":"'Capital Costs'!E31","v":1},37772987.856247559,37772987.856247559]
[null,"TOTALS (including scaling)",{"$f":"SUM(C13:C28)","v":1254786606.7766659},null,{"$f":"SUM(E13:E28)","v":1254786606.7766659},null,{"$f":"SUM(G13:G28)","v":1254786606.7766659},{"$f":"SUM(H13:H28)","v":1254786606.7766659}]

{"sheet":"Carbon Sequestration","index":7,"n_rows":107,"n_cols":11,"rows_kept":107,"cut":false,"hidden":false,"merged":[[30,7,30,8],[36,7,36,8],[29,4,29,5],[33,4,33,5],[44,1,44,5],[41,1,41,5],[38,1,38,5],[31,4,31,5],[39,4,39,5],[37,4,37,5],[36,4,36,5],[35,4,35,5],[34,4,34,5],[30,4,30,5],[35,7,35,8],[32,7,32,8],[32,4,32,5],[45,7,45,9],[37,7,37,8],[39,7,39,8],[34,7,34,8],[38,7,38,8],[33,7,33,8],[3,1,3,9],[4,1,4,9],[29,7,29,8],[20,7,20,8],[21,7,21,8],[25,3,25,5],[27,7,27,8],[19,7,19,10],[22,7,22,8],[20,3,20,5],[24,3,24,5],[23,7,23,8],[25,7,25,8],[24,7,24,8],[26,7,26,8],[46,4,46,5],[47,7,47,9],[44,7,44,9],[47,4,47,5],[40,7,40,8],[42,7,42,8],[46,7,46,9],[40,4,40,5],[45,4,45,5],[43,4,43,5]]}
[]
[null,"Carbon Sequestration"]
[]
[null,"Carbon Sequestration Calculation Information"]
[null,"Costs for carbon (CO2) compression, transport to the sequestration site and injection are calculated in this section.  Capital and operating costs for carbon capture are assumed to be included in the capital and operating costs for the production facility and are not included here.  For H2A analysis of hydrogen production processes, it is assumed that only carbon contained in the process feedstock can be captured.  Carbon contained in fuels such as natural gas used for steam generation (i.e., as a utility) cannot be captured.  Therefore, only CO2 emissions from feedstocks are shown below.  CO2 emissions from fuels used as utilities are included in the total emissions from the process shown on the Results sheet.  All feedstocks and utilities should be specified before completing this section.  See the QuickStart Guide for information on the derivation of the equations used in this section."]
[]
[null,"Table of Contents"]
[null,"Color Key"]
[]
[]
[null,"Use default values (checkboxes)"]
[]
[]
[]
[null,"Carbon Sequestration Input Values"]
[null,"Summary of Output Values"]
[null,"Carbon Sequestration Calculations"]
[]
[]
[null,"Carbon Sequestration Information",null,null,null,null,null,"Summary of Output Values \n(CO2 Seq. costs are reported on Results Tab as part of total H2 Production cost)"]
[null,"CO2 Produced from Feedstock (metric tons CO2/year)",{"$f":"Feed_CO2_MTpY","v":4605900},"CO2 emissions are based on the carbon content of the feed.  See the Physical Properties Table for specific values",null,null,null,"Capital Costs"]
[null,"CO2 Produced from Feedstock (kg CO2/kg H2)",{"$f":"Feed_CO2_kgpkgH2","v":22.653394628210247},null,null,null,null,"CO2 Pipeline",null,{"$f":"SUM(C54:C57)","v":64062645.347150639}]
[null,"CO2 Mass Flowrate (metric tons/day)",{"$f":"Feed_CO2_MTpY/365*CO2_Capture_Efficiency","v":10959.942136772175},null,null,null,null,"CO2 Pumps",null,{"$f":"C71*0","v":0},"Modified to 0 to use publication compressor estimate input"]
[null,"CO2 Mass Flowrate (G metric tons/year)",{"$f":"CO2_flowrate*365/1000000","v":4.0003788799218434},null,null,null,null,"CO2 Other Equipment",null,{"$f":"SUM(C82:C83)*0","v":0}]
[null,"Electricity Cost ($/kWh)",{"$f":"HLOOKUP(startup_year,INDIRECT(TMP_PriceTable),MATCH(\"Industrial Electricity\",INDIRECT(Energy_Feed_List),0),FALSE)*VLOOKUP(\"kWh\",CC_feedconversion,2,FALSE)","v":6.9980611257164108E-2},"Price for industrial electricity in the startup year",null,null,null,"CO2 Storage (annualized)",null,{"$f":"SUM(C93:C95)","v":-17515509.123269252}]
[null,"Carbon Sequestration Electricity Usage (kWh/kg H2)",{"$f":"IF(C21=0,0,(pump_power)*cap_factor*24*365/output_kgyear)","v":0.1174794004345006},null,null,null,null,null,null,{"$f":"IF(CO2_Capture_Efficiency,SUM(J22:J25),0)","v":46547136.223881386},{"$f":"\"Total (\"&ref_year&\"$)\"","v":"Total (2016$)"}]
[null,null,null,null,null,null,null,"Approx. Uninstalled Equipment Cost",null,{"$f":"IF(CO2_inUse = \"To Use Carbon Sequestration Click 'Link to Detail Sheet' in the Input Sheet Capital Cost Section\",0,(J23+J24)/1.2+J25/1.5+J22)","v":52385639.264971137}]
[null,"Carbon Sequestration Input Values"]
[null,"Process Design Parameters"]
[null,"Carbon Capture Efficiency (%)",0.86853359385176498,null,"Set to 0 to turn off CCS",null,null,"Electrical Costs (annual cost)"]
[null,"CO2 capture process outlet pressure (psia)",135,null,"Inlet pressure for CO2 transport (pump suction pressure)",null,null,"CO2 Compressor",null,{"$f":"C74*0","v":0},"Modified to 0 to use publication compressor estimate input"]
[null,"Number of Pumps (H2 Production Site + Booster Pumps)",1,null,null,null,null,"CO2 Injection (Site and wells)",null,0]
[null,"Pump Efficiency",0.75,null,null,null,null,"CO2 Pipeline",null,0]
[null,"Pipeline Control System","Yes",null,null,null,null,null,null,{"$f":"SUM(J31:J33)","v":0},{"$f":"\"Total (\"&ref_year&\"$)\"","v":"Total (2016$)"}]
[null,"CO2 Surge Tank","Yes",null,null,null,null,"O&M (annual cost)"]
[null,"Pipeline length (miles)",100,null,null,null,null,"CO2 Capture Credit",null,{"$f":"-Feed_CO2_MTpY*CO2_Capture_Efficiency*CO2_credit","v":0}]
[null,"Pipeline Elevation Change (ft)",0,null,null,null,null,"CO2 Pipeline",null,{"$f":"+C61","v":693420.37890424987}]
[null,"Pipeline Nominal Diameter (in)",{"$f":"Pipe_Diameter(CO2_PipeLength,\n        C67, C66,\n        C37,\n        0.5,\n        CO2_flowrate,\n        CO2_Pipeline_Temp,\n        n_CO2_pumps)","v":12},null,null,null,null,"CO2 Pumps",null,{"$f":"C78*0","v":0},"Modified to 0 to use publication compressor estimate input"]
[null,"Process Conditions",null,null,null,null,null,"CO2 Other Equipment",null,{"$f":"C86","v":50012.418303476086}]
[null,"Pipeline Temperature (°F)",53,null,"Ground temperature",null,null,"CO2 Storage",null,{"$f":"SUM(C103:C107)","v":23531719.020484246}]
[null,"CO2 Density (kg/m3)",{"$f":"denPRCO2(0.00005,AVERAGE(C66:C67)/MPa_to_psi,CO2_Pipeline_Temp)","v":872.69847578320525},null,"PR Equation of state:  ρCO2 = denPRCO2(vCO2-init, Pave, TPipeline)",null,null,null,null,{"$f":"IF(CO2_Capture_Efficiency>0,SUM(J36:J40),0)","v":24275151.817691971},{"$f":"\"Total  (\"&ref_year&\"$)\"","v":"Total  (2016$)"}]
[null,"Other Considerations"]
[null,"CO2 capture credit ($/metric ton CO2 captured)",0,null,null,null,null,"Property tax and insurance",null,{"$f":"Det_CO2_seq*tax_ins_rate","v":930942.72447762778},{"$f":"+K41","v":"Total  (2016$)"}]
[null,"Operation and maintenance factor for equipment (pumps, etc.)",0.04]
[null,"Finance Parameters",null,null,null,null,null,"Carbon Sequestration Energy Charge ($/tonne CO2)",null,null,{"$f":"ROUND(CO2_eCostpY/(Feed_CO2_MTpY*CO2_Capture_Efficiency),1)","v":0}]
[null,"After Tax Real Capital Recovery Factor",{"$f":"(real_irr*(1+real_irr)^anal_period)/(((real_irr+1)^anal_period)-1)","v":8.8827433387272267E-2},null,null,null,null,"Carbon Sequestration O&M Charge ($/tonne CO2)",null,null,{"$f":"ROUND((Det_CO2_OandMcost+ CCS_tax_insurance)/(Feed_CO2_MTpY*CO2_Capture_Efficiency),1)","v":6.3}]
[null,"Real Present Value of Depreciation",{"$f":"INDEX(MACRS_Table,MATCH(\"NPV - Real IRR\",recovery_year,0),MATCH(depr_length,recovery_period,0))*(1+real_irr)","v":0.54674112188719604},null,null,null,null,"Approx Carbon Seq. Cap. Charge ($/tonne CO2)",null,null,{"$f":"ROUND((Det_CO2_seq+(-PV(nominal_irr,plant_life,C100)*(1+nominal_irr)))*CO2_cap_charge_rate/(Feed_CO2_MTpY*CO2_Capture_Efficiency),1)","v":10}]
[null,"Approx Capital Charge Rate",{"$f":"(CO2_cap_rec*(1-total_tax_rate*CO2_depr_factor))/(1-total_tax_rate)","v":0.10278298575655465},null,null,null,null,"Total transportation and storage cost (w/o capture)",null,null,{"$f":"SUM(K45:K47)","v":16.3}]
[]
[null,"Carbon Transport Calculations"]
[null,{"$f":"\"CO2 Pipeline Costs (\"&ref_year&\" USD)\"","v":"CO2 Pipeline Costs (2016 USD)"},null,"Units","Notes / References"]
[null,"Capital Costs "]
[null,"Adjustment factor (Natural Gas Pipeline -> CO2 Pipeline)",{"$f":"IF(CO2_PipeDia>20,1.25, IF(CO2_PipeDia>16,1.18,IF(CO2_PipeDia>12,1.12,1)))","v":1},null,"CCost_Type = a0 + L * (a1 * D2 + a2 * D + a3) based on NETL CO2 Transport Model which uses Parker (2004) UCD-ITS-RR-04-35  basis"]
[null,"Material Capital",{"$f":"(35000+CO2_PipeLength*(330.5*CO2_PipeDia^2+687*CO2_PipeDia+26960))*NG_to_CO2Pipeline*VLOOKUP(ref_year,Tbl_PlantCostIndexes,2)/VLOOKUP(2000,Tbl_PlantCostIndexes,2)","v":11428619.182948489},{"$f":"ref_year&\"$\"","v":"2016$"},"a0 = 35,000 $;   a1 = 330.5 $/mi-in2;   a2 = 687 $/mi-in;   a3 = 26,960 $/mi   (coefficient basis is 2000$)"]
[null,"Labor",{"$f":"(185000+CO2_PipeLength*(343*CO2_PipeDia^2+2074*CO2_PipeDia+170013))*NG_to_CO2Pipeline*VLOOKUP(ref_year,Tbl_labor_indexes,2)/VLOOKUP(2000,Tbl_labor_indexes,2)","v":32715846.957284953},{"$f":"ref_year&\"$\"","v":"2016$"},"a0 = 185,000 $;   a1 = 343 $/mi-in2;   a2 = 2,074 $/mi-in;   a3 = 170,013 $/mi   (coefficient basis is 2000$)"]
[null,"Right of Way and Damages",{"$f":"(40000+CO2_PipeLength*(0*CO2_PipeDia^2+577*CO2_PipeDia+29788))*NG_to_CO2Pipeline*(VLOOKUP(ref_year,DeflatorTable,2)/VLOOKUP(2000,DeflatorTable,2))","v":5049548.9222427132},{"$f":"ref_year&\"$\"","v":"2016$"},"a0 = 40,000 $;   a1 = 0 $/mi-in2;   a2 = 577 $/mi-in;   a3 = 29,788 $/mi   (coefficient basis is 2000$)"]
[null,"Miscellaneous (Surveying, engineering, supervision, etc.)",{"$f":"(95000+CO2_PipeLength*(0*CO2_PipeDia^2+8417*CO2_PipeDia+7324))*NG_to_CO2Pipeline*VLOOKUP(ref_year,DeflatorTable,2)/VLOOKUP(2000,DeflatorTable,2)","v":14868630.284674477},{"$f":"ref_year&\"$\"","v":"2016$"},"a0 = 95,000 $;   a1 = 0 $/mi-in2;   a2 = 8,417 $/mi-in;   a3 = 7,324 $/mi   (coefficient basis is 2000$)"]
[null,"Pipeline Capital Cost Per Mile",{"$f":"SUM(C54:C57)/CO2_PipeLength","v":640626.45347150636},{"$f":"ref_year&\"$/mile\"","v":"2016$/mile"}]
[]
[null,"O&M Costs"]
[null,"Pipeline cost of $5000/mi-yr",{"$f":"5000*CO2_PipeLength*(VLOOKUP(ref_year,Tbl_PlantCostIndexes,2)/VLOOKUP(1999,Tbl_PlantCostIndexes,2))","v":693420.37890424987},{"$f":"ref_year&\"$/year\"","v":"2016$/year"},"Based on NETL CO2 Transport Model which uses Bock (2003) basis. $5000/mi-yr is based in 1999$"]
[]
[]
[null,"CO2 Pump Costs"]
[null,"Capital Costs"]
[null,"Inlet Pressure",{"$f":"CO2_Pin_psia","v":135},"psia"]
[null,"Outlet Pressure",{"$f":"15*MPa_to_psi","v":2175.5700000000002},"psia"]
[null,"Pump Power",{"$f":"(1000*1000000*0.001/ (24*3600))*(CO2_flowrate/cap_factor*(C67-C66)/MPa_to_psi)/(C41*Pump_Eff)","v":3029.6762578053358},"kW","Wpump = ((1e3 kg/t * 1e6 Pa/MPa * 1e-3 kW/W)  / (24*3600 s/day))*qmax*dPpump/(ηpump*ρCO2)   from NETL CO2 Transport Model"]
[null,"Pump Fixed Cost ",{"$f":"70000*VLOOKUP(ref_year,Tbl_PlantCostIndexes,2)/VLOOKUP(2005,Tbl_PlantCostIndexes,2)","v":80988.893635198634},{"$f":"ref_year&\"$\"","v":"2016$"},"Fixed cost of $70,000 (2005$) from NETL CO2 Transport Model which uses McCollum & Ogden (2006) UCD-ITS-RR-06-14 basis"]
[null,"Pump Variable Cost",{"$f":"1110*C68*VLOOKUP(ref_year,Tbl_PlantCostIndexes,2)/VLOOKUP(2005,Tbl_PlantCostIndexes,2)","v":3890869.175623659},{"$f":"ref_year&\"$\"","v":"2016$"},"Cost of $1,110/kW (2005$) from NETL CO2 Transport Model which uses McCollum & Ogden (2006) UCD-ITS-RR-06-14 basis"]
[null,"Pump Capital Cost",{"$f":"SUM(C69:C70)","v":3971858.0692588575},{"$f":"ref_year&\"$\"","v":"2016$"},"Cpump = (Cpump_fix + Cpump_var * Wpump)"]
[]
[null,"Electricity Costs"]
[null,"Ecomp = elec cost*Wcomp*(capacity factor*24*365)*n_pumps",{"$f":"CO2_eCost*pump_power*cap_factor*24*365*n_CO2_pumps","v":1671554.6142741051},{"$f":"startup_year&\"$/year\"","v":"2015$/year"},"$/yr (start-up year electricity cost)"]
[null,"Electricity consumption",{"$f":"pump_power*cap_factor*24*365*n_CO2_pumps/output_kgyear","v":0.1174794004345006},"kWh/kg H2"]
[]
[null,"O&M Costs"]
[null,"(Total Other Equipment Cost) * O&M Factor",{"$f":"C71*CO2_MaintFactor","v":158874.32277035431},{"$f":"ref_year&\"$/year\"","v":"2016$/year"}]
[]
[null,"CO2 Other Equipment Costs"]
[null,"Capital Costs"]
[null,"CO2 Surge Tank",{"$f":"IF(C35=\"yes\",701600*(CO2_flowrate_GTpY/3.2)^Scaling_Factor_Exponent*(VLOOKUP(ref_year,Tbl_PlantCostIndexes,2)/VLOOKUP(2000,Tbl_PlantCostIndexes,2)),0)","v":1102586.4970374191},{"$f":"ref_year&\"$\"","v":"2016$"},"Based on NETL CO2 Transport Model which uses NETL (2010) DOE/NETL-2010/1447 basis. Original cost is in 2000$"]
[null,"Pipeline Process Control System",{"$f":"IF(C34=\"yes\",94000*(CO2_flowrate_GTpY/3.2)^Scaling_Factor_Exponent*(VLOOKUP(ref_year,Tbl_PlantCostIndexes,2)/VLOOKUP(2000,Tbl_PlantCostIndexes,2)),0)","v":147723.96054948316},{"$f":"ref_year&\"$\"","v":"2016$"},"Based on NETL CO2 Transport Model which uses NETL (2010) DOE/NETL-2010/1447 basis. Original cost is in 2000$"]
[]
[null,"O&M Costs"]
[null,"(Total Other Equipment Cost) * O&M Factor",{"$f":"SUM(C82:C83)*CO2_MaintFactor","v":50012.418303476086},{"$f":"ref_year&\"$/year\"","v":"2016$/year"}]
[]
[]
[null,"Carbon Storage (Saline) Calculations"]
[null,"CO2 Storage Cost Breakdown (2007 USD)",null,"Units","Notes / References"]
[null,"CEPC Inflation Adj: 2008->2005",{"$f":"VLOOKUP(2005,DeflatorTable,2)/VLOOKUP(2008,DeflatorTable,2)","v":0.92676070528967247}]
[null,{"$f":"\"Capital Costs by Stage (Annual Cost of \"&plant_life&\" year project in \"&ref_year&\"$)\"","v":"Capital Costs by Stage (Annual Cost of 30 year project in 2016$)"},null,null,"Based on NETL CO2 Saline Storage Cost Model -- P50 correlation determined (2008$) as function of CO2 flowrate for each stage of cost"]
[null,"Regional Evaluation",{"$f":"94000*VLOOKUP(ref_year,Tbl_labor_indexes,2)/VLOOKUP(2008,Tbl_labor_indexes,2)","v":109497.94871794869},{"$f":"ref_year&\"$\"","v":"2016$"}]
[null,"Site Characterization",{"$f":"(-16600*CO2_flowrate_GTpY^2+53500*CO2_flowrate_GTpY+20300)*1000*VLOOKUP(ref_year,Tbl_labor_indexes,2)/VLOOKUP(2008,Tbl_labor_indexes,2)","v":-36495488.735488735},{"$f":"ref_year&\"$\"","v":"2016$"}]
[null,"Permitting",{"$f":" (-400*CO2_flowrate_GTpY^2 + 2200*CO2_flowrate_GTpY + 13800)*1000*VLOOKUP(ref_year,Tbl_labor_indexes,2)/VLOOKUP(2008,Tbl_labor_indexes,2)","v":18870481.663501531},{"$f":"ref_year&\"$\"","v":"2016$"}]
[]
[null,"Ongoing Capital Expences"]
[null,"Operations",{"$f":"(-36000*CO2_flowrate_GTpY^2+224000*CO2_flowrate_GTpY+47000)*1000*(VLOOKUP(ref_year,Tbl_labor_indexes,2)/VLOOKUP(2008,Tbl_labor_indexes,2))/plant_life","v":14249323.217330333},{"$f":"ref_year&\"$/year\"","v":"2016$/year"}]
[null,"Post Injection Site Care & Site Closure",{"$f":"(-18000*CO2_flowrate_GTpY^2 + 183000*CO2_flowrate_GTpY+ 40000)*1000*(VLOOKUP(ref_year,Tbl_labor_indexes,2)/VLOOKUP(2008,Tbl_labor_indexes,2))/plant_life","v":18793838.607429523},{"$f":"ref_year&\"$/year\"","v":"2016$/year"}]
[null,"Total ongoing capital expenses",{"$f":"+IF(CO2_Capture_Efficiency,SUM(C98:C99),0)","v":33043161.824759856},{"$f":"ref_year&\"$/year\"","v":"2016$/year"}]
[]
[null,"Expense Costs by Stage"]
[null,"Regional Evaluation",{"$f":"0*(VLOOKUP(ref_year,Tbl_labor_indexes,2)/VLOOKUP(2008,Tbl_labor_indexes,2))","v":0},{"$f":"ref_year&\"$/year\"","v":"2016$/year"}]
[null,"Site Characterization",{"$f":"395000*(VLOOKUP(ref_year,Tbl_labor_indexes,2)/VLOOKUP(2008,Tbl_labor_indexes,2))/plant_life","v":15337.478632478629},{"$f":"ref_year&\"$/year\"","v":"2016$/year"}]
[null,"Permitting",{"$f":"100000*(VLOOKUP(ref_year,Tbl_labor_indexes,2)/VLOOKUP(2008,Tbl_labor_indexes,2))/plant_life","v":3882.905982905982},{"$f":"ref_year&\"$/year\"","v":"2016$/year"}]
[null,"Operations ",{"$f":" (-30000*CO2_flowrate_GTpY^2 + 143000*CO2_flowrate_GTpY + 41000)*1000*(VLOOKUP(ref_year,Tbl_labor_indexes,2)/VLOOKUP(2008,Tbl_labor_indexes,2))/plant_life","v":5162837.7695857473},{"$f":"ref_year&\"$/year\"","v":"2016$/year"}]
[null,"Post Injection Site Care & Site Closure",{"$f":"(111200*CO2_flowrate_GTpY+27733.33)*1000*(VLOOKUP(ref_year,Tbl_labor_indexes,2)/VLOOKUP(2008,Tbl_labor_indexes,2))/plant_life","v":18349660.866283115},{"$f":"ref_year&\"$/year\"","v":"2016$/year"}]

{"sheet":"Results","index":8,"n_rows":121,"n_cols":9,"rows_kept":121,"cut":false,"hidden":false,"merged":[[16,5,16,7],[22,5,22,7],[29,1,29,2],[51,1,51,2],[92,1,92,2],[107,1,107,2],[85,1,85,2],[58,1,58,2],[76,1,76,2],[77,1,77,2],[78,1,78,2],[79,1,79,2],[89,1,89,2],[87,1,87,2],[82,1,82,2],[83,1,83,2],[84,1,84,2],[88,1,88,2]]}
[]
[null,"Table of Contents"]
[null,"Specific Item Cost Calculation"]
[null,"Energy Data"]
[null,"Production Process Energy Efficiency"]
[null,"Upstream Energy Usage"]
[null,"Emissions Summary"]
[null,"Production Process GHG Emissions Summary"]
[null,"Production Process GHG Emissions"]
[null,"Upstream GHG Emissions"]
[]
[null,"H2a Analysis Results"]
[]
[null,"COST RESULTS"]
[null,"Lang Factor",{"$f":"total_cap/(ProcEqpCap+IF(CO2_Capture_Efficiency>0,CCSEqpCap,0))","v":1.3519850413905863}]
[]
[null,"Specific Item Cost Calculation",null,null,null,{"$f":"IF(CO2_inUse = \"Carbon Sequestration\",\"Approximate Carbon Sequestration Costs*\",\"Carbon Sequestration is not included in this case\")","v":"Approximate Carbon Sequestration Costs*"}]
[null,"Cost Component","Cost Contribution ($/kg)","Percentage of H2 Cost",null,"Cost Component","Cost Contribution ($/ kg H2)","Cost Contribution ($/ tonne CO2 Sequestered)"]
[null,"Capital Costs",{"$f":"'Cash Flow Analysis'!D119","v":0.8571155062187229},{"$f":"'Cash Flow Analysis'!C119","v":0.408875998185599},null,"Capital Costs",{"$f":"IF(CO2_inUse = \"Carbon Sequestration\",ROUND((Det_CO2_seq+CO2_aprx_indCap)*CO2_cap_charge_rate/output_kgyear,2),\"\")","v":0.02},{"$f":"IF(CO2_inUse = \"Carbon Sequestration\",CO2_capptonneCO2,\"\")","v":10}]
[null,"Decommissioning Costs",{"$f":"'Cash Flow Analysis'!D120","v":7.8293879683621719E-3},{"$f":"'Cash Flow Analysis'!C120","v":3.7349094696339465E-3},null,"O&M Cost",{"$f":"IF(CO2_inUse = \"Carbon Sequestration\",ROUND(Det_CO2_OandMcost/output_kgyear,2),\"\")","v":0.12},{"$f":"IF(CO2_inUse = \"Carbon Sequestration\",CO2_OandMptonneCO2,\"\")","v":6.3}]
[null,"Fixed O&M",{"$f":"'Cash Flow Analysis'!D121","v":0.45559227155166593},{"$f":"'Cash Flow Analysis'!C121","v":0.21733447061077421},null,"Energy Cost",{"$f":"IF(CO2_inUse = \"Carbon Sequestration\",ROUND(CO2_eCostpY/output_kgyear,2),\"\")","v":0},{"$f":"IF(CO2_inUse = \"Carbon Sequestration\",CO2_energyptonneCO2,\"\")","v":0}]
[null,"Feedstock Costs",{"$f":"'Cash Flow Analysis'!D122","v":0.48092254303115106},{"$f":"'Cash Flow Analysis'!C122","v":0.22941795289565048},null,"Total",{"$f":"SUM(G19:G21)","v":0.13999999999999999},{"$f":"SUM(H19:H21)","v":16.3}]
[null,"Other Raw Material Costs",{"$f":"'Cash Flow Analysis'!D123","v":8.0066254969842522E-3},{"$f":"'Cash Flow Analysis'!C123","v":3.8194583675427067E-3},null,"*Carbon sequestration costs presented in this table do not include carbon capture capital and operating costs."]
[null,"Byproduct Credits",{"$f":"'Cash Flow Analysis'!D124","v":0},{"$f":"'Cash Flow Analysis'!C124","v":0}]
[null,"Other Variable Costs (including utilities)",{"$f":"'Cash Flow Analysis'!D125","v":0.28680615426802819},{"$f":"'Cash Flow Analysis'!C125","v":0.13681721047079956}]
[null,"Total",{"$f":"SUM(C19:C25)","v":2.0962724885349142}]
[]
[null,"ENERGY"]
[]
[null,"Energy Data"]
[null,"Feedstock","Energy Input (GJ/kg H2)","Energy Input (kWh/kg H2)","LHV (GJ/usage unit)","Usage (/kg H2)","Unit","Unit System Conversion Factor","Real levelized cost"]
[null,{"$f":"IF('Cash Flow Analysis'!$B$131=0,\"\",'Cash Flow Analysis'!$B$131)","v":"Electric Utility Steam Coal"},{"$f":"IF($B$32=\"\",\"\",$E$32*$F$32*$H$32)","v":0.22046482848084617},{"$f":"IF($B32=\"\",\"\",$C32*1000*MJ_to_kWh)","v":61.240230133568382},{"$f":"IF($B$32<>\"\",VLOOKUP($B$32,MASTER_PROPERTY_TABLE,MATCH(\"H2A LHV (GJ/ H2A usage input unit)\",key_MPTable,0),FALSE),\"\")","v":2.2735034516249999E-2},{"$f":"IF('Cash Flow Analysis'!$B$133=\"\",\"\",'Cash Flow Analysis'!$B$133)","v":9.6971406981268338},{"$f":"IF($B$32<>\"\",VLOOKUP($B$32,MASTER_PROPERTY_TABLE,MATCH(\"H2A Usage Input Unit/ kg H2\",key_MPTable,0),FALSE),\"\")","v":"kg"},{"$f":"IF($B32=\"\",\"\",IF(VLOOKUP($B32,MASTER_PROPERTY_TABLE,MATCH(\"Unit System\",key_MPTable,0),FALSE)=\"English\",mmBTU_to_GJ,1))","v":1},{"$f":"+'Cash Flow Analysis'!$B$233","v":5.2475186406653537E-2}]
[null,{"$f":"IF('Cash Flow Analysis'!$C$131=0,\"\",'Cash Flow Analysis'!$C$131)","v":""},{"$f":"IF($B$33=\"\",\"\",$E$33*$F$33*$H$33)","v":""},{"$f":"IF($B33=\"\",\"\",$C33*1000*MJ_to_kWh)","v":""},{"$f":"IF($B$33<>\"\",VLOOKUP($B$33,MASTER_PROPERTY_TABLE,MATCH(\"H2A LHV (GJ/ H2A usage input unit)\",key_MPTable,0),FALSE),\"\")","v":""},{"$f":"IF('Cash Flow Analysis'!$C$133=\"\",\"\",'Cash Flow Analysis'!$C$133)","v":""},{"$f":"IF($B$33<>\"\",VLOOKUP($B$33,MASTER_PROPERTY_TABLE,MATCH(\"H2A Usage Input Unit/ kg H2\",key_MPTable,0),FALSE),\"\")","v":""},{"$f":"IF($B$33=\"\",\"\",IF(VLOOKUP($B$33,MASTER_PROPERTY_TABLE,MATCH(\"Unit System\",key_MPTable,0),FALSE)=\"English\",mmBTU_to_GJ,1))","v":""},{"$f":"+'Cash Flow Analysis'!$C$233","v":""}]
[null,{"$f":"IF('Cash Flow Analysis'!$D$131=0,\"\",'Cash Flow Analysis'!$D$131)","v":""},{"$f":"IF($B$34=\"\",\"\",$E$34*$F$34*$H$34)","v":""},{"$f":"IF($B34=\"\",\"\",$C34*1000*MJ_to_kWh)","v":""},{"$f":"IF($B$34<>\"\",VLOOKUP($B$34,MASTER_PROPERTY_TABLE,MATCH(\"H2A LHV (GJ/ H2A usage input unit)\",key_MPTable,0),FALSE),\"\")","v":""},{"$f":"IF('Cash Flow Analysis'!$D$133=\"\",\"\",'Cash Flow Analysis'!$D$133)","v":""},{"$f":"IF($B$34<>\"\",VLOOKUP($B$34,MASTER_PROPERTY_TABLE,MATCH(\"H2A Usage Input Unit/ kg H2\",key_MPTable,0),FALSE),\"\")","v":""},{"$f":"IF($B$34=\"\",\"\",IF(VLOOKUP($B$34,MASTER_PROPERTY_TABLE,MATCH(\"Unit System\",key_MPTable,0),FALSE)=\"English\",mmBTU_to_GJ,1))","v":""},{"$f":"+'Cash Flow Analysis'!$D$233","v":""}]
[null,{"$f":"IF('Cash Flow Analysis'!$E$131=0,\"\",'Cash Flow Analysis'!$E$131)","v":""},{"$f":"IF($B$35=\"\",\"\",$E$35*$F$35*$H$35)","v":""},{"$f":"IF($B35=\"\",\"\",$C35*1000*MJ_to_kWh)","v":""},{"$f":"IF($B$35<>\"\",VLOOKUP($B$35,MASTER_PROPERTY_TABLE,MATCH(\"H2A LHV (GJ/ H2A usage input unit)\",key_MPTable,0),FALSE),\"\")","v":""},{"$f":"IF('Cash Flow Analysis'!$E$133=\"\",\"\",'Cash Flow Analysis'!$E$133)","v":""},{"$f":"IF($B$35<>\"\",VLOOKUP($B$35,MASTER_PROPERTY_TABLE,MATCH(\"H2A Usage Input Unit/ kg H2\",key_MPTable,0),FALSE),\"\")","v":""},{"$f":"IF($B$35=\"\",\"\",IF(VLOOKUP($B$35,MASTER_PROPERTY_TABLE,MATCH(\"Unit System\",key_MPTable,0),FALSE)=\"English\",mmBTU_to_GJ,1))","v":""},{"$f":"+'Cash Flow Analysis'!$E$233","v":""}]
[null,"Utility"]
[null,{"$f":"IF('Cash Flow Analysis'!$F$131=0,\"\",'Cash Flow Analysis'!$F$131)","v":"Industrial Electricity"},{"$f":"IF($B$37=\"\",\"\",$E$37*$F$37*$H$37)","v":4.9039512970646517E-3},{"$f":"IF($B37=\"\",\"\",$C37*1000*MJ_to_kWh)","v":1.3622086936290698},{"$f":"IF($B37<>\"\",VLOOKUP($B37,MASTER_PROPERTY_TABLE,MATCH(\"H2A LHV (GJ/ H2A usage input unit)\",key_MPTable,0),FALSE),\"\")","v":3.5999999999999995E-3},{"$f":"IF('Cash Flow Analysis'!$F$133=\"\",\"\",'Cash Flow Analysis'!$F$133)","v":1.36220869362907},{"$f":"IF($B$37<>\"\",VLOOKUP($B$37,MASTER_PROPERTY_TABLE,MATCH(\"H2A Usage Input Unit/ kg H2\",key_MPTable,0),FALSE),\"\")","v":"kWh"},{"$f":"IF($B$37=\"\",\"\",IF(VLOOKUP($B$37,MASTER_PROPERTY_TABLE,MATCH(\"Unit System\",key_MPTable,0),FALSE)=\"English\",mmBTU_to_GJ,1))","v":1},{"$f":"+'Cash Flow Analysis'!$F$233","v":7.8352102677591781E-2}]
[null,{"$f":"IF('Cash Flow Analysis'!$G$131=0,\"\",'Cash Flow Analysis'!$G$131)","v":""},{"$f":"IF($B$38=\"\",\"\",$E$38*$F$38*$H$38)","v":""},{"$f":"IF($B38=\"\",\"\",$C38*1000*MJ_to_kWh)","v":""},{"$f":"IF($B38<>\"\",VLOOKUP($B38,MASTER_PROPERTY_TABLE,MATCH(\"H2A LHV (GJ/ H2A usage input unit)\",key_MPTable,0),FALSE),\"\")","v":""},{"$f":"IF('Cash Flow Analysis'!$G$133=\"\",\"\",'Cash Flow Analysis'!$G$133)","v":""},{"$f":"IF($B$38<>\"\",VLOOKUP($B$38,MASTER_PROPERTY_TABLE,MATCH(\"H2A Usage Input Unit/ kg H2\",key_MPTable,0),FALSE),\"\")","v":""},{"$f":"IF($B$38=\"\",\"\",IF(VLOOKUP($B$38,MASTER_PROPERTY_TABLE,MATCH(\"Unit System\",key_MPTable,0),FALSE)=\"English\",mmBTU_to_GJ,1))","v":""},{"$f":"+'Cash Flow Analysis'!$G$233","v":""}]
[null,{"$f":"IF('Cash Flow Analysis'!$H$131=0,\"\",'Cash Flow Analysis'!$H$131)","v":""},{"$f":"IF($B$39=\"\",\"\",$E$39*$F$39*$H$39)","v":""},{"$f":"IF($B39=\"\",\"\",$C39*1000*MJ_to_kWh)","v":""},{"$f":"IF($B39<>\"\",VLOOKUP($B39,MASTER_PROPERTY_TABLE,MATCH(\"H2A LHV (GJ/ H2A usage input unit)\",key_MPTable,0),FALSE),\"\")","v":""},{"$f":"IF('Cash Flow Analysis'!$H$133=\"\",\"\",'Cash Flow Analysis'!$H$133)","v":""},{"$f":"IF($B$39<>\"\",VLOOKUP($B$39,MASTER_PROPERTY_TABLE,MATCH(\"H2A Usage Input Unit/ kg H2\",key_MPTable,0),FALSE),\"\")","v":""},{"$f":"IF($B$39=\"\",\"\",IF(VLOOKUP($B$39,MASTER_PROPERTY_TABLE,MATCH(\"Unit System\",key_MPTable,0),FALSE)=\"English\",mmBTU_to_GJ,1))","v":""},{"$f":"+'Cash Flow Analysis'!$H$233","v":""}]
[null,{"$f":"IF('Cash Flow Analysis'!$I$131=0,\"\",'Cash Flow Analysis'!$I$131)","v":""},{"$f":"IF($B$40=\"\",\"\",$E$40*$F$40*$H$40)","v":""},{"$f":"IF($B40=\"\",\"\",$C40*1000*MJ_to_kWh)","v":""},{"$f":"IF($B40<>\"\",VLOOKUP($B40,MASTER_PROPERTY_TABLE,MATCH(\"H2A LHV (GJ/ H2A usage input unit)\",key_MPTable,0),FALSE),\"\")","v":""},{"$f":"IF('Cash Flow Analysis'!$I$133=\"\",\"\",'Cash Flow Analysis'!$I$133)","v":""},{"$f":"IF($B$40<>\"\",VLOOKUP($B$40,MASTER_PROPERTY_TABLE,MATCH(\"H2A Usage Input Unit/ kg H2\",key_MPTable,0),FALSE),\"\")","v":""},{"$f":"IF($B$40=\"\",\"\",IF(VLOOKUP($B$40,MASTER_PROPERTY_TABLE,MATCH(\"Unit System\",key_MPTable,0),FALSE)=\"English\",mmBTU_to_GJ,1))","v":""},{"$f":"+'Cash Flow Analysis'!$I$233","v":""}]
[null,"Carbon Sequestration"]
[null,{"$f":"IF('Cash Flow Analysis'!$J$131=0,\"\",'Cash Flow Analysis'!$J$131)","v":"Industrial Electricity"},{"$f":"IF($B$42=\"\",\"\",$E$42*$F$42*$H$42)","v":4.2292584156420211E-4},{"$f":"IF($B42=\"\",\"\",$C42*1000*MJ_to_kWh)","v":0.11747940043450059},{"$f":"IF($B42<>\"\",VLOOKUP($B42,MASTER_PROPERTY_TABLE,MATCH(\"H2A LHV (GJ/ H2A usage input unit)\",key_MPTable,0),FALSE),\"\")","v":3.5999999999999995E-3},{"$f":"CO2_CashFlow_eUse","v":0.1174794004345006},{"$f":"IF($B$42<>\"\",VLOOKUP($B$42,MASTER_PROPERTY_TABLE,MATCH(\"H2A Usage Input Unit/ kg H2\",key_MPTable,0),FALSE),\"\")","v":"kWh"},{"$f":"IF($B42=\"\",\"\",IF(VLOOKUP($B42,MASTER_PROPERTY_TABLE,MATCH(\"Unit System\",key_MPTable,0),FALSE)=\"English\",mmBTU_to_GJ,1))","v":1}]
[null,null,"Energy Output (GJ/kg H2)","Energy Output (kWh/kg H2)","LHV (GJ/usage unit)","Production (/kg H2)","Unit","Unit System Conversion Factor"]
[null,"Hydrogen (1 kg)",{"$f":"kgH2_to_GJ","v":0.12021163829516093},{"$f":"IF($B44=\"\",\"\",$C44*1000*MJ_to_kWh)","v":33.392121748655818},{"$f":"kgH2_to_GJ","v":0.12021163829516093},1,"kg",1]
[]
[null,"Byproducts"]
[null,{"$f":"IF('Cash Flow Analysis'!$K$131=0,\"\",'Cash Flow Analysis'!$K$131)","v":""},{"$f":"IF($B$47=\"\",\"\",$E$47*$F$47*$H$47)","v":""},{"$f":"IF($B47=\"\",\"\",$C47*1000*MJ_to_kWh)","v":""},{"$f":"IF($B47<>\"\",VLOOKUP($B47,MASTER_PROPERTY_TABLE,MATCH(\"H2A LHV (GJ/ H2A usage input unit)\",key_MPTable,0),FALSE),\"\")","v":""},{"$f":"IF('Cash Flow Analysis'!$K$133=\"\",\"\",'Cash Flow Analysis'!$K$133)","v":""},{"$f":"IF($B$47<>\"\",VLOOKUP($B$47,MASTER_PROPERTY_TABLE,MATCH(\"H2A Usage Input Unit/ kg H2\",key_MPTable,0),FALSE),\"\")","v":""},{"$f":"IF($B$47=\"\",\"\",IF(VLOOKUP($B$47,MASTER_PROPERTY_TABLE,MATCH(\"Unit System\",key_MPTable,0),FALSE)=\"English\",mmBTU_to_GJ,1))","v":""},{"$f":"+'Cash Flow Analysis'!$K$233","v":""}]
[null,{"$f":"IF('Cash Flow Analysis'!$L$131=0,\"\",'Cash Flow Analysis'!$L$131)","v":""},{"$f":"IF($B$48=\"\",\"\",$E$48*$F$48*$H$48)","v":""},{"$f":"IF($B48=\"\",\"\",$C48*1000*MJ_to_kWh)","v":""},{"$f":"IF($B48<>\"\",VLOOKUP($B48,MASTER_PROPERTY_TABLE,MATCH(\"H2A LHV (GJ/ H2A usage input unit)\",key_MPTable,0),FALSE),\"\")","v":""},{"$f":"IF('Cash Flow Analysis'!$L$133=\"\",\"\",'Cash Flow Analysis'!$L$133)","v":""},{"$f":"IF($B$48<>\"\",VLOOKUP($B$48,MASTER_PROPERTY_TABLE,MATCH(\"H2A Usage Input Unit/ kg H2\",key_MPTable,0),FALSE),\"\")","v":""},{"$f":"IF($B$48=\"\",\"\",IF(VLOOKUP($B$48,MASTER_PROPERTY_TABLE,MATCH(\"Unit System\",key_MPTable,0),FALSE)=\"English\",mmBTU_to_GJ,1))","v":""},{"$f":"+'Cash Flow Analysis'!$L$233","v":""}]
[null,{"$f":"IF('Cash Flow Analysis'!$M$131=0,\"\",'Cash Flow Analysis'!$M$131)","v":""},{"$f":"IF($B$49=\"\",\"\",$E$49*$F$49*$H$49)","v":""},{"$f":"IF($B49=\"\",\"\",$C49*1000*MJ_to_kWh)","v":""},{"$f":"IF($B49<>\"\",VLOOKUP($B49,MASTER_PROPERTY_TABLE,MATCH(\"H2A LHV (GJ/ H2A usage input unit)\",key_MPTable,0),FALSE),\"\")","v":""},{"$f":"IF('Cash Flow Analysis'!$M$133=\"\",\"\",'Cash Flow Analysis'!$M$133)","v":""},{"$f":"IF($B$49<>\"\",VLOOKUP($B$49,MASTER_PROPERTY_TABLE,MATCH(\"H2A Usage Input Unit/ kg H2\",key_MPTable,0),FALSE),\"\")","v":""},{"$f":"IF($B$49=\"\",\"\",IF(VLOOKUP($B$49,MASTER_PROPERTY_TABLE,MATCH(\"Unit System\",key_MPTable,0),FALSE)=\"English\",mmBTU_to_GJ,1))","v":""},{"$f":"+'Cash Flow Analysis'!$M$233","v":""}]
[null,{"$f":"IF('Cash Flow Analysis'!$N$131=0,\"\",'Cash Flow Analysis'!$N$131)","v":""},{"$f":"IF($B$50=\"\",\"\",$E$50*$F$50*$H$50)","v":""},{"$f":"IF($B50=\"\",\"\",$C50*1000*MJ_to_kWh)","v":""},{"$f":"IF($B50<>\"\",VLOOKUP($B50,MASTER_PROPERTY_TABLE,MATCH(\"H2A LHV (GJ/ H2A usage input unit)\",key_MPTable,0),FALSE),\"\")","v":""},{"$f":"IF('Cash Flow Analysis'!$N$133=\"\",\"\",'Cash Flow Analysis'!$N$133)","v":""},{"$f":"IF($B$50<>\"\",VLOOKUP($B$50,MASTER_PROPERTY_TABLE,MATCH(\"H2A Usage Input Unit/ kg H2\",key_MPTable,0),FALSE),\"\")","v":""},{"$f":"IF($B$50=\"\",\"\",IF(VLOOKUP($B$50,MASTER_PROPERTY_TABLE,MATCH(\"Unit System\",key_MPTable,0),FALSE)=\"English\",mmBTU_to_GJ,1))","v":""},{"$f":"+'Cash Flow Analysis'!$N$233","v":""}]
[]
[null,"Production Process Energy Efficiency",null,{"$f":"(C56+C57)/(C53+C54+C55)","v":0.53240059445652388}]
[null,"Feedstock energy input (GJ)/kg H2",{"$f":"SUM(C32:C35)","v":0.22046482848084617}]
[null,"Utility energy input (GJ/kg H2)",{"$f":"SUM(C37:C40)","v":4.9039512970646517E-3}]
[null,"Carbon sequestration energy input (GJ/kg H2)",{"$f":"IF(C42=\"\",0,C42)","v":4.2292584156420211E-4}]
[null,"Hydrogen energy output (GJ/kg)",{"$f":"C44","v":0.12021163829516093}]
[null,"Byproduct energy output (GJ/kg H2)",{"$f":"SUM(C47:C50)","v":0}]
[]
[null,"Upstream Energy Usage (GJ/kg H2)"]
[null,"Feedstock","Total Energy","Fossil Fuels","Petroleum"]
[null,{"$f":"B32","v":"Electric Utility Steam Coal"},{"$f":"IF($B61=\"\",\"\",$C32/1000000*VLOOKUP($B61,Tbl_Emissions,3,FALSE))","v":0.2253150547074248},{"$f":"IF($B61=\"\",\"\",$C32/1000000*VLOOKUP($B61,Tbl_Emissions,4,FALSE))","v":0.22509458987894393},{"$f":"IF($B61=\"\",\"\",$C32/1000000*VLOOKUP($B61,Tbl_Emissions,5,FALSE))","v":3.4238187863075411E-3}]
[null,{"$f":"B33","v":""},{"$f":"IF($B62=\"\",\"\",$C33/1000000*VLOOKUP($B62,Tbl_Emissions,3,FALSE))","v":""},{"$f":"IF($B62=\"\",\"\",$C33/1000000*VLOOKUP($B62,Tbl_Emissions,4,FALSE))","v":""},{"$f":"IF($B62=\"\",\"\",$C33/1000000*VLOOKUP($B62,Tbl_Emissions,5,FALSE))","v":""}]
[null,{"$f":"B34","v":""},{"$f":"IF($B63=\"\",\"\",$C34/1000000*VLOOKUP($B63,Tbl_Emissions,3,FALSE))","v":""},{"$f":"IF($B63=\"\",\"\",$C34/1000000*VLOOKUP($B63,Tbl_Emissions,4,FALSE))","v":""},{"$f":"IF($B63=\"\",\"\",$C34/1000000*VLOOKUP($B63,Tbl_Emissions,5,FALSE))","v":""}]
[null,{"$f":"B35","v":""},{"$f":"IF($B64=\"\",\"\",$C35/1000000*VLOOKUP($B64,Tbl_Emissions,3,FALSE))","v":""},{"$f":"IF($B64=\"\",\"\",$C35/1000000*VLOOKUP($B64,Tbl_Emissions,4,FALSE))","v":""},{"$f":"IF($B64=\"\",\"\",$C35/1000000*VLOOKUP($B64,Tbl_Emissions,5,FALSE))","v":""}]
[null,"Utility"]
[null,{"$f":"B37","v":"Industrial Electricity"},{"$f":"IF($B66=\"\",\"\",$C37/1000000*VLOOKUP($B66,Tbl_Emissions,3,FALSE))","v":8.8558354780277522E-3},{"$f":"IF($B66=\"\",\"\",$C37/1000000*VLOOKUP($B66,Tbl_Emissions,4,FALSE))","v":6.8270007699850043E-3},{"$f":"IF($B66=\"\",\"\",$C37/1000000*VLOOKUP($B66,Tbl_Emissions,5,FALSE))","v":1.120552871379273E-4}]
[null,{"$f":"B38","v":""},{"$f":"IF($B67=\"\",\"\",$C38/1000000*VLOOKUP($B67,Tbl_Emissions,3,FALSE))","v":""},{"$f":"IF($B67=\"\",\"\",$C38/1000000*VLOOKUP($B67,Tbl_Emissions,4,FALSE))","v":""},{"$f":"IF($B67=\"\",\"\",$C38/1000000*VLOOKUP($B67,Tbl_Emissions,5,FALSE))","v":""}]
[null,{"$f":"B39","v":""},{"$f":"IF($B68=\"\",\"\",$C39/1000000*VLOOKUP($B68,Tbl_Emissions,3,FALSE))","v":""},{"$f":"IF($B68=\"\",\"\",$C39/1000000*VLOOKUP($B68,Tbl_Emissions,4,FALSE))","v":""},{"$f":"IF($B68=\"\",\"\",$C39/1000000*VLOOKUP($B68,Tbl_Emissions,5,FALSE))","v":""}]
[null,{"$f":"B40","v":""},{"$f":"IF($B69=\"\",\"\",$C40/1000000*VLOOKUP($B69,Tbl_Emissions,3,FALSE))","v":""},{"$f":"IF($B69=\"\",\"\",$C40/1000000*VLOOKUP($B69,Tbl_Emissions,4,FALSE))","v":""},{"$f":"IF($B69=\"\",\"\",$C40/1000000*VLOOKUP($B69,Tbl_Emissions,5,FALSE))","v":""}]
[null,"Carbon Sequestration"]
[null,{"$f":"B42","v":"Industrial Electricity"},{"$f":"IF($B71=\"\",\"\",$C42/1000000*VLOOKUP($B71,Tbl_Emissions,3,FALSE))","v":7.6374365188758265E-4},{"$f":"IF($B71=\"\",\"\",$C42/1000000*VLOOKUP($B71,Tbl_Emissions,4,FALSE))","v":5.8877318943473559E-4},{"$f":"IF($B71=\"\",\"\",$C42/1000000*VLOOKUP($B71,Tbl_Emissions,5,FALSE))","v":9.6638554797420185E-6}]
[]
[]
[null,"EMISSIONS"]
[]
[null,"Emissions Summary",null,"CO2","CH4","N2O","Total GHG (CO2 eq)"]
[null,"Total upstream emissions (kg/kg H2) ",null,{"$f":"C121","v":1.1518537064138092},{"$f":"D121","v":3.2224467336634234E-2},{"$f":"E121","v":1.8700439261710607E-5},{"$f":"F121","v":1.9630381207296548}]
[null,"Total process emissions (kg/kg H2)",null,{"$f":"D89","v":2.9781603788285338},{"$f":"E89","v":0},{"$f":"F89","v":0},{"$f":"G89","v":2.9781603788285338}]
[]
[null,"Total well to pump emissions (kg/kg H2)",null,{"$f":"SUM(D77:D79)","v":4.130014085242343},{"$f":"SUM(E77:E79)","v":3.2224467336634234E-2},{"$f":"SUM(F77:F79)","v":1.8700439261710607E-5},{"$f":"SUM(G77:G79)","v":4.9411984995581886}]
[]
[null,"Production Process GHG Emissions Summary",null,"CO2","CH4","N2O","Total GHG (CO2 eq)"]
[null,"Total Process Pollutants Produced (kg /kg H2)",null,{"$f":"SUM(C95:C105)","v":22.653394628210247},{"$f":"SUM(D95:D105)","v":0},{"$f":"SUM(E95:E105)","v":0},{"$f":"SUM(F95:F105)","v":22.653394628210247}]
[null,"Total Process Pollutants Produced (metric tons/year)",null,{"$f":"ROUND(D83*output_kgyear/1000,-2)","v":4605900},{"$f":"ROUND(E83*output_kgyear/1000,-2)","v":0},{"$f":"ROUND(F83*output_kgyear/1000,-2)","v":0},{"$f":"ROUND(G83*output_kgyear/1000,-2)","v":4605900}]
[null,"Total Feedstock Pollutants Produced (kg /kg H2)",null,{"$f":"SUM(C95:C98)","v":22.653394628210247},{"$f":"SUM(D95:D98)","v":0},{"$f":"SUM(E95:E98)","v":0},{"$f":"SUM(F95:F98)","v":22.653394628210247}]
[null,"Total Feedstock Pollutants Produced (metric tons /year)",null,{"$f":"ROUND(D85*output_kgyear/1000,-2)","v":4605900},{"$f":"ROUND(E85*output_kgyear/1000,-2)","v":0},{"$f":"ROUND(F85*output_kgyear/1000,-2)","v":0},{"$f":"ROUND(G85*output_kgyear/1000,-2)","v":4605900}]
[null,"CO2 Captured (kg/kg H2)*",null,{"$f":"IF(CO2_CashFlow_eUse>0,D85*CO2_Capture_Efficiency,0)","v":19.675234249381713}]
[null,"CO2 Captured (metric tons/year)*",null,{"$f":"ROUND(D87*output_kgyear/1000,-2)","v":4000400}]
[null,"Total Process Emissions (kg/kg H2)",null,{"$f":"D83-D87","v":2.9781603788285338},{"$f":"E83-E87","v":0},{"$f":"F83-F87","v":0},{"$f":"D89*GHG_CO2_factor + E89*GHG_CH4_factor + F89*GHG_N2O_factor","v":2.9781603788285338}]
[null,"Total Process Emissions (metric tons/year)",null,{"$f":"ROUND(D89*output_kgyear/1000,-2)","v":605500},{"$f":"ROUND(E89*output_kgyear/1000,-2)","v":0},{"$f":"ROUND(F89*output_kgyear/1000,-2)","v":0},{"$f":"ROUND(G89*output_kgyear/1000,-2)","v":605500}]
[null,"*Carbon sequestration values are only calculated if the detailed Carbon Sequestration sheet is used."]
[]
[null,"Production Process GHG Emissions (/kg H2)"]
[null,"Feedstock","CO2","CH4","N2O","Total GHG (CO2 eq)"]
[null,{"$f":"B32","v":"Electric Utility Steam Coal"},{"$f":"IF($B95=\"\",\"\",VLOOKUP($B95,MASTER_PROPERTY_TABLE,MATCH(\"CO2 Emissions Factor (kg CO2 produced/GJ feed)\",key_MPTable,0),FALSE)*$E32*$F32)","v":22.653394628210247},{"$f":"IF($B95=\"\",\"\",VLOOKUP($B95,MASTER_PROPERTY_TABLE,MATCH(\"CH4 Emissions Factor (kg CH4 produced/GJ or mmBtu feed)\",key_MPTable,0),FALSE)*$E32*$F32)","v":0},{"$f":"IF($B95=\"\",\"\",VLOOKUP($B95,MASTER_PROPERTY_TABLE,MATCH(\"N2O Emissions Factor (kg N2O produced/GJ or mmBtu feed)\",key_MPTable,0),FALSE)*$E32*$F32)","v":0},{"$f":"IF($B95=\"\",\"\",$C95*GHG_CO2_factor+$D95*GHG_CH4_factor+$E95*GHG_N2O_factor)","v":22.653394628210247}]
[null,{"$f":"B33","v":""},{"$f":"IF($B96=\"\",\"\",VLOOKUP($B96,MASTER_PROPERTY_TABLE,MATCH(\"CO2 Emissions Factor (kg CO2 produced/GJ feed)\",key_MPTable,0),FALSE)*$E33*$F33)","v":""},{"$f":"IF($B96=\"\",\"\",VLOOKUP($B96,MASTER_PROPERTY_TABLE,MATCH(\"CH4 Emissions Factor (kg CH4 produced/GJ or mmBtu feed)\",key_MPTable,0),FALSE)*$E33*$F33)","v":""},{"$f":"IF($B96=\"\",\"\",VLOOKUP($B96,MASTER_PROPERTY_TABLE,MATCH(\"N2O Emissions Factor (kg N2O produced/GJ or mmBtu feed)\",key_MPTable,0),FALSE)*$E33*$F33)","v":""},{"$f":"IF($B96=\"\",\"\",$C96*GHG_CO2_factor+$D96*GHG_CH4_factor+$E96*GHG_N2O_factor)","v":""}]
[null,{"$f":"B34","v":""},{"$f":"IF($B97=\"\",\"\",VLOOKUP($B97,MASTER_PROPERTY_TABLE,MATCH(\"CO2 Emissions Factor (kg CO2 produced/GJ feed)\",key_MPTable,0),FALSE)*$E34*$F34)","v":""},{"$f":"IF($B97=\"\",\"\",VLOOKUP($B97,MASTER_PROPERTY_TABLE,MATCH(\"CH4 Emissions Factor (kg CH4 produced/GJ or mmBtu feed)\",key_MPTable,0),FALSE)*$E34*$F34)","v":""},{"$f":"IF($B97=\"\",\"\",VLOOKUP($B97,MASTER_PROPERTY_TABLE,MATCH(\"N2O Emissions Factor (kg N2O produced/GJ or mmBtu feed)\",key_MPTable,0),FALSE)*$E34*$F34)","v":""},{"$f":"IF($B97=\"\",\"\",$C97*GHG_CO2_factor+$D97*GHG_CH4_factor+$E97*GHG_N2O_factor)","v":""}]
[null,{"$f":"B35","v":""},{"$f":"IF($B98=\"\",\"\",VLOOKUP($B98,MASTER_PROPERTY_TABLE,MATCH(\"CO2 Emissions Factor (kg CO2 produced/GJ feed)\",key_MPTable,0),FALSE)*$E35*$F35)","v":""},{"$f":"IF($B98=\"\",\"\",VLOOKUP($B98,MASTER_PROPERTY_TABLE,MATCH(\"CH4 Emissions Factor (kg CH4 produced/GJ or mmBtu feed)\",key_MPTable,0),FALSE)*$E35*$F35)","v":""},{"$f":"IF($B98=\"\",\"\",VLOOKUP($B98,MASTER_PROPERTY_TABLE,MATCH(\"N2O Emissions Factor (kg N2O produced/GJ or mmBtu feed)\",key_MPTable,0),FALSE)*$E35*$F35)","v":""},{"$f":"IF($B98=\"\",\"\",$C98*GHG_CO2_factor+$D98*GHG_CH4_factor+$E98*GHG_N2O_factor)","v":""}]
[null,"Utility"]
[null,{"$f":"B37","v":"Industrial Electricity"},{"$f":"IF($B100=\"\",\"\",VLOOKUP($B100,MASTER_PROPERTY_TABLE,MATCH(\"CO2 Emissions Factor (kg CO2 produced/GJ feed)\",key_MPTable,0),FALSE)*$E37*$F37)","v":0},{"$f":"IF($B100=\"\",\"\",VLOOKUP($B100,MASTER_PROPERTY_TABLE,MATCH(\"CH4 Emissions Factor (kg CH4 produced/GJ or mmBtu feed)\",key_MPTable,0),FALSE)*$E37*$F37)","v":0},{"$f":"IF($B100=\"\",\"\",VLOOKUP($B100,MASTER_PROPERTY_TABLE,MATCH(\"N2O Emissions Factor (kg N2O produced/GJ or mmBtu feed)\",key_MPTable,0),FALSE)*$E37*$F37)","v":0},{"$f":"IF($B100=\"\",\"\",$C100*GHG_CO2_factor+$D100*GHG_CH4_factor+$E100*GHG_N2O_factor)","v":0}]
[null,{"$f":"B38","v":""},{"$f":"IF($B101=\"\",\"\",VLOOKUP($B101,MASTER_PROPERTY_TABLE,MATCH(\"CO2 Emissions Factor (kg CO2 produced/GJ feed)\",key_MPTable,0),FALSE)*$E38*$F38)","v":""},{"$f":"IF($B101=\"\",\"\",VLOOKUP($B101,MASTER_PROPERTY_TABLE,MATCH(\"CH4 Emissions Factor (kg CH4 produced/GJ or mmBtu feed)\",key_MPTable,0),FALSE)*$E38*$F38)","v":""},{"$f":"IF($B101=\"\",\"\",VLOOKUP($B101,MASTER_PROPERTY_TABLE,MATCH(\"N2O Emissions Factor (kg N2O produced/GJ or mmBtu feed)\",key_MPTable,0),FALSE)*$E38*$F38)","v":""},{"$f":"IF($B101=\"\",\"\",$C101*GHG_CO2_factor+$D101*GHG_CH4_factor+$E101*GHG_N2O_factor)","v":""}]
[null,{"$f":"B39","v":""},{"$f":"IF($B102=\"\",\"\",VLOOKUP($B102,MASTER_PROPERTY_TABLE,MATCH(\"CO2 Emissions Factor (kg CO2 produced/GJ feed)\",key_MPTable,0),FALSE)*$E39*$F39)","v":""},{"$f":"IF($B102=\"\",\"\",VLOOKUP($B102,MASTER_PROPERTY_TABLE,MATCH(\"CH4 Emissions Factor (kg CH4 produced/GJ or mmBtu feed)\",key_MPTable,0),FALSE)*$E39*$F39)","v":""},{"$f":"IF($B102=\"\",\"\",VLOOKUP($B102,MASTER_PROPERTY_TABLE,MATCH(\"N2O Emissions Factor (kg N2O produced/GJ or mmBtu feed)\",key_MPTable,0),FALSE)*$E39*$F39)","v":""},{"$f":"IF($B102=\"\",\"\",$C102*GHG_CO2_factor+$D102*GHG_CH4_factor+$E102*GHG_N2O_factor)","v":""}]
[null,{"$f":"B40","v":""},{"$f":"IF($B103=\"\",\"\",VLOOKUP($B103,MASTER_PROPERTY_TABLE,MATCH(\"CO2 Emissions Factor (kg CO2 produced/GJ feed)\",key_MPTable,0),FALSE)*$E40*$F40)","v":""},{"$f":"IF($B103=\"\",\"\",VLOOKUP($B103,MASTER_PROPERTY_TABLE,MATCH(\"CH4 Emissions Factor (kg CH4 produced/GJ or mmBtu feed)\",key_MPTable,0),FALSE)*$E40*$F40)","v":""},{"$f":"IF($B103=\"\",\"\",VLOOKUP($B103,MASTER_PROPERTY_TABLE,MATCH(\"N2O Emissions Factor (kg N2O produced/GJ or mmBtu feed)\",key_MPTable,0),FALSE)*$E40*$F40)","v":""},{"$f":"IF($B103=\"\",\"\",$C103*GHG_CO2_factor+$D103*GHG_CH4_factor+$E103*GHG_N2O_factor)","v":""}]
[null,"Carbon Sequestration"]
[null,{"$f":"B42","v":"Industrial Electricity"},{"$f":"IF($B105=\"\",\"\",VLOOKUP($B105,MASTER_PROPERTY_TABLE,MATCH(\"CO2 Emissions Factor (kg CO2 produced/GJ feed)\",key_MPTable,0),FALSE)*$E42*$F42)","v":0},{"$f":"IF($B105=\"\",\"\",VLOOKUP($B105,MASTER_PROPERTY_TABLE,MATCH(\"CH4 Emissions Factor (kg CH4 produced/GJ or mmBtu feed)\",key_MPTable,0),FALSE)*$E42*$F42)","v":0},{"$f":"IF($B105=\"\",\"\",VLOOKUP($B105,MASTER_PROPERTY_TABLE,MATCH(\"N2O Emissions Factor (kg N2O produced/GJ or mmBtu feed)\",key_MPTable,0),FALSE)*$E42*$F42)","v":0},{"$f":"IF($B105=\"\",\"\",$C105*GHG_CO2_factor+$D105*GHG_CH4_factor+$E105*GHG_N2O_factor)","v":0}]
[]
[]
[null,"Upstream GHG Emissions (kg/kg H2) based on GREET.NET 2017"]
[null,"Feedstock","CO2","CH4","N2O","Total GHG (CO2 eq)"]
[null,{"$f":"B32","v":"Electric Utility Steam Coal"},{"$f":"IF($B110=\"\",\"\",$C32*VLOOKUP($B110,Tbl_Emissions,6,FALSE))","v":0.38255371987751396},{"$f":"IF($B110=\"\",\"\",$C32*VLOOKUP($B110,Tbl_Emissions,7,FALSE))","v":3.1080283044589794E-2},{"$f":"IF($B110=\"\",\"\",$C32*VLOOKUP($B110,Tbl_Emissions,8,FALSE))","v":7.3747374825372867E-6},{"$f":"IF($B110=\"\",\"\",$C110*GHG_CO2_factor+$D110*GHG_CH4_factor+$E110*GHG_N2O_factor)","v":1.1617584677620547}]
[null,{"$f":"B33","v":""},{"$f":"IF($B111=\"\",\"\",$C33*VLOOKUP($B111,Tbl_Emissions,6,FALSE))","v":""},{"$f":"IF($B111=\"\",\"\",$C33*VLOOKUP($B111,Tbl_Emissions,7,FALSE))","v":""},{"$f":"IF($B111=\"\",\"\",$C33*VLOOKUP($B111,Tbl_Emissions,8,FALSE))","v":""},{"$f":"IF($B111=\"\",\"\",$C111*GHG_CO2_factor+$D111*GHG_CH4_factor+$E111*GHG_N2O_factor)","v":""}]
[null,{"$f":"B34","v":""},{"$f":"IF($B112=\"\",\"\",$C34*VLOOKUP($B112,Tbl_Emissions,6,FALSE))","v":""},{"$f":"IF($B112=\"\",\"\",$C34*VLOOKUP($B112,Tbl_Emissions,7,FALSE))","v":""},{"$f":"IF($B112=\"\",\"\",$C34*VLOOKUP($B112,Tbl_Emissions,8,FALSE))","v":""},{"$f":"IF($B112=\"\",\"\",$C112*GHG_CO2_factor+$D112*GHG_CH4_factor+$E112*GHG_N2O_factor)","v":""}]
[null,{"$f":"B35","v":""},{"$f":"IF($B113=\"\",\"\",$C35*VLOOKUP($B113,Tbl_Emissions,6,FALSE))","v":""},{"$f":"IF($B113=\"\",\"\",$C35*VLOOKUP($B113,Tbl_Emissions,7,FALSE))","v":""},{"$f":"IF($B113=\"\",\"\",$C35*VLOOKUP($B113,Tbl_Emissions,8,FALSE))","v":""},{"$f":"IF($B113=\"\",\"\",$C113*GHG_CO2_factor+$D113*GHG_CH4_factor+$E113*GHG_N2O_factor)","v":""}]
[null,"Utility"]
[null,{"$f":"B37","v":"Industrial Electricity"},{"$f":"IF($B115=\"\",\"\",$C37*VLOOKUP($B115,Tbl_Emissions,6,FALSE))","v":0.70822164067736693},{"$f":"IF($B115=\"\",\"\",$C37*VLOOKUP($B115,Tbl_Emissions,7,FALSE))","v":1.0533421171595888E-3},{"$f":"IF($B115=\"\",\"\",$C37*VLOOKUP($B115,Tbl_Emissions,8,FALSE))","v":1.042650102203046E-5},{"$f":"IF($B115=\"\",\"\",$C115*GHG_CO2_factor+$D115*GHG_CH4_factor+$E115*GHG_N2O_factor)","v":0.73766229091092173}]
[null,{"$f":"B38","v":""},{"$f":"IF($B116=\"\",\"\",$C38*VLOOKUP($B116,Tbl_Emissions,6,FALSE))","v":""},{"$f":"IF($B116=\"\",\"\",$C38*VLOOKUP($B116,Tbl_Emissions,7,FALSE))","v":""},{"$f":"IF($B116=\"\",\"\",$C38*VLOOKUP($B116,Tbl_Emissions,8,FALSE))","v":""},{"$f":"IF($B116=\"\",\"\",$C116*GHG_CO2_factor+$D116*GHG_CH4_factor+$E116*GHG_N2O_factor)","v":""}]
[null,{"$f":"B39","v":""},{"$f":"IF($B117=\"\",\"\",$C39*VLOOKUP($B117,Tbl_Emissions,6,FALSE))","v":""},{"$f":"IF($B117=\"\",\"\",$C39*VLOOKUP($B117,Tbl_Emissions,7,FALSE))","v":""},{"$f":"IF($B117=\"\",\"\",$C39*VLOOKUP($B117,Tbl_Emissions,8,FALSE))","v":""},{"$f":"IF($B117=\"\",\"\",$C117*GHG_CO2_factor+$D117*GHG_CH4_factor+$E117*GHG_N2O_factor)","v":""}]
[null,{"$f":"B40","v":""},{"$f":"IF($B118=\"\",\"\",$C40*VLOOKUP($B118,Tbl_Emissions,6,FALSE))","v":""},{"$f":"IF($B118=\"\",\"\",$C40*VLOOKUP($B118,Tbl_Emissions,7,FALSE))","v":""},{"$f":"IF($B118=\"\",\"\",$C40*VLOOKUP($B118,Tbl_Emissions,8,FALSE))","v":""},{"$f":"IF($B118=\"\",\"\",$C118*GHG_CO2_factor+$D118*GHG_CH4_factor+$E118*GHG_N2O_factor)","v":""}]
[null,"Carbon Sequestration"]
[null,{"$f":"B42","v":"Industrial Electricity"},{"$f":"IF($B120=\"\",\"\",$C42*VLOOKUP($B120,Tbl_Emissions,6,FALSE))","v":6.1078345858928407E-2},{"$f":"IF($B120=\"\",\"\",$C42*VLOOKUP($B120,Tbl_Emissions,7,FALSE))","v":9.0842174884850683E-5},{"$f":"IF($B120=\"\",\"\",$C42*VLOOKUP($B120,Tbl_Emissions,8,FALSE))","v":8.9920075714286005E-7},{"$f":"IF($B120=\"\",\"\",$C120*GHG_CO2_factor+$D120*GHG_CH4_factor+$E120*GHG_N2O_factor)","v":6.3617362056678256E-2}]
[null,"TOTAL",{"$f":"SUM(C110:C120)","v":1.1518537064138092},{"$f":"SUM(D110:D120)","v":3.2224467336634234E-2},{"$f":"SUM(E110:E120)","v":1.8700439261710607E-5},{"$f":"SUM(F110:F120)","v":1.9630381207296548}]

{"sheet":"Tornado Charts & Risk Analysis","index":9,"n_rows":2250,"n_cols":25,"rows_kept":2250,"cut":false,"hidden":false,"merged":[[11,15,11,16],[11,17,11,20],[10,1,10,2]]}
[]
[null,"Parameter","Nominal","Enter deviation % for lowering H2 cost","Enter deviation % for increasing H2 cost","Price-decreasing factor","Price-increasing factor","Price-decreasing value","Price-increasing value"]
[null,"Operating Capacity Factor",{"$f":"+cap_factor","v":0.9},0.05,0.05,{"$f":"1+D3","v":1.05},{"$f":"1-E3","v":0.95},{"$f":"+C3*F3","v":0.94500000000000006},{"$f":"+C3*G3","v":0.85499999999999998}]
[null,{"$f":"+Input_Sheet_Template!B26","v":"Plant Design Capacity (kg of H2/day)"},{"$f":"+design_cap","v":618936},0.05,0.05,{"$f":"1+D4","v":1.05},{"$f":"1-E4","v":0.95},649882.80000000005,587989.19999999995]
[null,"After-tax Real IRR",{"$f":"+real_irr","v":0.08},0.05,0.05,{"$f":"1-D5","v":0.95},{"$f":"1+E5","v":1.05},7.5999999999999998E-2,8.4000000000000005E-2]
[null,"Feedstock Consumption (% of baseline)",1,0.05,0.05,{"$f":"1-D6","v":0.95},{"$f":"1+E6","v":1.05},0.95,1.05]
[null,"Utilities Consumption (% of baseline)",1,0.05,0.05,{"$f":"1-D7","v":0.95},1.05,0.95,1.05]
[null,"Total Capital Investment",{"$f":"+total_cap","v":1767277323.1692281},0.05,0.05,{"$f":"1-D8","v":0.95},1.05,1678913457.0107665,1855641189.3276896]
[null,"Total Fixed Operating Cost",{"$f":"+fixed","v":91669007.478598267},0.05,0.05,{"$f":"1-D9","v":0.95},1.05,87085557.104668349,96252457.852528185]
[]
[null,"Run Risk Analysis (note: Risk analysis could take ~5 min to run)?",null,"Yes",{"$f":"IF(RunRiskAnalysis=\"Yes\",\"          Please click Update Charts and Risk Analysis button before using results below\",\"\")","v":"          Please click Update Charts and Risk Analysis button before using results below"}]
[null,null,null,null,null,null,null,null,null,null,null,null,null,null,null,"Risk variable to plot",null,"Cost of hydrogen ($/kg)"]
[null,null,null,null,null,null,null,null,null,null,null,null,null,null,null,null,null,null,null,null,null,"Percentile","Value"]
[null,null,null,null,null,null,null,null,null,null,null,null,null,null,null,null,null,null,null,null,null,0,{"$f":"+MIN(OFFSET($B$251:$B$2250,0,$C$194))*$C$198","v":1.9566029705187911}]
[null,null,null,null,null,null,null,null,null,null,null,null,null,null,null,null,null,null,null,null,null,0.05,{"$f":"+PERCENTILE(OFFSET($B$251:$B$2250,0,$C$194),V15)*$C$198","v":2.0209131463212837}]
[null,null,null,null,null,null,null,null,null,null,null,null,null,null,null,null,null,null,null,null,null,{"$f":"+V15+0.05","v":0.1},2.0353342659573572]
[null,null,null,null,null,null,null,null,null,null,null,null,null,null,null,null,null,null,null,null,null,0.15000000000000002,2.0442372966773634]
[null,null,null,null,null,null,null,null,null,null,null,null,null,null,null,null,null,null,null,null,null,0.2,2.0533676307050444]
[null,null,null,null,null,null,null,null,null,null,null,null,null,null,null,null,null,null,null,null,null,0.25,2.0611943421755967]
[null,null,null,null,null,null,null,null,null,null,null,null,null,null,null,null,null,null,null,null,null,0.3,2.0684098983486829]
[null,null,null,null,null,null,null,null,null,null,null,null,null,null,null,null,null,null,null,null,null,0.35,2.0745245193108484]
[null,null,null,null,null,null,null,null,null,null,null,null,null,null,null,null,null,null,null,null,null,0.39999999999999997,2.0811502101805797]
[null,null,null,null,null,null,null,null,null,null,null,null,null,null,null,null,null,null,null,null,null,0.44999999999999996,2.0870010419531253]
[null,null,null,null,null,null,null,null,null,null,null,null,null,null,null,null,null,null,null,null,null,0.49999999999999994,2.0927130245668844]
[null,null,null,null,null,null,null,null,null,null,null,null,null,null,null,null,null,null,null,null,null,0.54999999999999993,2.099180852781632]
[null,null,null,null,null,null,null,null,null,null,null,null,null,null,null,null,null,null,null,null,null,0.6,2.1055617044507562]
[null,null,null,null,null,null,null,null,null,null,null,null,null,null,null,null,null,null,null,null,null,0.65,2.1117193839193424]
[null,null,null,null,null,null,null,null,null,null,null,null,null,null,null,null,null,null,null,null,null,0.70000000000000007,2.1180004049036425]
[null,null,null,null,null,null,null,null,null,null,null,null,null,null,null,null,null,null,null,null,null,0.75000000000000011,2.1261299783361896]
[null,null,null,null,null,null,null,null,null,null,null,null,null,null,null,null,null,null,null,null,null,0.80000000000000016,2.1336649842373245]
[null,null,null,null,null,null,null,null,null,null,null,null,null,null,null,null,null,null,null,null,null,0.8500000000000002,2.1435334373897055]
[null,null,null,null,null,null,null,null,null,null,null,null,null,null,null,null,null,null,null,null,null,0.90000000000000024,2.1558475919032039]
[null,null,null,null,null,null,null,null,null,null,null,null,null,null,null,null,null,null,null,null,null,0.95000000000000029,2.174031212433325]
[null,null,null,null,null,null,null,null,null,null,null,null,null,null,null,null,null,null,null,null,null,1,{"$f":"+MAX(OFFSET($B$251:$B$2250,0,$C$194))*$C$198","v":2.2620059956455223}]
[]
[]
[]
[]
[]
[]
[]
[]
[]
[]
[null,"No user interactions below this row"]
[]
[null,"Displayed case"]
[null,1,{"$f":"+OFFSET(C50,$B$48,0)","v":1},1,1,{"$f":"+OFFSET(F50,$B$48,0)","v":1},{"$f":"+OFFSET(G50,$B$48,0)","v":1},{"$f":"+OFFSET(H50,$B$48,0)","v":1},{"$f":"+OFFSET(I50,$B$48,0)","v":1},null,{"$f":"+'Cash Flow Analysis'!F118","v":2.0962724885349169},{"$f":"+'Cash Flow Analysis'!Q118","v":0},{"$f":"+'Cash Flow Analysis'!L118","v":7.8339544976611265E-3},{"$f":"+'Cash Flow Analysis'!H117","v":0.34493720750075102},{"$f":"+'Cash Flow Analysis'!I117","v":0.2102763660312999},{"$f":"+'Cash Flow Analysis'!J117","v":1.6716247250263983E-2},{"$f":"+'Cash Flow Analysis'!K117","v":5.3597733382844371E-4},{"$f":"+'Cash Flow Analysis'!M117","v":7.8293879683621701E-3},{"$f":"+'Cash Flow Analysis'!N117","v":0.45559227155166604},{"$f":"+'Cash Flow Analysis'!O117","v":0.48092254303115112},{"$f":"+'Cash Flow Analysis'!P117","v":8.0066254969842487E-3},{"$f":"+'Cash Flow Analysis'!R117","v":0.28680615426802819},{"$f":"+'Cash Flow Analysis'!S117","v":0.21388232359907819},{"$f":"+'Cash Flow Analysis'!X117","v":5.2879312798845383E-2},{"$f":"+'Cash Flow Analysis'!Z117","v":2.5722026202317515E-2}]
[]
[null,"Case","Operating capacity factor","Plant design capacity (kg of H2/day)","After-tax real IRR (%)","Feedstock consumption (% of most likely value)","Utilities consumption (% of most likely value)","Total capital investment ($)","Total fixed operating cost ($/year)",null,"Cost of hydrogen ($/kg)","Revenue from byproduct sales ($/kg)","Salvage value ($/kg)","Initial equity depreciable capital ($/kg)","Yearly replacement costs ($/kg)","Cash from working capital reserve ($/kg)","Other non-depreciable capital costs ($/kg)","Decommissioning costs ($/kg)","Fixed operating cost ($/kg)","Feedstock cost ($/kg)","Other raw material cost ($/kg)","Other variable operating costs ($/kg)","Debt interest ($/kg)","Taxes ($/kg)","Principal payment ($/kg)"]
[null,1,1,1,1,1,1,1,1,null,2.0962724885349169,0,7.8339544976611265E-3,0.34493720750075102,0.2102763660312999,1.6716247250263983E-2,5.3597733382844371E-4,7.8293879683621701E-3,0.45559227155166604,0.48092254303115112,8.0066254969842487E-3,0.28680615426802819,0.21388232359907819,5.2879312798845383E-2,2.5722026202317515E-2]
[null,{"$f":"+B51+1","v":2},{"$f":"+F3","v":1.05},1,1,1,1,1,1,null,2.0139512572478515,0,7.3561655197654403E-3,0.3238969692883466,0.19833859563897313,1.6289779989748142E-2,5.1045460364613669E-4,7.3518164442426242E-3,0.43154866299807293,0.48092254303115106,7.6253576161754736E-3,0.27982371618031049,0.20083607941291737,5.0010395502032248E-2,2.4153052061998675E-2]
[null,{"$f":"+B52+1","v":3},{"$f":"+G3","v":0.95},1,1,1,1,1,1,null,2.1847340910412276,0,8.3526320692648686E-3,0.36777785486659237,0.22253060235737582,1.71781185462202E-2,5.6418666718783541E-4,8.3478251963186E-3,0.48195589165611497,0.48092254303115117,8.4280268389307876E-3,0.29403578858498469,0.22804493240115309,5.5875695805185366E-2,2.7425257159275917E-2]
[null,4,1,{"$f":"+F4","v":1.05},1,1,1,1,1,null,2.0424175154132622,0,7.5342119087853255E-3,0.33173541842308168,0.19934634717960317,1.6472723735278968E-2,5.2561857487715136E-4,7.5297336361593034E-3,0.44309536112084691,0.48092254303115106,8.0066254969842505E-3,0.28136869942432652,0.20569640087982288,5.0514689273409748E-2,2.4737566546504539E-2]
[null,5,1,{"$f":"+G4","v":0.95},1,1,1,1,1,null,2.1526813221489838,0,8.1518665615221957E-3,0.35893920203508528,0.22139425945906249,1.6972442136520008E-2,5.4708773920424201E-4,8.1472053715193823E-3,0.46893780266062551,0.48092254303115117,8.0066254969842522E-3,0.29232817552580898,0.22256442300993526,5.53072649295396E-2,2.6766157315068137E-2]
[null,6,1,1,{"$f":"+F5","v":0.95},1,1,1,1,null,2.0755748219623653,0,8.4220875480014914E-3,0.33029785097423431,0.21012675095697936,1.6087161572434887E-2,5.117026168264294E-4,8.4171781871470452E-3,0.4554285072211936,0.48107327085081825,8.0037474857761332E-3,0.28684099492671011,0.2108144500845687,4.8742190872022882E-2,2.7653103761654928E-2]
[null,7,1,1,{"$f":"+G5","v":1.05},1,1,1,1,null,2.1175937808670735,0,7.2830661999155706E-3,0.3598852650831732,0.21042721208429266,1.7340967633368867E-2,5.6086261398712197E-4,7.2788207916485098E-3,0.45575738327576842,0.48077632310004648,8.0095271874267779E-3,0.28677411687269055,0.21698526718466768,5.7167863081158649E-2,2.3913238158757674E-2]
[null,8,1,1,1,{"$f":"+F6","v":0.95},1,1,1,null,2.0818623949874233,0,7.9350004658016258E-3,0.34938896212326276,0.211404072239507,1.6404049657692779E-2,5.3597733382844371E-4,7.9304339365026694E-3,0.45785809707330921,0.45687641587959338,8.0066254969842487E-3,0.2855847644021976,0.21664268578109544,5.3111317227938139E-2,2.6053994301312118E-2]
[null,9,1,1,1,{"$f":"+G6","v":1.05},1,1,1,null,2.1082838116119857,0,7.7239737957537141E-3,0.34009181775276404,0.20825552542092185,1.7019431950451934E-2,5.3597733382844371E-4,7.7194072664547569E-3,0.45312609614797678,0.50496867018270863,8.0066254969842487E-3,0.2875641367428638,0.21087788338356328,5.2481509064121655E-2,2.5360704665098616E-2]
[null,10,1,1,1,1,{"$f":"+F7","v":0.95},1,1,null,2.0911367053117882,0,7.8339544976611265E-3,0.34493720750075102,0.2102763660312999,1.6647801645064849E-2,5.3597733382844371E-4,7.8293879683621701E-3,0.45559227155166604,0.48092254303115112,8.0066254969842487E-3,0.28176254126466732,0.21388232359907819,5.2855588184277227E-2,2.5722026202317515E-2]
[null,11,1,1,1,1,{"$f":"+G6","v":1.05},1,1,null,2.1014082717580456,0,7.8339544976611265E-3,0.34493720750075102,0.2102763660312999,1.6784692855463124E-2,5.3597733382844371E-4,7.8293879683621701E-3,0.45559227155166604,0.48092254303115112,8.0066254969842487E-3,0.29184976727138895,0.21388232359907819,5.2903037413413581E-2,2.5722026202317515E-2]
[null,12,1,1,1,1,1,{"$f":"+F8","v":0.95},1,null,2.0574961485940428,0,7.4422567727780711E-3,0.3276802878090036,0.2102763660312999,1.6596982139290214E-2,5.3597733382844371E-4,7.4376902434791139E-3,0.44680895522403569,0.48092254303115112,8.0066254969842487E-3,0.28680615426802819,0.20318197002291133,5.2249678999563128E-2,2.4435174767244511E-2]
[null,13,1,1,1,1,1,{"$f":"+G8","v":1.05},1,null,2.1350488284757891,0,8.2256522225441844E-3,0.36219412719249844,0.2102763660312999,1.6835512361237745E-2,5.3597733382844371E-4,8.2210856932452281E-3,0.46437558787929595,0.48092254303115112,8.0066254969842487E-3,0.28680615426802819,0.22458267717524485,5.3508946598127528E-2,2.7008877637390523E-2]
[null,14,1,1,1,1,1,1,{"$f":"+F9","v":0.95},null,2.0730763449438472,0,7.8339544976611265E-3,0.34493720750075102,0.2102763660312999,1.6406932062249677E-2,5.3597733382844371E-4,7.8293879683621701E-3,0.43281265797408264,0.48092254303115112,8.0066254969842487E-3,0.28680615426802819,0.21388232359907819,5.2772097973374031E-2,2.5722026202317515E-2]
[null,15,1,1,1,1,1,1,{"$f":"+G9","v":1.05},null,2.1194686321259848,0,7.8339544976611265E-3,0.34493720750075102,0.2102763660312999,1.7025562438278286E-2,5.3597733382844371E-4,7.8293879683621701E-3,0.47837188512924939,0.48092254303115112,8.0066254969842487E-3,0.28680615426802819,0.21388232359907819,5.2986527624316618E-2,2.5722026202317515E-2]
[null,16,{"$f":"(C$72=1)*$F$3\n+(C$72=2)\n+(C$72=3)\n+(C$72=4)\n+(C$72=5)","v":1.05},1,1,{"$f":"(F$72=1)*$F$6\n+(F$72=2)\n+(F$72=3)\n+(F$72=4)\n+(F$72=5)","v":1},{"$f":"(G$72=1)*$F$7\n+(G$72=2)\n+(G$72=3)\n+(G$72=4)\n+(G$72=5)","v":1},{"$f":"(H$72=1)*$F$8\n+(H$72=2)\n+(H$72=3)\n+(H$72=4)\n+(H$72=5)","v":1},{"$f":"(I$72=1)*$F$9\n+(I$72=2)\n+(I$72=3)\n+(I$72=4)\n+(I$72=5)","v":1},null,2.0139512572478515,0,7.3561655197654403E-3,0.3238969692883466,0.19833859563897313,1.6289779989748142E-2,5.1045460364613669E-4,7.3518164442426242E-3,0.43154866299807293,0.48092254303115106,7.6253576161754736E-3,0.27982371618031049,0.20083607941291737,5.0010395502032248E-2,2.4153052061998675E-2]
[null,17,{"$f":"(C$72=1)*$F$3\n+(C$72=2)*$F$3\n+(C$72=3)\n+(C$72=4)\n+(C$72=5)","v":1.05},1,1,{"$f":"(F$72=1)*$F$6\n+(F$72=2)*$F$6\n+(F$72=3)\n+(F$72=4)\n+(F$72=5)","v":1},{"$f":"(G$72=1)*$F$7\n+(G$72=2)*$F$7\n+(G$72=3)\n+(G$72=4)\n+(G$72=5)","v":1},{"$f":"(H$72=1)*$F$8\n+(H$72=2)*$F$8\n+(H$72=3)\n+(H$72=4)\n+(H$72=5)","v":0.95},{"$f":"(I$72=1)*$F$9\n+(I$72=2)*$F$9\n+(I$72=3)\n+(I$72=4)\n+(I$72=5)","v":1},null,1.9775398669415989,0,6.9883572437771675E-3,0.30769254052230083,0.19833859563897313,1.6177788798413268E-2,5.1045460364613669E-4,6.9840081682543513E-3,0.42330103675288666,0.48092254303115106,7.6253576161754736E-3,0.27982371618031049,0.19078833506492601,4.9419162754159883E-2,2.2944685054177676E-2]
[null,18,{"$f":"(C$72=1)*$F$3\n+(C$72=2)*$F$3\n+(C$72=3)*$F$3\n+(C$72=4)\n+(C$72=5)","v":1.05},1,1,{"$f":"(F$72=1)*$F$6\n+(F$72=2)*$F$6\n+(F$72=3)*$F$6\n+(F$72=4)\n+(F$72=5)","v":1},{"$f":"(G$72=1)*$F$7\n+(G$72=2)*$F$7\n+(G$72=3)*$F$7\n+(G$72=4)\n+(G$72=5)","v":1},{"$f":"(H$72=1)*$F$8\n+(H$72=2)*$F$8\n+(H$72=3)*$F$8\n+(H$72=4)\n+(H$72=5)","v":0.95},{"$f":"(I$72=1)*$F$9\n+(I$72=2)*$F$9\n+(I$72=3)*$F$9\n+(I$72=4)\n+(I$72=5)","v":0.95},null,1.9559878076906227,0,6.9883572437771675E-3,0.30769254052230083,0.19833859563897313,1.5890397093273199E-2,5.1045460364613669E-4,6.9840081682543513E-3,0.40213598491524233,0.48092254303115106,7.6253576161754736E-3,0.27982371618031049,0.19078833506492601,4.9319547045968325E-2,2.2944685054177676E-2]
[null,19,{"$f":"(C$72=1)*$F$3\n+(C$72=2)*$F$3\n+(C$72=3)*$F$3\n+(C$72=4)*$F$3\n+(C$72=5)","v":1.05},1,1,{"$f":"(F$72=1)*$F$6\n+(F$72=2)*$F$6\n+(F$72=3)*$F$6\n+(F$72=4)*$F$6\n+(F$72=5)","v":0.95},{"$f":"(G$72=1)*$F$7\n+(G$72=2)*$F$7\n+(G$72=3)*$F$7\n+(G$72=4)*$F$7\n+(G$72=5)","v":1},{"$f":"(H$72=1)*$F$8\n+(H$72=2)*$F$8\n+(H$72=3)*$F$8\n+(H$72=4)*$F$8\n+(H$72=5)","v":0.95},{"$f":"(I$72=1)*$F$9\n+(I$72=2)*$F$9\n+(I$72=3)*$F$9\n+(I$72=4)*$F$9\n+(I$72=5)","v":0.95},null,1.9432535452536892,0,7.0926205191390842E-3,0.31228603917041353,0.20033701300400603,1.5583727762851803E-2,5.1045460364613669E-4,7.0882714436162689E-3,0.40435705592778226,0.45687641587959343,7.6253576161754736E-3,0.27905421143091064,0.19363658727704908,4.9703808627525402E-2,2.32872230292577E-2]
[null,20,{"$f":"(C$72=1)*$F$3\n+(C$72=2)*$F$3\n+(C$72=3)*$F$3\n+(C$72=4)*$F$3\n+(C$72=5)*$F$3","v":1.05},1,1,{"$f":"(F$72=1)*$F$6\n+(F$72=2)*$F$6\n+(F$72=3)*$F$6\n+(F$72=4)*$F$6\n+(F$72=5)*$F$6","v":0.95},{"$f":"(G$72=1)*$F$7\n+(G$72=2)*$F$7\n+(G$72=3)*$F$7\n+(G$72=4)*$F$7\n+(G$72=5)*$F$7","v":0.95},{"$f":"(H$72=1)*$F$8\n+(H$72=2)*$F$8\n+(H$72=3)*$F$8\n+(H$72=4)*$F$8\n+(H$72=5)*$F$8","v":0.95},{"$f":"(I$72=1)*$F$9\n+(I$72=2)*$F$9\n+(I$72=3)*$F$9\n+(I$72=4)*$F$9\n+(I$72=5)*$F$9","v":0.95},null,1.9381177620305623,0,7.0926205191390842E-3,0.31228603917041353,0.20033701300400603,1.5515282157652677E-2,5.1045460364613669E-4,7.0882714436162689E-3,0.40435705592778226,0.45687641587959343,7.6253576161754736E-3,0.27401059842754982,0.19363658727704908,4.9680084012957385E-2,2.32872230292577E-2]
[]
[null,"Waterfall Chart Priority",{"$f":"6-RANK($N$101,($N$101,$N$104:$N$107))","v":1},null,null,{"$f":"6-RANK($N$104,($N$101,$N$104:$N$107))","v":4},{"$f":"6-RANK($N$105,($N$101,$N$104:$N$107))","v":5},{"$f":"6-RANK($N$106,($N$101,$N$104:$N$107))","v":2},{"$f":"6-RANK($N$107,($N$101,$N$104:$N$107))","v":3}]
[]
[null,"Visualization data formatting"]
[]
[null,"parameter","level","Chart titles","Revenue from Hydrogen Sales","Revenue from Byproduct Sales","Salvage Value","Initial Equity Depreciable Capital","Yearly Replacement Costs","Cash for Working Capital Reserve","Other Non-Depreciable Capital Costs","Decommissioning Costs","Fixed Operating Cost","Feedstock Cost","Other Raw Material Cost","Other Variable Operating Costs","Debt Interest","Taxes","Principal Payment"]
[null,{"$f":"+$B$3","v":"Operating Capacity Factor"},{"$f":"+H3","v":0.94500000000000006},{"$f":"+B77&\" = \"&C77*100&\"%\"","v":"Operating Capacity Factor = 94.5%"},{"$f":"+K52","v":2.0139512572478515},0,7.3561655197654403E-3,0.3238969692883466,0.19833859563897313,1.6289779989748142E-2,5.1045460364613669E-4,7.3518164442426242E-3,0.43154866299807293,0.48092254303115106,7.6253576161754736E-3,0.27982371618031049,0.20083607941291737,5.0010395502032248E-2,2.4153052061998675E-2]
[null,{"$f":"+$B$3","v":"Operating Capacity Factor"},{"$f":"+C3","v":0.9},{"$f":"+B78&\" = \"&C78*100&\"%\"","v":"Operating Capacity Factor = 90%"},{"$f":"+K$51","v":2.0962724885349169},0,7.8339544976611265E-3,0.34493720750075102,0.2102763660312999,1.6716247250263983E-2,5.3597733382844371E-4,7.8293879683621701E-3,0.45559227155166604,0.48092254303115112,8.0066254969842487E-3,0.28680615426802819,0.21388232359907819,5.2879312798845383E-2,2.5722026202317515E-2]
[null,"Operating Capacity Factor",{"$f":"+I3","v":0.85499999999999998},"Operating Capacity Factor = 85.5%",{"$f":"+K53","v":2.1847340910412276},0,8.3526320692648686E-3,0.36777785486659237,0.22253060235737582,1.71781185462202E-2,5.6418666718783541E-4,8.3478251963186E-3,0.48195589165611497,0.48092254303115117,8.4280268389307876E-3,0.29403578858498469,0.22804493240115309,5.5875695805185366E-2,2.7425257159275917E-2]
[null,{"$f":"+$B$4","v":"Plant Design Capacity (kg of H2/day)"},{"$f":"ROUND(H4,0)","v":649883},{"$f":"+B80&\" = \"&TEXT(C80,\"0,000\")","v":"Plant Design Capacity (kg of H2/day) = 649,883"},2.0424175154132622,0,7.5342119087853255E-3,0.33173541842308168,0.19934634717960317,1.6472723735278968E-2,5.2561857487715136E-4,7.5297336361593034E-3,0.44309536112084691,0.48092254303115106,8.0066254969842505E-3,0.28136869942432652,0.20569640087982288,5.0514689273409748E-2,2.4737566546504539E-2]
[null,{"$f":"+$B$4","v":"Plant Design Capacity (kg of H2/day)"},{"$f":"+ROUND(C4,0)","v":618936},{"$f":"+B81&\" = \"&TEXT(C81,\"0,000\")","v":"Plant Design Capacity (kg of H2/day) = 618,936"},{"$f":"+K$51","v":2.0962724885349169},0,7.8339544976611265E-3,0.34493720750075102,0.2102763660312999,1.6716247250263983E-2,5.3597733382844371E-4,7.8293879683621701E-3,0.45559227155166604,0.48092254303115112,8.0066254969842487E-3,0.28680615426802819,0.21388232359907819,5.2879312798845383E-2,2.5722026202317515E-2]
[null,"Plant Design Capacity (kg of H2/day)",{"$f":"ROUND(I4,0)","v":587989},"Plant Design Capacity (kg of H2/day) = 587,989",{"$f":"+K55","v":2.1526813221489838},0,8.1518665615221957E-3,0.35893920203508528,0.22139425945906249,1.6972442136520008E-2,5.4708773920424201E-4,8.1472053715193823E-3,0.46893780266062551,0.48092254303115117,8.0066254969842522E-3,0.29232817552580898,0.22256442300993526,5.53072649295396E-2,2.6766157315068137E-2]
[null,{"$f":"+$B$5","v":"After-tax Real IRR"},{"$f":"+ROUND(H5,2)","v":0.08},{"$f":"+B83&\" = \"&C83*100&\"%\"","v":"After-tax Real IRR = 8%"},2.0755748219623653,0,8.4220875480014914E-3,0.33029785097423431,0.21012675095697936,1.6087161572434887E-2,5.117026168264294E-4,8.4171781871470452E-3,0.4554285072211936,0.48107327085081825,8.0037474857761332E-3,0.28684099492671011,0.2108144500845687,4.8742190872022882E-2,2.7653103761654928E-2]
[null,{"$f":"+$B$5","v":"After-tax Real IRR"},{"$f":"ROUND(C5,2)","v":0.08},"After-tax Real IRR = 8%",{"$f":"+K$51","v":2.0962724885349169},0,7.8339544976611265E-3,0.34493720750075102,0.2102763660312999,1.6716247250263983E-2,5.3597733382844371E-4,7.8293879683621701E-3,0.45559227155166604,0.48092254303115112,8.0066254969842487E-3,0.28680615426802819,0.21388232359907819,5.2879312798845383E-2,2.5722026202317515E-2]
[null,"After-tax Real IRR",{"$f":"ROUND(I5,2)","v":0.08},"After-tax Real IRR = 8%",{"$f":"+K57","v":2.1175937808670735},0,7.2830661999155706E-3,0.3598852650831732,0.21042721208429266,1.7340967633368867E-2,5.6086261398712197E-4,7.2788207916485098E-3,0.45575738327576842,0.48077632310004648,8.0095271874267779E-3,0.28677411687269055,0.21698526718466768,5.7167863081158649E-2,2.3913238158757674E-2]
[null,{"$f":"+$B$6","v":"Feedstock Consumption (% of baseline)"},{"$f":"+ROUND(H6,3)","v":0.95},{"$f":"+B86&\" = \"&C86*100&\"%\"","v":"Feedstock Consumption (% of baseline) = 95%"},2.0818623949874233,0,7.9350004658016258E-3,0.34938896212326276,0.211404072239507,1.6404049657692779E-2,5.3597733382844371E-4,7.9304339365026694E-3,0.45785809707330921,0.45687641587959338,8.0066254969842487E-3,0.2855847644021976,0.21664268578109544,5.3111317227938139E-2,2.6053994301312118E-2]
[null,{"$f":"+$B$6","v":"Feedstock Consumption (% of baseline)"},{"$f":"+ROUND(C6,3)","v":1},{"$f":"+B87&\" = \"&C87*100&\"%\"","v":"Feedstock Consumption (% of baseline) = 100%"},{"$f":"+K$51","v":2.0962724885349169},0,7.8339544976611265E-3,0.34493720750075102,0.2102763660312999,1.6716247250263983E-2,5.3597733382844371E-4,7.8293879683621701E-3,0.45559227155166604,0.48092254303115112,8.0066254969842487E-3,0.28680615426802819,0.21388232359907819,5.2879312798845383E-2,2.5722026202317515E-2]
[null,"Feedstock Consumption (% of baseline)",{"$f":"+ROUND(I6,3)","v":1.05},{"$f":"+B88&\" = \"&C88*100&\"%\"","v":"Feedstock Consumption (% of baseline) = 105%"},{"$f":"+K59","v":2.1082838116119857},0,7.7239737957537141E-3,0.34009181775276404,0.20825552542092185,1.7019431950451934E-2,5.3597733382844371E-4,7.7194072664547569E-3,0.45312609614797678,0.50496867018270863,8.0066254969842487E-3,0.2875641367428638,0.21087788338356328,5.2481509064121655E-2,2.5360704665098616E-2]
[null,{"$f":"+$B$7","v":"Utilities Consumption (% of baseline)"},{"$f":"+ROUND(H7,3)","v":0.95},{"$f":"+B89&\" = \"&C89*100&\"%\"","v":"Utilities Consumption (% of baseline) = 95%"},2.0911367053117882,0,7.8339544976611265E-3,0.34493720750075102,0.2102763660312999,1.6647801645064849E-2,5.3597733382844371E-4,7.8293879683621701E-3,0.45559227155166604,0.48092254303115112,8.0066254969842487E-3,0.28176254126466732,0.21388232359907819,5.2855588184277227E-2,2.5722026202317515E-2]
[null,{"$f":"+$B$7","v":"Utilities Consumption (% of baseline)"},{"$f":"+ROUND(C7,3)","v":1},"Utilities Consumption (% of baseline) = 100%",{"$f":"+K$51","v":2.0962724885349169},{"$f":"+L$51","v":0},7.8339544976611265E-3,0.34493720750075102,0.2102763660312999,1.6716247250263983E-2,5.3597733382844371E-4,7.8293879683621701E-3,0.45559227155166604,0.48092254303115112,8.0066254969842487E-3,0.28680615426802819,0.21388232359907819,5.2879312798845383E-2,2.5722026202317515E-2]
[null,"Utilities Consumption (% of baseline)",{"$f":"+ROUND(I7,3)","v":1.05},"Utilities Consumption (% of baseline) = 105%",{"$f":"+K61","v":2.1014082717580456},0,7.8339544976611265E-3,0.34493720750075102,0.2102763660312999,1.6784692855463124E-2,5.3597733382844371E-4,7.8293879683621701E-3,0.45559227155166604,0.48092254303115112,8.0066254969842487E-3,0.29184976727138895,0.21388232359907819,5.2903037413413581E-2,2.5722026202317515E-2]
[null,{"$f":"+$B$8","v":"Total Capital Investment"},{"$f":"+ROUND(H8,0)","v":1678913457},{"$f":"+B92&\" = \"&TEXT(C92/1000,\"$0,000K\")","v":"Total Capital Investment = $1,678,913K"},2.0574961485940428,0,7.4422567727780711E-3,0.3276802878090036,0.2102763660312999,1.6596982139290214E-2,5.3597733382844371E-4,7.4376902434791139E-3,0.44680895522403569,0.48092254303115112,8.0066254969842487E-3,0.28680615426802819,0.20318197002291133,5.2249678999563128E-2,2.4435174767244511E-2]
[null,{"$f":"+$B$8","v":"Total Capital Investment"},{"$f":"+ROUND(C8,0)","v":1767277323},"Total Capital Investment = $1,767,277K",{"$f":"+K$51","v":2.0962724885349169},0,7.8339544976611265E-3,0.34493720750075102,0.2102763660312999,1.6716247250263983E-2,5.3597733382844371E-4,7.8293879683621701E-3,0.45559227155166604,0.48092254303115112,8.0066254969842487E-3,0.28680615426802819,0.21388232359907819,5.2879312798845383E-2,2.5722026202317515E-2]
[null,"Total Capital Investment",{"$f":"+ROUND(I8,0)","v":1855641189},"Total Capital Investment = $1,855,641K",{"$f":"+K63","v":2.1350488284757891},0,8.2256522225441844E-3,0.36219412719249844,0.2102763660312999,1.6835512361237745E-2,5.3597733382844371E-4,8.2210856932452281E-3,0.46437558787929595,0.48092254303115112,8.0066254969842487E-3,0.28680615426802819,0.22458267717524485,5.3508946598127528E-2,2.7008877637390523E-2]
[null,{"$f":"+$B$9","v":"Total Fixed Operating Cost"},{"$f":"+ROUND(H9,0)","v":87085557},"Total Fixed Operating Cost = $87,086K",2.0730763449438472,0,7.8339544976611265E-3,0.34493720750075102,0.2102763660312999,1.6406932062249677E-2,5.3597733382844371E-4,7.8293879683621701E-3,0.43281265797408264,0.48092254303115112,8.0066254969842487E-3,0.28680615426802819,0.21388232359907819,5.2772097973374031E-2,2.5722026202317515E-2]
[null,{"$f":"+$B$9","v":"Total Fixed Operating Cost"},{"$f":"+ROUND(C9,0)","v":91669007},"Total Fixed Operating Cost = $91,669K",{"$f":"+K$51","v":2.0962724885349169},0,7.8339544976611265E-3,0.34493720750075102,0.2102763660312999,1.6716247250263983E-2,5.3597733382844371E-4,7.8293879683621701E-3,0.45559227155166604,0.48092254303115112,8.0066254969842487E-3,0.28680615426802819,0.21388232359907819,5.2879312798845383E-2,2.5722026202317515E-2]
[null,"Total Fixed Operating Cost",{"$f":"+ROUND(I9,0)","v":96252458},"Total Fixed Operating Cost = $96,252K",{"$f":"+K65","v":2.1194686321259848},0,7.8339544976611265E-3,0.34493720750075102,0.2102763660312999,1.7025562438278286E-2,5.3597733382844371E-4,7.8293879683621701E-3,0.47837188512924939,0.48092254303115112,8.0066254969842487E-3,0.28680615426802819,0.21388232359907819,5.2986527624316618E-2,2.5722026202317515E-2]
[]
[]
[null,"Standard Toranado","Rank","Titles","Low cost price","Default price","High price","dL0","dL1","dL2",null,"Unsorted titles","Results spread ($/kg)","Importance ranking"]
[null,null,1,{"$f":"OFFSET(L$100,MATCH($C101,$N$101:$N$107,0),0)","v":"Operating Capacity Factor\n(95%, 90%, 86%)"},{"$f":"OFFSET(E$76,MATCH($C101,$N$101:$N$107,0)*3-2,0)","v":2.0139512572478515},{"$f":"+$K$51","v":2.0962724885349169},{"$f":"OFFSET(E$76,MATCH($C101,$N$101:$N$107,0)*3,0)","v":2.1847340910412276},{"$f":"+E101","v":2.0139512572478515},{"$f":"+F101-E101","v":8.2321231287065366E-2},{"$f":"+G101-F101","v":8.8461602506310744E-2},null,{"$f":"+B3&\"\n(\"&TEXT(H3,\"0%, \")&TEXT(C3,\"0%, \")&TEXT(I3,\"0%)\")","v":"Operating Capacity Factor\n(95%, 90%, 86%)"},{"$f":"ABS(K52-K53)+0.000000001","v":0.17078283479337611},{"$f":"+RANK(M101,$M$101:$M$107)","v":1}]
[null,null,2,"Plant Design Capacity (kg of H2/day)\n(649,883, 618,936, 587,989) ",2.0424175154132622,2.0962724885349169,2.1526813221489838,{"$f":"+E102","v":2.0424175154132622},{"$f":"+F102-E102","v":5.3854973121654659E-2},{"$f":"+G102-F102","v":5.64088336140669E-2},null,{"$f":"+B4&\"\n(\"&TEXT(H4,\"0,000\")&\", \"&TEXT(C4,\"0,000\")&\", \"&TEXT(I4,\"0,000\")&\") \"","v":"Plant Design Capacity (kg of H2/day)\n(649,883, 618,936, 587,989) "},{"$f":"+ABS(K54-K55)+0.000000002","v":0.11026380873572156},2]
[null,null,3,"Total Capital Investment\n($1,678,913K, $1,767,277K, $1,855,641K) ",2.0574961485940428,2.0962724885349169,2.1350488284757891,2.0574961485940428,3.8776339940874038E-2,3.8776339940872262E-2,null,{"$f":"+B5&\"\n(\"&TEXT(H5,\"0%, \")&TEXT(C5,\"0%, \")&TEXT(I5,\"0%)\")","v":"After-tax Real IRR\n(8%, 8%, 8%)"},{"$f":"+ABS(K56-K57)+0.000000003","v":4.2018961904708191E-2},5]
[null,null,4,"Total Fixed Operating Cost\n($87,086K, $91,669K, $96,252K) ",2.0730763449438472,2.0962724885349169,2.1194686321259848,2.0730763449438472,2.3196143591069696E-2,2.3196143591067919E-2,null,{"$f":"+B6&\"\n(\"&TEXT(H6,\"0%, \")&TEXT(C6,\"0%, \")&TEXT(I6,\"0%)\")","v":"Feedstock Consumption (% of baseline)\n(95%, 100%, 105%)"},{"$f":"+ABS(K58-K59)+0.000000004","v":2.6421420624562434E-2},6]
[null,null,5,"After-tax Real IRR\n(8%, 8%, 8%)",2.0755748219623653,2.0962724885349169,2.1175937808670735,{"$f":"+E105","v":2.0755748219623653},{"$f":"+F105-E105","v":2.0697666572551565E-2},{"$f":"+G105-F105","v":2.1321292332156627E-2},null,{"$f":"+B7&\"\n(\"&TEXT(H7,\"0%, \")&TEXT(C7,\"0%, \")&TEXT(I7,\"0%)\")","v":"Utilities Consumption (% of baseline)\n(95%, 100%, 105%)"},{"$f":"+ABS(K60-K61)+0.000000004","v":1.0271570446257374E-2},7]
[null,null,6,"Feedstock Consumption (% of baseline)\n(95%, 100%, 105%)",2.0818623949874233,2.0962724885349169,2.1082838116119857,2.0818623949874233,1.4410093547493563E-2,1.2011323077068869E-2,null,{"$f":"+B8&\"\n(\"&TEXT(H8/1000,\"$0,000K\")&\", \"&TEXT(C8/1000,\"$0,000K\")&\", \"&TEXT(I8/1000,\"$0,000K\")&\") \"","v":"Total Capital Investment\n($1,678,913K, $1,767,277K, $1,855,641K) "},{"$f":"+ABS(K62-K63)+0.000000006","v":7.7552685881746297E-2},3]
[null,null,7,"Utilities Consumption (% of baseline)\n(95%, 100%, 105%)",2.0911367053117882,2.0962724885349169,2.1014082717580456,2.0911367053117882,5.1357832231286871E-3,5.1357832231286871E-3,null,{"$f":"+B9&\"\n(\"&TEXT(H9/1000,\"$0,000K\")&\", \"&TEXT(C9/1000,\"$0,000K\")&\", \"&TEXT(I9/1000,\"$0,000K\")&\") \"","v":"Total Fixed Operating Cost\n($87,086K, $91,669K, $96,252K) "},{"$f":"+ABS(K64-K65)+0.00000007","v":4.6392357182137613E-2},4]
[]
[]
[null,"Simple bar chart","Rank",{"$f":"+D76","v":"Chart titles"},"Hydrogen Sales","Byproduct Sales","Salvage Value",{"$f":"+H76","v":"Initial Equity Depreciable Capital"},"Yearly Replacement Costs","Cash for Working Capital Reserve","Other Non-Depreciable Capital Costs","Decommissioning Costs","Fixed Operating Cost","Feedstock Cost","Other Raw Material Cost","Other Variable Operating Costs","Debt Interest","Taxes","Principal Payment"]
[null,null,1,"Base case",{"$f":"OFFSET(E$76,MATCH($C111,$N$101:$N$107,0)*3-1,0)","v":2.0962724885349169},{"$f":"OFFSET(F$76,MATCH($C111,$N$101:$N$107,0)*3-1,0)","v":0},{"$f":"OFFSET(G$76,MATCH($C111,$N$101:$N$107,0)*3-1,0)","v":7.8339544976611265E-3}]
[null,null,null,null,null,null,null,{"$f":"OFFSET(H$76,MATCH($C111,$N$101:$N$107,0)*3-1,0)","v":0.34493720750075102},0.2102763660312999,1.6716247250263983E-2,5.3597733382844371E-4,7.8293879683621701E-3,0.45559227155166604,0.48092254303115112,8.0066254969842487E-3,0.28680615426802819,0.21388232359907819,5.2879312798845383E-2,2.5722026202317515E-2]
[]
[]
[null,null,1,{"$f":"OFFSET(D$76,MATCH($C115,$N$101:$N$107,0)*3-2,0)","v":"Operating Capacity Factor = 94.5%"},2.0139512572478515,0,7.3561655197654403E-3]
[null,null,null,null,null,null,null,{"$f":"OFFSET(H$76,MATCH($C115,$N$101:$N$107,0)*3-2,0)","v":0.3238969692883466},0.19833859563897313,1.6289779989748142E-2,5.1045460364613669E-4,7.3518164442426242E-3,0.43154866299807293,0.48092254303115106,7.6253576161754736E-3,0.27982371618031049,0.20083607941291737,5.0010395502032248E-2,2.4153052061998675E-2]
[null,null,1,{"$f":"OFFSET(D$76,MATCH($C117,$N$101:$N$107,0)*3,0)","v":"Operating Capacity Factor = 85.5%"},2.1847340910412276,0,8.3526320692648686E-3]
[null,null,null,null,null,null,null,{"$f":"OFFSET(H$76,MATCH($C117,$N$101:$N$107,0)*3,0)","v":0.36777785486659237},0.22253060235737582,1.71781185462202E-2,5.6418666718783541E-4,8.3478251963186E-3,0.48195589165611497,0.48092254303115117,8.4280268389307876E-3,0.29403578858498469,0.22804493240115309,5.5875695805185366E-2,2.7425257159275917E-2]
[]
[null,null,2,{"$f":"OFFSET(D$76,MATCH($C120,$N$101:$N$107,0)*3-2,0)","v":"Plant Design Capacity (kg of H2/day) = 649,883"},2.0424175154132622,0,7.5342119087853255E-3]
[null,null,null,null,null,null,null,{"$f":"OFFSET(H$76,MATCH($C120,$N$101:$N$107,0)*3-2,0)","v":0.33173541842308168},0.19934634717960317,1.6472723735278968E-2,5.2561857487715136E-4,7.5297336361593034E-3,0.44309536112084691,0.48092254303115106,8.0066254969842505E-3,0.28136869942432652,0.20569640087982288,5.0514689273409748E-2,2.4737566546504539E-2]
[null,null,2,{"$f":"OFFSET(D$76,MATCH($C122,$N$101:$N$107,0)*3,0)","v":"Plant Design Capacity (kg of H2/day) = 587,989"},2.1526813221489838,0,8.1518665615221957E-3]
[null,null,null,null,null,null,null,{"$f":"OFFSET(H$76,MATCH($C122,$N$101:$N$107,0)*3,0)","v":0.35893920203508528},0.22139425945906249,1.6972442136520008E-2,5.4708773920424201E-4,8.1472053715193823E-3,0.46893780266062551,0.48092254303115117,8.0066254969842522E-3,0.29232817552580898,0.22256442300993526,5.53072649295396E-2,2.6766157315068137E-2]
[]
[null,null,3,{"$f":"OFFSET(D$76,MATCH($C125,$N$101:$N$107,0)*3-2,0)","v":"Total Capital Investment = $1,678,913K"},2.0574961485940428,0,7.4422567727780711E-3]
[null,null,null,null,null,null,null,{"$f":"OFFSET(H$76,MATCH($C125,$N$101:$N$107,0)*3-2,0)","v":0.3276802878090036},0.2102763660312999,1.6596982139290214E-2,5.3597733382844371E-4,7.4376902434791139E-3,0.44680895522403569,0.48092254303115112,8.0066254969842487E-3,0.28680615426802819,0.20318197002291133,5.2249678999563128E-2,2.4435174767244511E-2]
[null,null,3,{"$f":"OFFSET(D$76,MATCH($C127,$N$101:$N$107,0)*3,0)","v":"Total Capital Investment = $1,855,641K"},2.1350488284757891,0,8.2256522225441844E-3]
[null,null,null,null,null,null,null,{"$f":"OFFSET(H$76,MATCH($C127,$N$101:$N$107,0)*3,0)","v":0.36219412719249844},0.2102763660312999,1.6835512361237745E-2,5.3597733382844371E-4,8.2210856932452281E-3,0.46437558787929595,0.48092254303115112,8.0066254969842487E-3,0.28680615426802819,0.22458267717524485,5.3508946598127528E-2,2.7008877637390523E-2]
[]
[null,null,4,{"$f":"OFFSET(D$76,MATCH($C130,$N$101:$N$107,0)*3-2,0)","v":"Total Fixed Operating Cost = $87,086K"},2.0730763449438472,0,7.8339544976611265E-3]
[null,null,null,null,null,null,null,{"$f":"OFFSET(H$76,MATCH($C130,$N$101:$N$107,0)*3-2,0)","v":0.34493720750075102},0.2102763660312999,1.6406932062249677E-2,5.3597733382844371E-4,7.8293879683621701E-3,0.43281265797408264,0.48092254303115112,8.0066254969842487E-3,0.28680615426802819,0.21388232359907819,5.2772097973374031E-2,2.5722026202317515E-2]
[null,null,4,{"$f":"OFFSET(D$76,MATCH($C132,$N$101:$N$107,0)*3,0)","v":"Total Fixed Operating Cost = $96,252K"},2.1194686321259848,0,7.8339544976611265E-3]
[null,null,null,null,null,null,null,{"$f":"OFFSET(H$76,MATCH($C132,$N$101:$N$107,0)*3,0)","v":0.34493720750075102},0.2102763660312999,1.7025562438278286E-2,5.3597733382844371E-4,7.8293879683621701E-3,0.47837188512924939,0.48092254303115112,8.0066254969842487E-3,0.28680615426802819,0.21388232359907819,5.2986527624316618E-2,2.5722026202317515E-2]
[]
[null,null,5,{"$f":"OFFSET(D$76,MATCH($C135,$N$101:$N$107,0)*3-2,0)","v":"After-tax Real IRR = 8%"},2.0755748219623653,0,8.4220875480014914E-3]
[null,null,null,null,null,null,null,{"$f":"OFFSET(H$76,MATCH($C135,$N$101:$N$107,0)*3-2,0)","v":0.33029785097423431},0.21012675095697936,1.6087161572434887E-2,5.117026168264294E-4,8.4171781871470452E-3,0.4554285072211936,0.48107327085081825,8.0037474857761332E-3,0.28684099492671011,0.2108144500845687,4.8742190872022882E-2,2.7653103761654928E-2]
[null,null,5,{"$f":"OFFSET(D$76,MATCH($C137,$N$101:$N$107,0)*3,0)","v":"After-tax Real IRR = 8%"},2.1175937808670735,0,7.2830661999155706E-3]
[null,null,null,null,null,null,null,{"$f":"OFFSET(H$76,MATCH($C137,$N$101:$N$107,0)*3,0)","v":0.3598852650831732},0.21042721208429266,1.7340967633368867E-2,5.6086261398712197E-4,7.2788207916485098E-3,0.45575738327576842,0.48077632310004648,8.0095271874267779E-3,0.28677411687269055,0.21698526718466768,5.7167863081158649E-2,2.3913238158757674E-2]
[]
[null,null,6,{"$f":"OFFSET(D$76,MATCH($C140,$N$101:$N$107,0)*3-2,0)","v":"Feedstock Consumption (% of baseline) = 95%"},2.0818623949874233,0,7.9350004658016258E-3]
[null,null,null,null,null,null,null,{"$f":"OFFSET(H$76,MATCH($C140,$N$101:$N$107,0)*3-2,0)","v":0.34938896212326276},0.211404072239507,1.6404049657692779E-2,5.3597733382844371E-4,7.9304339365026694E-3,0.45785809707330921,0.45687641587959338,8.0066254969842487E-3,0.2855847644021976,0.21664268578109544,5.3111317227938139E-2,2.6053994301312118E-2]
[null,null,6,{"$f":"OFFSET(D$76,MATCH($C142,$N$101:$N$107,0)*3,0)","v":"Feedstock Consumption (% of baseline) = 105%"},2.1082838116119857,0,7.7239737957537141E-3]
[null,null,null,null,null,null,null,{"$f":"OFFSET(H$76,MATCH($C142,$N$101:$N$107,0)*3,0)","v":0.34009181775276404},0.20825552542092185,1.7019431950451934E-2,5.3597733382844371E-4,7.7194072664547569E-3,0.45312609614797678,0.50496867018270863,8.0066254969842487E-3,0.2875641367428638,0.21087788338356328,5.2481509064121655E-2,2.5360704665098616E-2]
[]
[null,null,7,{"$f":"OFFSET(D$76,MATCH($C145,$N$101:$N$107,0)*3-2,0)","v":"Utilities Consumption (% of baseline) = 95%"},2.0911367053117882,0,7.8339544976611265E-3]
[null,null,null,null,null,null,null,{"$f":"OFFSET(H$76,MATCH($C145,$N$101:$N$107,0)*3-2,0)","v":0.34493720750075102},0.2102763660312999,1.6647801645064849E-2,5.3597733382844371E-4,7.8293879683621701E-3,0.45559227155166604,0.48092254303115112,8.0066254969842487E-3,0.28176254126466732,0.21388232359907819,5.2855588184277227E-2,2.5722026202317515E-2]
[null,null,7,{"$f":"OFFSET(D$76,MATCH($C147,$N$101:$N$107,0)*3,0)","v":"Utilities Consumption (% of baseline) = 105%"},2.1014082717580456,0,7.8339544976611265E-3]
[null,null,null,null,null,null,null,{"$f":"OFFSET(H$76,MATCH($C147,$N$101:$N$107,0)*3,0)","v":0.34493720750075102},0.2102763660312999,1.6784692855463124E-2,5.3597733382844371E-4,7.8293879683621701E-3,0.45559227155166604,0.48092254303115112,8.0066254969842487E-3,0.29184976727138895,0.21388232359907819,5.2903037413413581E-2,2.5722026202317515E-2]
[]
[]
[]
[null,"Parado chart"]
[null,null,null,"Unsorted"]
[null,null,null,"Title","Unsorted values","Unsorted Ranking","Sorted ranking","Sorted titles","Sorted values",null,"Grayed Titles","Revenues\n $/kg H2","Expenses\n $/kg H2","Colored titles"]
[null,"Revenues",1,"Cost of Hydrogen",{"$f":"+K48+C155/10000000000","v":2.0962724886349169},{"$f":"+RANK(E155,$E$155:$E$157)","v":1},1,{"$f":"OFFSET($D$154,MATCH($G155,$F$155:$F$157,0),0)","v":"Cost of Hydrogen"},{"$f":"OFFSET($E$154,MATCH($G155,$F$155:$F$157,0),0)-OFFSET($C$154,MATCH($G155,$F$155:$F$157,0),0)/10000000000","v":2.0962724885349169},null,{"$f":"+H155","v":"Cost of Hydrogen"},{"$f":"+I155","v":2.0962724885349169},null,{"$f":"+IF(L155>0,K155,\"\")","v":"Cost of Hydrogen"}]
[null,null,2,{"$f":"+F110","v":"Byproduct Sales"},{"$f":"+L48+C156/10000000000","v":2.0000000000000001E-10},{"$f":"+RANK(E156,$E$155:$E$157)","v":3},2,{"$f":"OFFSET($D$154,MATCH($G156,$F$155:$F$157,0),0)","v":"Salvage Value"},{"$f":"OFFSET($E$154,MATCH($G156,$F$155:$F$157,0),0)-OFFSET($C$154,MATCH($G156,$F$155:$F$157,0),0)/10000000000","v":7.8339544976611265E-3},null,{"$f":"+H156","v":"Salvage Value"},{"$f":"+I156","v":7.8339544976611265E-3},null,{"$f":"+IF(L156>0,K156,\"\")","v":"Salvage Value"}]
[null,null,3,{"$f":"+G110","v":"Salvage Value"},{"$f":"+M48+C157/10000000000","v":7.833954797661127E-3},{"$f":"+RANK(E157,$E$155:$E$157)","v":2},3,{"$f":"OFFSET($D$154,MATCH($G157,$F$155:$F$157,0),0)","v":"Byproduct Sales"},{"$f":"OFFSET($E$154,MATCH($G157,$F$155:$F$157,0),0)-OFFSET($C$154,MATCH($G157,$F$155:$F$157,0),0)/10000000000","v":0},null,"Byproduct Sales",0,null,""]
[null,null,null,null,null,null,null,null,null,null,null,null,null,{"$f":"+IF(L158>0.01,K158,\"\")","v":""}]
[null,"Expenses",1,{"$f":"+H110","v":"Initial Equity Depreciable Capital"},{"$f":"+N48+C159/10000000000","v":0.34493720760075103},{"$f":"+RANK(E159,$E$159:$E$170)","v":3},1,{"$f":"OFFSET($D$158,MATCH($G159,$F$159:$F$170,0),0)","v":"Feedstock Cost"},{"$f":"OFFSET($E$158,MATCH($G159,$F$159:$F$170,0),0)-OFFSET($C$158,MATCH($G159,$F$159:$F$170,0),0)/10000000000","v":0.48092254303115112},null,"Feedstock Cost",null,{"$f":"+I159","v":0.48092254303115112},{"$f":"+IF(M159>0,K159,\"\")","v":"Feedstock Cost"}]
[null,null,{"$f":"+C159+1","v":2},{"$f":"+I110","v":"Yearly Replacement Costs"},{"$f":"+O48+C160/10000000000","v":0.21027636623129989},6,2,"Fixed Operating Cost",0.45559227155166604,null,"Fixed Operating Cost",null,{"$f":"+I160","v":0.45559227155166604},{"$f":"+IF(M160>0,K160,\"\")","v":"Fixed Operating Cost"}]
[null,null,{"$f":"+C160+1","v":3},{"$f":"+J110","v":"Cash for Working Capital Reserve"},{"$f":"+P48+C161/10000000000","v":1.6716247550263984E-2},9,3,"Initial Equity Depreciable Capital",0.34493720750075102,null,"Initial Equity Depreciable Capital",null,0.34493720750075102,"Initial Equity Depreciable Capital"]
[null,null,4,{"$f":"+K110","v":"Other Non-Depreciable Capital Costs"},{"$f":"+Q48+C162/10000000000","v":5.3597773382844374E-4},12,4,"Other Variable Operating Costs",0.28680615426802819,null,"Other Variable Operating Costs",null,0.28680615426802819,"Other Variable Operating Costs"]
[null,null,5,{"$f":"+L110","v":"Decommissioning Costs"},{"$f":"+R48+C163/10000000000","v":7.8293884683621699E-3},11,5,"Debt Interest",0.21388232359907819,null,"Debt Interest",null,0.21388232359907819,"Debt Interest"]
[null,null,6,{"$f":"+M110","v":"Fixed Operating Cost"},{"$f":"+S48+C164/10000000000","v":0.45559227215166603},2,6,"Yearly Replacement Costs",0.2102763660312999,null,"Yearly Replacement Costs",null,0.2102763660312999,"Yearly Replacement Costs"]
[null,null,7,{"$f":"+N110","v":"Feedstock Cost"},{"$f":"+T48+C165/10000000000","v":0.48092254373115112},1,7,"Taxes",5.2879312798845383E-2,null,"Taxes",null,5.2879312798845383E-2,"Taxes"]
[null,null,8,{"$f":"+O110","v":"Other Raw Material Cost"},{"$f":"+U48+C166/10000000000","v":8.006626296984249E-3},10,8,"Principal Payment",2.5722026202317515E-2,null,"Principal Payment",null,2.5722026202317515E-2,"Principal Payment"]
[null,null,9,{"$f":"+P110","v":"Other Variable Operating Costs"},{"$f":"+V48+C167/10000000000","v":0.28680615516802821},4,9,"Cash for Working Capital Reserve",1.6716247250263983E-2,null,"Cash for Working Capital Reserve",null,1.6716247250263983E-2,"Cash for Working Capital Reserve"]
[null,null,10,{"$f":"+Q110","v":"Debt Interest"},{"$f":"+W48+C168/10000000000","v":0.21388232459907819},5,10,"Other Raw Material Cost",8.0066254969842487E-3,null,"Other Raw Material Cost",null,8.0066254969842487E-3,"Other Raw Material Cost"]
[null,null,11,{"$f":"+R110","v":"Taxes"},{"$f":"+X48+C169/10000000000","v":5.2879313898845384E-2},7,11,"Decommissioning Costs",7.8293879683621701E-3,null,"Decommissioning Costs",null,7.8293879683621701E-3,"Decommissioning Costs"]
[null,null,12,{"$f":"+S110","v":"Principal Payment"},{"$f":"+Y48+C170/10000000000","v":2.5722027402317514E-2},8,12,"Other Non-Depreciable Capital Costs",5.3597733382844371E-4,null,"Other Non-Depreciable Capital Costs",null,5.3597733382844371E-4,"Other Non-Depreciable Capital Costs"]
[null,null,null,null,null,null,null,null,null,null,"Total",{"$f":"+SUM(L155:L170)","v":2.104106443032578},{"$f":"+SUM(M155:M170)","v":2.1041064430325758},{"$f":"+IF(M171<0.01,K171,\"\")","v":""}]
[]
[]
[null,"Waterfall Chart",null,"Values","Base","Decrease","Increase"]
[null,0,"Baseline",{"$f":"+K51","v":2.0962724885349169},{"$f":"+D175","v":2.0962724885349169}]
[null,1,{"$f":"OFFSET($B$50,0,MATCH($B176,$C$72:$I$72,0))&\nIF(OFFSET($F$2,MATCH($B176,$C$72:$I$72,0),0)<1,\n\"\n= \"&OFFSET($F$2,MATCH($B176,$C$72:$I$72,0),0)*100-100,\n\"\n= +\"&OFFSET($F$2,MATCH($B176,$C$72:$I$72,0),0)*100-100)\n&\"%\"","v":"Operating capacity factor\n= +5%"},{"$f":"+K66","v":2.0139512572478515},{"$f":"+E175+G175-F176","v":2.0139512572478515},{"$f":"+MAX(D175-D176,0)","v":8.2321231287065366E-2},{"$f":"+MAX(D176-D175,0)","v":0}]
[null,2,{"$f":"OFFSET($B$50,0,MATCH($B177,$C$72:$I$72,0))&\nIF(OFFSET($F$2,MATCH($B177,$C$72:$I$72,0),0)<1,\n\"\n= \"&OFFSET($F$2,MATCH($B177,$C$72:$I$72,0),0)*100-100,\n\"\n= +\"&OFFSET($F$2,MATCH($B177,$C$72:$I$72,0),0)*100-100)\n&\"%\"","v":"Total capital investment ($)\n= -5%"},{"$f":"+K67","v":1.9775398669415989},1.9775398669415989,{"$f":"+MAX(D176-D177,0)","v":3.6411390306252622E-2},{"$f":"+MAX(D177-D176,0)","v":0}]
[null,3,{"$f":"OFFSET($B$50,0,MATCH($B178,$C$72:$I$72,0))&\nIF(OFFSET($F$2,MATCH($B178,$C$72:$I$72,0),0)<1,\n\"\n= \"&OFFSET($F$2,MATCH($B178,$C$72:$I$72,0),0)*100-100,\n\"\n= +\"&OFFSET($F$2,MATCH($B178,$C$72:$I$72,0),0)*100-100)\n&\"%\"","v":"Total fixed operating cost ($/year)\n= -5%"},{"$f":"+K68","v":1.9559878076906227},1.9559878076906227,{"$f":"+MAX(D177-D178,0)","v":2.1552059250976141E-2},{"$f":"+MAX(D178-D177,0)","v":0}]
[null,4,{"$f":"OFFSET($B$50,0,MATCH($B179,$C$72:$I$72,0))&\nIF(OFFSET($F$2,MATCH($B179,$C$72:$I$72,0),0)<1,\n\"\n= \"&OFFSET($F$2,MATCH($B179,$C$72:$I$72,0),0)*100-100,\n\"\n= +\"&OFFSET($F$2,MATCH($B179,$C$72:$I$72,0),0)*100-100)\n&\"%\"","v":"Feedstock consumption (% of most likely value)\n= -5%"},{"$f":"+K69","v":1.9432535452536892},1.9432535452536892,{"$f":"+MAX(D178-D179,0)","v":1.2734262436933541E-2},{"$f":"+MAX(D179-D178,0)","v":0}]
[null,5,{"$f":"OFFSET($B$50,0,MATCH($B180,$C$72:$I$72,0))&\nIF(OFFSET($F$2,MATCH($B180,$C$72:$I$72,0),0)<1,\n\"\n= \"&OFFSET($F$2,MATCH($B180,$C$72:$I$72,0),0)*100-100,\n\"\n= +\"&OFFSET($F$2,MATCH($B180,$C$72:$I$72,0),0)*100-100)\n&\"%\"","v":"Utilities consumption (% of most likely value)\n= -5%"},{"$f":"+K70","v":1.9381177620305623},1.9381177620305623,{"$f":"+MAX(D179-D180,0)","v":5.1357832231269107E-3},{"$f":"+MAX(D180-D179,0)","v":0}]
[null,6,"Adjusted",{"$f":"+K70","v":1.9381177620305623},1.9381177620305623]
[]
[]
[]
[]
[]
[]
[]
[null,"Min factor",{"$f":"+MIN(F3:G3)","v":0.95},{"$f":"+MIN(F4:G4)","v":0.95},{"$f":"+MIN(F5:G5)","v":0.95},{"$f":"+MIN(F6:G6)","v":0.95},{"$f":"+MIN(F7:G7)","v":0.95},{"$f":"+MIN(F8:G8)","v":0.95},{"$f":"+MIN(F9:G9)","v":0.95}]
[null,"Nominal factor",1,1,1,1,1,1,1]
[null,"Max factor",{"$f":"+MAX(F3:G3)","v":1.05},{"$f":"+MAX(F4:G4)","v":1.05},{"$f":"+MAX(F5:G5)","v":1.05},{"$f":"+MAX(F6:G6)","v":1.05},{"$f":"+MAX(F7:G7)","v":1.05},{"$f":"+MAX(F8:G8)","v":1.05},{"$f":"+MAX(F9:G9)","v":1.05}]
[]
[]
[null,"Variable",{"$f":"+MATCH(R12,C50:Y50,0)","v":9}]
[null,"Min",{"$f":"+MIN(OFFSET($B$251:$B$2250,0,C194))","v":1.9566029705187911}]
[null,"max",{"$f":"+MAX(OFFSET($B$251:$B$2250,0,C194))","v":2.2620059956455223}]
[null,"max-min",{"$f":"+C196-C195","v":0.30540302512673123}]
[null,"gain",{"$f":"+OFFSET(B199,0,C194)","v":1}]
[null,"gain",{"$f":"+C3","v":0.9},{"$f":"+C4","v":618936},{"$f":"+C5","v":0.08},{"$f":"+C6","v":1},{"$f":"+C7","v":1},{"$f":"+C8","v":1767277323.1692281},{"$f":"+C9","v":91669007.478598267},null,1,1,1,1,1,1,1,1,1,1,1,1,1,1]
[null,"Range to plot"]
[null,"Min","Max",null,"Min*gain","Max*gain","Average","Probability","Cumulative probability"]
[null,{"$f":"+C195","v":1.9566029705187911},{"$f":"+B202+($C$197/20)","v":1.9718731217751275},{"$f":"+COUNTIFS(OFFSET(B$251:B$2250,0,$C$194),\">=\"&$B202,\nOFFSET(B$251:B$2250,0,$C$194),\"<=\"&$C202)","v":4},{"$f":"+B202*$C$198","v":1.9566029705187911},{"$f":"+C202*$C$198","v":1.9718731217751275},{"$f":"+AVERAGE(E202:F202)","v":1.9642380461469593},{"$f":"+D202/$D$223","v":2E-3},{"$f":"+H202","v":2E-3}]
[null,{"$f":"+C202","v":1.9718731217751275},{"$f":"+B203+($C$197/20)","v":1.987143273031464},14,{"$f":"+B203*$C$198","v":1.9718731217751275},{"$f":"+C203*$C$198","v":1.987143273031464},{"$f":"+AVERAGE(E203:F203)","v":1.9795081974032958},{"$f":"+D203/$D$223","v":7.0000000000000001E-3},{"$f":"+I202+H203","v":9.0000000000000011E-3}]
[null,{"$f":"+C203","v":1.987143273031464},2.0024134242878007,22,1.987143273031464,2.0024134242878007,1.9947783486596324,1.0999999999999999E-2,{"$f":"+I203+H204","v":0.02}]
[null,2.0024134242878007,2.0176835755441371,46,2.0024134242878007,2.0176835755441371,2.0100484999159689,2.3E-2,4.2999999999999997E-2]
[null,2.0176835755441371,2.0329537268004736,92,2.0176835755441371,2.0329537268004736,2.0253186511723054,4.5999999999999999E-2,8.8999999999999996E-2]
[null,2.0329537268004736,2.0482238780568101,158,2.0329537268004736,2.0482238780568101,2.0405888024286418,7.9000000000000001E-2,0.16799999999999998]
[null,2.0482238780568101,2.0634940293131465,199,2.0482238780568101,2.0634940293131465,2.0558589536849783,9.9500000000000005E-2,0.26749999999999996]
[null,2.0634940293131465,2.078764180569483,230,2.0634940293131465,2.078764180569483,2.0711291049413147,0.115,0.38249999999999995]
[null,2.078764180569483,2.0940343318258194,254,2.078764180569483,2.0940343318258194,2.0863992561976512,0.127,0.50949999999999995]
[null,2.0940343318258194,2.1093044830821559,244,2.0940343318258194,2.1093044830821559,2.1016694074539877,0.122,0.63149999999999995]
[null,2.1093044830821559,2.1245746343384924,219,2.1093044830821559,2.1245746343384924,2.1169395587103241,0.1095,0.74099999999999999]
[null,2.1245746343384924,2.1398447855948288,180,2.1245746343384924,2.1398447855948288,2.1322097099666606,0.09,0.83099999999999996]
[null,2.1398447855948288,2.1551149368511653,135,2.1398447855948288,2.1551149368511653,2.1474798612229971,6.7500000000000004E-2,0.89849999999999997]
[null,2.1551149368511653,2.1703850881075017,88,2.1551149368511653,2.1703850881075017,2.1627500124793335,4.3999999999999997E-2,0.9425]
[null,2.1703850881075017,2.1856552393638382,51,2.1703850881075017,2.1856552393638382,2.17802016373567,2.5499999999999998E-2,0.96799999999999997]
[null,2.1856552393638382,2.2009253906201747,37,2.1856552393638382,2.2009253906201747,2.1932903149920064,1.8499999999999999E-2,0.98649999999999993]
[null,2.2009253906201747,2.2161955418765111,19,2.2009253906201747,2.2161955418765111,2.2085604662483429,9.4999999999999998E-3,0.99599999999999989]
[null,2.2161955418765111,2.2314656931328476,4,2.2161955418765111,2.2314656931328476,2.2238306175046794,2E-3,0.99799999999999989]
[null,2.2314656931328476,2.2467358443891841,3,2.2314656931328476,2.2467358443891841,2.2391007687610158,1.5E-3,0.99949999999999983]
[null,2.2467358443891841,{"$f":"+B221+($C$197/20)+0.000001","v":2.2620069956455207},1,2.2467358443891841,2.2620069956455207,2.2543714200173524,5.0000000000000001E-4,0.99999999999999978]
[null,null,null,null,null,0,0]
[null,"Variable to plot",null,{"$f":"+SUM(D202:D221)","v":2000}]
[null,{"$f":"+TRANSPOSE(Sensitivity_output)","v":"Cost of hydrogen ($/kg)"}]
[null,"Revenue from byproduct sales ($/kg)"]
[null,"Salvage value ($/kg)"]
[null,"Initial equity depreciable capital ($/kg)"]
[null,"Yearly replacement costs ($/kg)"]
[null,"Cash from working capital reserve ($/kg)"]
[null,"Other non-depreciable capital costs ($/kg)"]
[null,"Decommissioning costs ($/kg)"]
[null,"Fixed operating cost ($/kg)"]
[null,"Feedstock cost ($/kg)"]
[null,"Other raw material cost ($/kg)"]
[null,"Other variable operating costs ($/kg)"]
[null,"Debt interest ($/kg)"]
[null,"Taxes ($/kg)"]
[null,"Principal payment ($/kg)"]
[null,{"$f":"+TRANSPOSE(C50:I50)","v":"Operating capacity factor"}]
[null,"Plant design capacity (kg of H2/day)"]
[null,"After-tax real IRR (%)"]
[null,"Feedstock consumption (% of most likely value)"]
[null,"Utilities consumption (% of most likely value)"]
[null,"Total capital investment ($)"]
[null,"Total fixed operating cost ($/year)"]
[]
[]
[null,null,{"$f":"+RAND()","v":0.88051015346538641},{"$f":"+RAND()","v":0.78024103927008914},0.68233810917424809,6.1652809819306431E-2,0.92111206646600952,0.54209061289334348,4.9621973060980595E-2]
[null,null,{"$f":"IFERROR(IF(C$248<=(C$190-C$189)/(C$191-C$189),C$189+SQRT(C$248*(C$191-C$189)*(C$190-C$189)),C$191-SQRT((1-C$248)*(C$191-C$189)*(C$191-C$190))),1)","v":1.0255572253483147},{"$f":"IFERROR(IF(D$248<=(D$190-D$189)/(D$191-D$189),D$189+SQRT(D$248*(D$191-D$189)*(D$190-D$189)),D$191-SQRT((1-D$248)*(D$191-D$189)*(D$191-D$190))),1)","v":1.0168519260944235},1.0101463997344184,0.96755744995996085,1.0301394947780791,1.0021507896038682,0.96575150358870232]
[]
[null,1,0.99848480049965471,1.002485145036262,1.0137633880342432,0.98717028669005347,0.96510734319574643,1.0115295993886286,1.024206682666075,null,2.1152427266503411,0,7.7935777650188663E-3,0.35424683370356114,0.2105162620205043,1.6941560885320849E-2,5.4305097393981747E-4,7.7890994042808786E-3,0.46948992433931402,0.47471226779363562,8.0195732260109776E-3,0.2829547046090044,0.21794794901808281,5.4285412968619856E-2,2.5589665473082959E-2]
[null,2,0.9592059089589422,0.98584983976227714,1.041846338629699,0.97384435458329444,0.99668520917033276,0.96804030571215116,1.010691640869916,null,2.1719178540189863,0,7.6434661355492869E-3,0.37066473176962056,0.22363088593900113,1.7509345528189061E-2,5.8375986445993071E-4,7.6389614711511195E-3,0.48102228299293193,0.46822422967073546,8.3496696618856406E-3,0.29299489070280177,0.22449451989267141,5.9351627984304281E-2,2.5096414676784338E-2]
[null,3,1.0000921498641888,1.0091719541568753,0.98681272803437559,0.99713541618898105,0.9815732119645606,1.0007707030252484,0.98706850228527154,null,2.072561533229178,0,7.9394224257266031E-3,0.33908287987171953,0.208294360144369,1.6385448832173397E-2,5.2753660628021906E-4,7.9347850258146488E-3,0.44755819622532766,0.47958410339562335,8.0051263715125096E-3,0.28388704316288438,0.21184329867111992,5.1329888336407434E-2,2.6068289011670537E-2]
[null,4,1.0216944054433641,0.99613166857307933,0.97975726154994291,1.0243389573659647,1.0258390343526911,0.99118693229809407,0.98504071086434219,null,2.0509848409774265,0,7.7490990589308729E-3,0.32559202835258388,0.20483790699710003,1.6365914496262887E-2,5.1570410660263142E-4,7.744489124874362E-3,0.43647747656849317,0.49268964788421926,7.8354714452275685E-3,0.2871461465528064,0.20424223842985101,4.9843809541968473E-2,2.5443106536366066E-2]
[null,5,0.99754768039834696,0.99986126155296984,1.0135089192428701,0.97336229626004178,1.0181533665853004,1.0149829684155869,1.026643351075226,null,2.125108926981099,0,7.8762252531582502E-3,0.35779488540932758,0.21162863602424989,1.6971024333458078E-2,5.4400499193064434E-4,7.8717363208403342E-3,0.4730717325736033,0.4680729853103256,8.0270922263882376E-3,0.28838610329517012,0.22016248132585667,5.4593316432452278E-2,2.5861153990654237E-2]
[null,6,1.0140909785502079,1.0016684755988809,0.96436206088563403,1.0405729390247676,0.97451802810314991,1.0186538639768306,1.0322358604143618,null,2.0914790947060093,0,8.1460635440309542E-3,0.33028855253957745,0.20460263370471082,1.6577263418431663E-2,5.1106541392535048E-4,8.1413249238298461E-3,0.46367393316844002,0.50054629510584392,7.8933466341503753E-3,0.28261298809969398,0.20904489989186473,4.898601717287699E-2,2.6746838176693228E-2]
[null,7,0.99130107616646868,0.98483508320752899,0.99041036966761109,1.029021339744671,0.98002016372147993,1.0007585447568561,0.97586993476028161,null,2.1190636485805414,0,8.0732473543782164E-3,0.34768004205276704,0.21487319935918547,1.675140522559555E-2,5.3922212997168089E-4,8.0685475154174558E-3,0.45156578891385057,0.49490894732586876,8.0763269637847673E-3,0.28831695200301705,0.21676677941465858,5.3081943755895082E-2,2.6507741274906696E-2]
[null,8,0.98050250217453672,1.0032639118518829,1.0222362207588989,1.013706736818403,1.0030130629725662,1.041338496027953,0.99195324066521207,null,2.1691923663614934,0,8.0475671987663214E-3,0.37302056790544152,0.2139879165556037,1.7296725756171319E-2,5.5711927586779293E-4,8.043064052920117E-3,0.46776808330319947,0.48744793900982103,8.167152192121432E-3,0.28982628200369243,0.22840651803630493,5.6294545462423864E-2,2.6424020006688642E-2]
[null,9,1.0077590233628928,0.99658345779871116,0.99846763422473062,1.0206228046751464,1.0155501702432885,1.014762324644257,0.99614373648082144,null,2.1025129007702703,0,7.86538199154861E-3,0.34509832497087028,0.20839917605973096,1.6803676389406226E-2,5.3183099692576076E-4,7.8608342996229919E-3,0.45240013188084383,0.49084516100125686,7.9448923252120694E-3,0.28800568925605019,0.21416906552756759,5.2494162666015837E-2,2.582533738831649E-2]
[null,10,0.99357246579794978,0.98412641786661115,1.0329142922749506,1.014330212805306,1.012712675276682,0.98353263189932627,0.97772389720702491,null,2.1207877891005098,0,7.4698102124897007E-3,0.35486229643885031,0.21505492443332724,1.7194307186338437E-2,5.5943255628352565E-4,7.4654011571413294E-3,0.44927258675936099,0.48771611769664064,8.0603412344916747E-3,0.2910413724804754,0.215993735040828,5.6510870409253226E-2,2.4526213920009705E-2]
[null,11,0.95800484404070596,0.9709005836849407,1.0191583630965062,1.0063095959097488,0.97834450229733472,1.011341357634578,0.98915118302386662,null,2.2155874908485957,0,8.3019984113085719E-3,0.38208856446571238,0.22684211274398619,1.7466219504064854E-2,5.7611595496733035E-4,8.2973076714688756E-3,0.48211788421897933,0.48390005399105857,8.3587621756688289E-3,0.29397981881181179,0.23436395752500935,5.863940115212523E-2,2.7259291045051974E-2]
[null,12,1.0068042218418547,0.98348522295030327,1.0111695497966262,0.98246151375622859,1.0211975193365865,0.9999228526649856,1.0018888621783886,null,2.1058452307649471,0,7.777108514248671E-3,0.3513864738287199,0.21276977492116692,1.6810243947828041E-2,5.414186524799712E-4,7.7726161038430136E-3,0.45817072422144756,0.47245541431102084,7.9531566919548297E-3,0.28938801853651946,0.21650508693622361,5.4333898532178675E-2,2.5535512595811227E-2]
[null,13,1.0020257933576966,0.98400730976472295,0.96812572806456243,1.0143064564233639,1.0361266947936894,1.0356489237691677,1.0029842275608885,null,2.1335928809024964,0,8.5506828549403845E-3,0.34973718115514557,0.21281392942334737,1.6613173696843845E-2,5.2273974004356369E-4,8.5458791452780163E-3,0.46565223268030942,0.48789977334091661,7.9886046649284836E-3,0.2922470459642369,0.22087024916318215,5.1176827496812217E-2,2.8075927286390884E-2]
[null,14,0.98593291426600582,0.99778995991050146,0.99266040055811711,1.0222865841247035,1.0091952565477238,0.97063430162286701,0.98960236159644199,null,2.0989193800478532,0,7.791959943077395E-3,0.33731020361000175,0.21349059482799979,1.6775177232934899E-2,5.4044956001306666E-4,7.787274477895764E-3,0.45228442778641892,0.4916629937877332,8.1204323083797006E-3,0.29044903439563108,0.21003088613918103,5.2676195854456272E-2,2.5583670010284974E-2]
[null,15,0.99159080571873137,1.0248918806697169,0.98533363952879993,1.0099052688766157,1.0232763174720487,1.0188656409686661,0.96941721575112094,null,2.0824519066408507,0,8.0605345711824532E-3,0.34308167280437146,0.20644911431546178,1.6432437910741202E-2,5.2805884225719073E-4,8.0558762602762849E-3,0.44228635341715372,0.4857303886060701,8.0736718173004107E-3,0.28781843644157751,0.21452371510374887,5.1066603515880674E-2,2.6466112177195026E-2]
[null,16,1.0067778100603306,0.98292626551241391,0.99892050013815947,1.0002399418508874,1.0097632401277015,1.0032662333329021,1.0187435544297043,null,2.1155992893661733,0,7.9106444912598189E-3,0.34744769064287134,0.21242069924250673,1.6867667095116525E-2,5.3551827704105624E-4,7.9060701828156891E-3,0.46577197463534298,0.48104114382909408,7.9526614735460251E-3,0.28872080385911231,0.21557145969193889,5.33002932958732E-2,2.5973951632171734E-2]
[null,17,0.99033139571574469,0.98563302703305566,0.99828406244950918,0.9917030011058976,0.99727086925183928,0.98477229335069694,0.99901382027924723,null,2.1128216453461741,0,7.9346849947920274E-3,0.34798865262300865,0.2159483658771443,1.6754402832212977E-2,5.434955455607852E-4,7.9300355362633065E-3,0.46143534783221801,0.47693738498944038,8.0846940292486277E-3,0.2892691562788523,0.21598540502230854,5.3826704344717431E-2,2.6052685429988169E-2]
[null,18,0.97023970112371993,0.9865442228983704,1.0188364889538235,1.0003418503358557,1.0130268757080654,1.006908020358168,0.95711450687481814,null,2.1577852287125845,0,8.0544277013796638E-3,0.37041673840853895,0.22050108636476765,1.7052239679838932E-2,5.6506010840242727E-4,8.0498234717394021E-3,0.45547469580978084,0.48103131323431975,8.2533377912187445E-3,0.29383567435390623,0.22724587866404114,5.6967581683010637E-2,2.6446226844398655E-2]
[null,19,1.0018081746298051,0.96787522597519104,1.0156433026869767,0.99968733372156104,1.0141956564168078,1.0003172273871315,1.009710943724714,null,2.1420737441283997,0,7.8405455535557108E-3,0.35793125544373694,0.21702218599466874,1.7141117223087449E-2,5.4985118430591034E-4,7.8360312527967092E-3,0.46776583863853749,0.48072595768895965,7.9930780174968102E-3,0.29150492268324363,0.21998139436398209,5.5718805689451062E-2,2.5743851501687679E-2]
[null,20,1.0069521645297033,1.0049914621278924,1.0056830364850569,1.0174750670322634,0.99028082088194136,1.0353318339230286,1.0279162159990654,null,2.1245839480395756,0,7.90280541622191E-3,0.3525731872699418,0.20683157235062927,1.705109942519846E-2,5.3399078848002718E-4,7.8983166758899211E-3,0.46883356815521698,0.48930955588330249,7.9516728170777786E-3,0.28456650732900812,0.21791222875412017,5.3076575107637351E-2,2.594847889929526E-2]
[null,21,0.97993885948673609,1.0163646433258853,0.97324769739837869,0.99811096640940422,1.0317896621091882,0.98669315416275905,0.98847230925181517,null,2.0887849641794691,0,8.1441802194073404E-3,0.33707554589660649,0.21157580792005976,1.6406736179466575E-2,5.3016449075983681E-4,8.1393671996820814E-3,0.45397073046216652,0.48009399828666832,8.1689612172671441E-3,0.29109875157571669,0.21224261233347375,5.0886062405942983E-2,2.6740406431066479E-2]
[null,22,1.0240613109390584,1.0030772522970888,0.99321771923349789,1.0411161449825996,1.0225390143542958,1.0239568471747471,0.97649689280942986,null,2.0681688475399329,0,7.7418972210166245E-3,0.33558198681746554,0.20178258143464864,1.6596151339015305E-2,5.1949472377546264E-4,7.7373993741784502E-3,0.434412596755407,0.5007172350081186,7.8181194655279045E-3,0.28579894474944867,0.20888820615666401,5.0638214483174349E-2,2.5419814453523194E-2]
[null,23,1.0131779758246262,0.99358414728634281,1.0123410934787007,0.96744142350918549,0.96891418629392467,0.98270599114621338,0.97789960789661401,null,2.0506156782546596,0,7.5397452418881818E-3,0.34158088801654218,0.20947750039786014,1.6362605624014915E-2,5.3639183632926278E-4,7.5353068730818545E-3,0.43929019984544943,0.46522906924127982,7.9031915171979533E-3,0.28180709667273834,0.21032414166609817,5.3353155406019197E-2,2.4755876399935331E-2]
[null,24,1.0122046656413324,1.0180167272560761,1.0005927530678722,0.98556240362618419,1.0244567422711166,1.0080101260150207,0.98218042627299851,null,2.0531952145102692,0,7.6905456805070544E-3,0.33908725657033856,0.20392079880976005,1.6383808668565057E-2,5.2603206351521463E-4,7.6860701775174622E-3,0.43908212733972152,0.47397744303544997,7.9101194000189973E-3,0.28533760259333274,0.21018406956651089,5.1539250226442443E-2,2.525118173960059E-2]
[null,25,1.0308423177769777,1.0406462756845754,1.0009134523106513,0.97878798131496347,0.99974783245828047,0.97867525490481944,1.018534624799377,null,1.9895492590936241,0,7.1760847513683184E-3,0.31663064223224574,0.19494065805648925,1.6196939789680623E-2,5.1214947808520699E-4,7.1717306729407043E-3,0.43603150966530074,0.47071855087463943,7.7671222499971389E-3,0.27774478049850054,0.19622847064365334,4.9221376578020219E-2,2.3561413105440299E-2]
[null,26,0.9899585405776522,0.99903584005625201,0.98411319665265984,1.0101939335958137,0.9557468317789618,1.0148703823602865,0.99621982056096259,null,2.115852121265926,0,8.2245605059713765E-3,0.34907742602594155,0.2125740905152109,1.6624545008167006E-2,5.3376156621080296E-4,8.219838231288969E-3,0.46129971018909016,0.48587292157748246,8.0869127809400088E-3,0.28410043794055012,0.21842594642071958,5.2256312187643893E-2,2.7004779328652345E-2]
[null,27,1.0148353804947881,1.0069812140984569,0.99700664829737495,1.0043872741133453,1.0023024807487459,1.0248500563100109,1.0014585353959593,null,2.083090833156561,0,7.8597998374552256E-3,0.34369250644332183,0.20496774726942735,1.6610750705628001E-2,5.2522952039070578E-4,7.8552930117167276E-3,0.45114273131520866,0.48304141780782406,7.8894101092521936E-3,0.28423986831820741,0.21347434016913164,5.1704205826354155E-2,2.5807132497551663E-2]
[null,28,1.0393622769528215,0.98519175906650214,0.99272318294263551,1.0092616119623716,1.0044325792346156,1.0125195567911018,0.98592475949792324,null,2.0500189628258871,0,7.700050199341963E-3,0.33338694297290267,0.20379863608852911,1.6368002228369066E-2,5.1530933816202641E-4,7.6955833542226623E-3,0.43565530806481401,0.48539851755332253,7.7029975910864069E-3,0.28354713047058799,0.20758055972974676,5.0787590086884958E-2,2.5282435546598949E-2]
[null,29,1.003447660300097,1.0032374204582286,1.0017747956830569,1.0140289631217358,0.9877567405640757,0.99412973707143215,0.96021180678641582,null,2.0670582462110922,0,7.6842280060125815E-3,0.33973267397445905,0.20822352904373212,1.6502761862197214E-2,5.3431446864065605E-4,7.6796947542866643E-3,0.43338053381858216,0.48766404641037775,7.9792184684307245E-3,0.28496761004124593,0.21044258139277081,5.2405273533020803E-2,2.5230236449361284E-2]
[null,30,0.99614320839018811,0.97886832016441627,1.0090484135857294,1.0103946783057229,1.0366419612396014,1.0380560707206687,0.97829589042821585,null,2.1568145846426048,0,8.1789269682193896E-3,0.36774307640242387,0.21564703892437603,1.7041124745611664E-2,5.4718290159758512E-4,8.1743638609849192E-3,0.45926258728999969,0.48589450454365279,8.0381503929890345E-3,0.29360502253046322,0.22685515357293318,5.5329924866903711E-2,2.6855381578889358E-2]
[null,31,0.99345613497067331,1.0243868174159969,0.9845824381927607,1.0147250599904825,0.99804548164119677,1.0053949614608584,0.9649485512314766,null,2.06580311047705,0,7.9355011293077305E-3,0.33717042297831534,0.20588862840806288,1.6346413101239313E-2,5.2680586598616644E-4,7.9308455799825504E-3,0.43696467174730164,0.48805082983916459,8.0584689613316888E-3,0.28512406871234225,0.21091854311051866,5.0703566621225805E-2,2.6055346680887419E-2]
[null,32,0.98900252412701462,1.0158502273692247,1.0448981521072795,0.99986123795588244,1.0203451440550804,1.0103716193172745,1.0312558795769686,null,2.1418715426587354,0,7.4263488802951746E-3,0.3626804788107964,0.20962231967466832,1.755260514205512E-2,5.6096388603102127E-4,7.422051225605319E-3,0.47343039518703561,0.48072432108181273,8.098290846326248E-3,0.28867380190779796,0.21928782281781786,5.6861045332730016E-2,2.438379562635205E-2]
[null,33,0.98776460181432713,0.96975127517182069,0.97879768787474952,0.96558090121689477,0.97495410418600359,1.0020057925197361,0.97125328078665529,null,2.1161139165075702,0,8.486866641399967E-3,0.35580889649886793,0.22019229030989829,1.6283658122351143E-2,5.3869768175991955E-4,8.4820401829605093E-3,0.45805638301811941,0.46443080641104201,8.1045646393943203E-3,0.28828436739959623,0.22332069818749431,5.3232184678479032E-2,2.7866196019005095E-2]
[null,34,1.0062092829258562,1.0170081500822632,0.99502058040411434,0.98416761889774784,0.98035189394395539,1.005483746880059,1.0114227139475536,null,2.0685382835689547,0,7.8016481346685485E-3,0.33958409271734036,0.20559528707897104,1.6474827698854399E-2,5.266750026265614E-4,7.7971075739913277E-3,0.45500308791177668,0.47332296814558061,7.9569309461140492E-3,0.28181240799306995,0.21116173561090978,5.1488836170298313E-2,2.5615974854091679E-2]
[null,35,1.007691533451049,1.0093131641755357,1.0285204362493163,1.0146175684679926,1.0235989998646056,0.96565008490710202,1.018624732662621,null,2.0727596679313947,0,7.1042141249646031E-3,0.3340856992299514,0.2058575115358845,1.7112685193708347E-2,5.4387835542228646E-4,7.0998828821948389E-3,0.45108711882929359,0.4878672769603265,7.9471521036625064E-3,0.28727560927109441,0.20384714251463562,5.3814554887237097E-2,2.332537029294823E-2]
[null,36,0.98643657572110799,1.0129003538786059,0.95964191149581191,1.0314461162120652,1.003608112449323,1.0309389351794023,0.97695556300244746,null,2.1095913025110917,0,8.5505367503847587E-3,0.34292039788440132,0.20947622487010042,1.6386223859344348E-2,5.2075869033059452E-4,8.5456537725090188E-3,0.45226614017443306,0.49617081472889601,8.1143590209079557E-3,0.28827205214062723,0.21763804710724766,4.9755980147414551E-2,2.8075186865263096E-2]
[null,37,0.98333131284233088,1.001074123731331,0.96733733583717507,1.0184535628574434,0.99821299748106651,0.99623182715262038,1.0059091915447333,null,2.1147083126934305,0,8.311199441848752E-3,0.3393135871833039,0.21345214141066579,1.658270245191636E-2,5.2863879344622355E-4,8.3063324142462897E-3,0.46491177957845059,0.48989703767341958,8.1404329327998751E-3,0.28930005466485076,0.21438560089125891,5.0912263949456013E-2,2.7288940191463908E-2]
[null,38,1.0153168109415345,0.96278741682242341,1.0282399900514092,1.0101074809844175,1.039482163206507,1.0278367016751886,0.98333966541428675,null,2.1452643552566157,0,7.7889078060599205E-3,0.3660647860817432,0.21475265523033224,1.7206059491897935E-2,5.4994040353262188E-4,7.7845253812267191E-3,0.45459577435314918,0.48569947957021486,7.8874510095796931E-3,0.29298195415773398,0.22339466649255527,5.656133253613313E-2,2.5574638354574519E-2]
[null,39,1.0099810639561151,1.0303305891328265,1.0060218090005204,0.98093399695863259,0.99530812281620407,0.97731425410974859,1.0167729542255928,null,2.0343707695759696,0,7.3577354327703463E-3,0.32850144041369506,0.20200326850515846,1.6479902831000835E-2,5.2727636356057197E-4,7.3533066903058285E-3,0.44748128467563408,0.4717357638404634,7.9278454238456628E-3,0.2813165680201376,0.20299537901026546,5.1248521241032227E-2,2.4157947993639892E-2]
[null,40,1.0166897285733916,1.0199889708997494,0.99419424412153867,0.97818888828963146,0.96423554292781166,1.0210148268176484,1.0212474133663254,null,2.0605473966601702,0,7.8225396886566715E-3,0.33984615351330405,0.20269211449308769,1.6396513070050297E-2,5.2024061583237267E-4,7.8180458028211351E-3,0.45642531121634228,0.47044998139653244,7.8748607691963828E-3,0.27830931145794502,0.21142446593999786,5.0928174487636986E-2,2.5684763586080281E-2]
[null,41,1.0180239963459463,0.95765252376985577,0.9914735418042615,0.9847092012961185,1.0064826014465802,1.0342269211039234,1.0298344745720838,null,2.14688179348351,0,8.3284650616895651E-3,0.35956389905728098,0.21572315767281156,1.6849237217073567E-2,5.3149920861732237E-4,8.3238442030131726E-3,0.47839921667297602,0.47359384962893913,7.8643853225696825E-3,0.28925573264570209,0.22403954332418641,5.3719421612468246E-2,2.7346471979559139E-2]
[null,42,1.0128861473589437,1.0212813400664158,0.98896914217187959,1.0194060575225101,0.98875685576924832,0.99827513230513121,0.97023996781151012,null,2.0353351300885261,0,7.6425664296689705E-3,0.32803323750374952,0.20150878984865334,1.6280651764536684E-2,5.1942553036072832E-4,7.6380236324535677E-3,0.42933513489643155,0.49028885678696354,7.9041346000490818E-3,0.28173713663088662,0.20468662767667589,4.9952344068643496E-2,2.5093333578791822E-2]
[null,43,1.0110114934301284,0.99713139269612583,0.9893828603354704,1.00982778729711,1.0044172538235849,0.96816685936549784,1.0339321411158677,null,2.0705090236730403,0,7.5922097295153543E-3,0.32618037639771252,0.20787177049658356,1.669583183726929E-2,5.2559423164588552E-4,7.5876174912826739E-3,0.45991844691012673,0.48568088716836366,7.9188143430893847E-3,0.28618894751181345,0.20348221699232888,5.1122996627008678E-2,2.4927733395329887E-2]
[null,44,0.96337680601540154,1.0350721430803163,1.01664718730778,1.0035192361177319,1.0029064757907404,1.0259876452780028,0.96501669329551809,null,2.1345590570700157,0,7.998171630692821E-3,0.36597606172727576,0.21164986954659121,1.695125919383678E-2,5.571475759327554E-4,7.9936082850261669E-3,0.45367324086525068,0.48256566661976008,8.3120011075746292E-3,0.28870297369245923,0.22479845904732201,5.5115398938383312E-2,2.6261542101293691E-2]
[null,45,0.98821120159676801,0.97450037495061514,1.0335258175281949,1.0072526130477701,0.99968020841341065,0.99956894891884696,0.97692884099195165,null,2.1504890059378141,0,7.7091199826818469E-3,0.366752615472768,0.21870294715180091,1.7271285282711799E-2,5.6499589671422197E-4,7.7046735151509267E-3,0.45724793924045204,0.48431123307259349,8.1041063264977488E-3,0.29140488435269057,0.2231549184238793,5.7666227572823039E-2,2.5312299612414168E-2]
[null,46,0.99067750815822908,0.99654723702102621,1.0082596107527444,0.97209383688587259,1.0306368688705325,0.99511828970380223,0.97582711694565871,null,2.0994539761515219,0,7.8708759205753914E-3,0.35324067729015701,0.2139322983177398,1.66232477157029E-2,5.4588287296862526E-4,7.8663151405130114E-3,0.450473679089676,0.46747805774975509,8.0824518529453472E-3,0.2909052717754903,0.21800618238978567,5.4327444185929379E-2,2.584334369143412E-2]
[null,47,1.0173965444395514,0.96379335929071119,0.98928269205731545,1.022327677708724,1.0077919027690154,1.0075493358954872,0.971430415729992,null,2.1023864434648027,0,8.0266802621314255E-3,0.34477625963528902,0.21353767031525409,1.6602354184498531E-2,5.2939974437511933E-4,8.0220536749987699E-3,0.44364369169633588,0.49169306766707016,7.8691111926777607E-3,0.28965793352054531,0.21509529863174789,5.2631289222120507E-2,2.6354994242018752E-2]
[null,48,1.0220524734412986,0.98726963590661909,1.0064908494276184,1.0355701577613912,0.99585529290154096,1.0082097309089717,0.99278790599415201,null,2.0869637214426944,0,7.6088390507650355E-3,0.34008660535522051,0.20638117807951692,1.6854243396232194E-2,5.3025041577480902E-4,7.604390275003271E-3,0.44442021571910673,0.49800911318465652,7.8342366017607763E-3,0.28522073096915579,0.21009847249959399,5.2550286680307673E-2,2.4982837317129428E-2]
[null,49,0.98381510886175549,1.0047219392998517,1.0088066588944402,1.012585545488357,1.0094177291280486,1.009285780858725,1.0107296291732066,null,2.1395085668425624,0,7.9132863676629368E-3,0.35559352667009864,0.21283145280377447,1.7130944929685643E-2,5.4817120841094916E-4,7.9087124000471447E-3,0.46869548606062139,0.48694880623112774,8.1388615148136612E-3,0.28981175532523423,0.21939030162471618,5.4441202286709872E-2,2.5982632154983282E-2]
[null,50,0.98723466829730411,0.99083941295733857,0.98124613284710971,1.0039233591098882,0.99895091761133314,0.9694614553098676,1.0372455717341025,null,2.1147790986867574,0,7.9809959358125727E-3,0.336492041731279,0.21522601325790336,1.6816953488697821E-2,5.3558027769186182E-4,7.9762252174315779E-3,0.47584766378575322,0.48286560066578477,8.1090579374708694E-3,0.2896216080646532,0.21089870770207658,5.2166209290691476E-2,2.6204433203133141E-2]
[null,51,0.97017066804951857,1.0009657906239153,1.0041032582385248,0.96826083426333431,1.0071651952542224,0.96953083179435962,0.9849982406895087,null,2.1080882826654439,0,7.897061455500955E-3,0.35102496827500301,0.21784659965242414,1.66718307250407E-2,5.5432403510188128E-4,7.8923843181605037E-3,0.45956880267934747,0.46564667969147794,8.2530456003581283E-3,0.29081497579634791,0.21714993362834198,5.4632810499389242E-2,2.5928989219951962E-2]
[null,52,0.9846467254457032,1.0299935105178986,1.0370961279348954,1.0032326017482636,0.97182448729386806,0.97065123283114207,1.0196409825272739,null,2.0896170364630051,0,7.1714236440471191E-3,0.343981784721204,0.20747938298018234,1.7202049005955684E-2,5.564100424069147E-4,7.1670815526189416E-3,0.45943339100137659,0.4823679069515085,8.133654414117255E-3,0.28295183536320739,0.20888412921745572,5.5084695588463975E-2,2.3546139268555817E-2]
[null,53,1.0128629559874849,0.9794543785526828,0.9992455146376803,0.99747672737161752,1.0067891204740362,1.0096297950111852,1.0148458027480864,null,2.1114154688035907,0,7.9243853355354839E-3,0.34831411350472941,0.21182587229474578,1.6805777962611009E-2,5.3321389153739159E-4,7.9198342185621256E-3,0.46310882488906691,0.4797112796155637,7.9049014870705789E-3,0.28789705899219181,0.21606902054491411,5.3230785876877046E-2,2.6019170861254534E-2]
[null,54,1.0017936759847221,1.0437554528260482,1.0120035794763311,1.0395010315942874,0.98349061105492941,0.99355442261256666,1.0274407225131537,null,2.0645495731210484,0,7.284035636718005E-3,0.32973391487040532,0.19811273495639209,1.6998812747300824E-2,5.3173862741115008E-4,7.2796322525679989E-3,0.45269770803825243,0.49988256250523305,7.9929832136110893E-3,0.28040616688848796,0.20306823158819765,5.1213219004294389E-2,2.391590406560986E-2]
[null,55,1.0176415634716289,1.024984048283939,1.0081956152329141,1.0390355563590483,1.0272080967526596,0.97934940123685332,0.99421744334035278,null,2.0356318919890279,0,7.1796972067731234E-3,0.3221629832121547,0.19839596117438635,1.6729231610568367E-2,5.254408621420953E-4,7.1753065514637143E-3,0.43262137925213917,0.49967039844301075,7.8682906091110498E-3,0.28460774599979299,0.19883346418818332,5.0648226290709794E-2,2.3573161002138847E-2]
[null,56,1.0234359984449382,0.99823535324750345,1.0197241840053537,0.98622344450154509,0.99075303810763016,0.99899598210122875,1.0011802285874556,null,2.0624269751550788,0,7.4220674416903519E-3,0.34203052352619007,0.20560265904418273,1.667181503303317E-2,5.3360170320274872E-4,7.4177286678745015E-3,0.44558778779261476,0.47423966955486119,7.8243949557276864E-3,0.28252004640155398,0.20972657536771133,5.3324645898516557E-2,2.4369594651299797E-2]
[null,57,1.0082518983130753,0.99011307009863492,1.0298409606633923,0.98753911192019583,1.0071272566047764,0.97930096124582389,1.029565854602001,null,2.1005010443249881,0,7.3507738240310835E-3,0.34674082268454132,0.21092659670779532,1.7131734754857169E-2,5.4842396423094761E-4,7.3464200016451538E-3,0.46440371495378963,0.47484310641780592,7.9428113057981847E-3,0.28716287361629783,0.21141276153032065,5.5257229177858636E-2,2.4135323034078195E-2]
[null,58,1.0154454479508848,1.0054148165255314,1.0068816136951251,0.9882349129806548,0.97970025940200578,0.98198954533125227,1.0110096898449148,null,2.0533554853066667,0,7.4614184538944698E-3,0.33379502119367138,0.2058070634593738,1.6563885712403158E-2,5.3001607019792312E-4,7.4569757592211437E-3,0.44893809953619468,0.47524429539504409,7.8852325598117307E-3,0.28177284753781046,0.20616598769214806,5.2158945032868061E-2,2.4498533811814313E-2]
[null,59,0.95867460385030123,1.0233237722145452,1.0027857239630575,1.0263814506937228,0.98846356293885584,1.0301213047939959,1.0134153467360423,null,2.1810344618359681,0,8.2689954504945613E-3,0.36644904745519802,0.2146247518714702,1.7322463735518087E-2,5.5536565285893287E-4,8.2642948709658812E-3,0.48168836125648901,0.49360149424161254,8.3519335226578274E-3,0.28967503934487354,0.2268612509028245,5.475862092193319E-2,2.7150833510059293E-2]
[null,60,1.0003094361646507,1.0265528883427015,0.99274734060003733,1.0023782098403784,0.98871550852205226,1.0233475507124901,1.0272773959970394,null,2.0935002184063016,0,7.9263560910201002E-3,0.34320583630529655,0.20425443670277854,1.6712324226920278E-2,5.2670328417676361E-4,7.9217907415697324E-3,0.46491889540528292,0.48208791301021225,8.0037298669101212E-3,0.28276548943752544,0.21369125823967744,5.1312598616215566E-2,2.6025598660754382E-2]
[null,61,0.98813206650483609,0.99577635454201119,0.99737904281337664,0.98103087131520905,1.0446878963626294,0.97847504630256243,0.96108314084190283,null,2.0840613491261784,0,7.8750638184562766E-3,0.34465075830250747,0.21449671901323408,1.6458479250982098E-2,5.4202844205403092E-4,7.8704169510837793E-3,0.44181924531839073,0.47180750269840233,8.1026355663154706E-3,0.29300238045458704,0.21402407161503414,5.3305355890087627E-2,2.5856819441953133E-2]
[null,62,0.98163296695968572,1.0200524814575105,1.0078867117278179,1.009425092978667,1.0152279506488571,1.0274096493904705,1.0088312462535074,null,2.1390368516379836,0,7.9997308455654875E-3,0.35871781253588192,0.21009121994368415,1.7082348750422818E-2,5.4561304419932467E-4,7.9951682911952177E-3,0.46833169487948623,0.48543169931795388,8.1568997246815166E-3,0.2889754657295282,0.22143321632776769,5.4008776721707757E-2,2.6266667217039432E-2]
[null,63,0.99309238222838359,0.99973519501925878,1.0294904981929889,0.98457869773318596,0.99365912880424045,0.96737446742284083,1.0130013284465951,null,2.0961126994886583,0,7.3547278738679113E-3,0.34664475267102496,0.21250085697677884,1.7044210054413658E-2,5.5446976169673827E-4,7.3503224049694116E-3,0.46006346732801257,0.47342064263211536,8.0640375118367982E-3,0.28681260960518179,0.21139557522157901,5.5468339526458431E-2,2.4148143668457814E-2]
[null,64,0.96980322405315122,0.99927886741283745,0.96911118867365109,0.98649393915315831,0.99352381013840607,0.96053210764145225,1.0176082525254433,null,2.1084576716205818,0,8.2101126742494032E-3,0.33656181032414206,0.21794076638483637,1.6520560588890926E-2,5.3728315710300275E-4,8.2051868646083014E-3,0.47284786085456298,0.47451850708916693,8.2540915425820243E-3,0.29022321912204746,0.21242797788978565,5.1673875541483984E-2,2.6956644935621523E-2]
[null,65,0.98525711372959046,1.0033562179755771,1.0120118249164987,1.0020885007831271,1.0128459010419544,0.99893167079836498,1.0184614471394913,null,2.1328547159348767,0,7.8110949154985027E-3,0.35360743931511629,0.21310088160070517,1.7128274385324802E-2,5.4927221299336183E-4,7.8065464226817448E-3,0.47051734226601405,0.48189133736728135,8.1271379842035515E-3,0.28987964879774292,0.21776984299102903,5.4641103037326812E-2,2.564698446995382E-2]
[null,66,0.97708571411626666,0.99294661603801815,1.0257177731300737,0.97021943738722327,0.99400929503681379,0.96613797663386203,1.0025434924190355,null,2.1188760342357025,0,7.6018676478942166E-3,0.3551907835124658,0.21793170074116183,1.7015889127824216E-2,5.6316146593435432E-4,7.5973530084883622E-3,0.46559241173232901,0.46652688400393494,8.1959188087036457E-3,0.28939374664375772,0.21706488848528302,5.6445446692222019E-2,2.4959717661490879E-2]
[null,67,0.99441429562993233,1.0176377888583044,0.97285963138275455,0.95850179310372841,0.98766784981695532,0.99860294436415065,0.9649439223329429,null,2.045280987413522,0,8.1724982528600405E-3,0.33794736738984521,0.20885836378420658,1.5854676617125731E-2,5.2199751548728183E-4,8.1677550059727957E-3,0.43952932796748617,0.46104300442395785,8.0500252693673606E-3,0.2835642290751918,0.21283938710832379,5.0243682118308361E-2,2.6833669391107109E-2]
[null,68,0.9876656631123405,1.0039286142189872,0.97353733172198442,1.0303260787702919,0.98215798646979457,0.97210566759624673,1.013205591096906,null,2.0927229267754033,0,7.948623883049703E-3,0.32919833452330971,0.21130320201905739,1.6645475887352497E-2,5.2875565252374576E-4,7.9438269541788654E-3,0.46038718764144981,0.49558865154403831,8.1050698680332663E-3,0.28691942393450703,0.20724790051011027,5.0705727505697941E-2,2.6097994618193506E-2]
[null,69,1.0191778172785628,0.98009468409339162,1.0040344068464904,1.0058804070942557,0.95990368060312936,0.97355849948410988,1.0278754933066439,null,2.0775336488728779,0,7.5077587151161675E-3,0.33366540552372348,0.2099404739012308,1.6787029440483329E-2,5.3210211829990547E-4,7.5032683437701534E-3,0.45883026322706949,0.48373852766743647,7.8561941255311015E-3,0.28238437783738679,0.20641908673528103,5.2734059012531247E-2,2.4650619655248604E-2]
[null,70,0.98222046269713359,1.034386831715886,1.0056775705877625,1.018936348542562,1.0207448683799771,1.0424927517747085,0.98280078482280031,null,2.1232835561854881,0,8.0254977725340085E-3,0.35804284254395047,0.20639067855579801,1.6913889338955181E-2,5.4115691346563115E-4,8.0209487346576003E-3,0.45442344359960052,0.49001231096700837,8.1518906830300771E-3,0.28801876274009741,0.22129350311072202,5.3148262608683321E-2,2.6351364162053068E-2]
[null,71,1.0005897201733429,1.038248777838735,0.9850270554506243,0.98571731668500784,0.98390244401749105,1.0081117617879434,1.0066160403651441,null,2.0518654233184117,0,7.8599861251219556E-3,0.33430628227100406,0.20232128794527127,1.6289261418586869E-2,5.2045901051350166E-4,7.8553915152661195E-3,0.45068310595938266,0.47409770448608263,8.0010426878220544E-3,0.28074094529380467,0.20907342879847668,5.0029043944323309E-2,2.5807456112997555E-2]
[null,72,0.99323429023875298,1.0339256150144276,0.98761967717753807,1.0172079427925895,0.99377948152573048,1.0147429299526602,1.0108804491607972,null,2.08539993122332,0,7.9111415521824699E-3,0.33850637152218255,0.20371420325029146,1.6649877495731803E-2,5.2644674796591259E-4,7.9065225847147376E-3,0.45695716485464882,0.48923576674004654,8.0604452221989913E-3,0.28369624341673894,0.21138520454074439,5.069738848413765E-2,2.5975437916099461E-2]
[null,73,1.0183857289164382,1.0115950507671976,0.97571420130721997,1.0091659124571615,0.99550895317730892,0.99081414037620918,1.0384771018670087,null,2.0550189091443807,0,7.762026845951924E-3,0.32309708523602171,0.20279896232189781,1.6451220998263159E-2,5.1228023521390743E-4,7.757403347868023E-3,0.45845829114045389,0.48540395049391855,7.8606998072046092E-3,0.28261376575296854,0.20315084226632066,4.919090052955593E-2,2.5485533860643242E-2]
[null,74,0.98463301847763141,0.97936450212969339,0.9864231400305904,0.99148904624459877,1.0162956586966341,0.99998614846455969,0.98321507692608223,null,2.1309404500158573,0,8.2970339467454673E-3,0.35404009248443602,0.21863257957646323,1.6649017446785382E-2,5.4208885849832444E-4,8.292264215768369E-3,0.46134042638330358,0.47686957115478507,8.1307872299843445E-3,0.29266570951071563,0.22123735248414081,5.3594872926516414E-2,2.7242721691201722E-2]
[null,75,0.9902086475965024,1.0213044951786994,0.98351032047984521,1.0336812684382757,0.9762678440966418,0.98986730140847523,0.99990285952291413,null,2.0808197882764756,0,7.8342447256271076E-3,0.33203978770845843,0.20654919054283957,1.6636574266016949E-2,5.2864742835923473E-4,7.8295610000729439E-3,0.45157812362731903,0.4971714924563333,8.084835088735521E-3,0.28399726846966367,0.20783714948297558,5.0678808264884731E-2,2.5722594666444762E-2]
[null,76,0.97969357347558894,0.99052170536046924,0.98248706972424904,0.97060985983255188,1.0154901129839491,1.0000840725684608,1.0291858031874499,null,2.1409249391311111,0,8.3667233887132712E-3,0.35377789349035271,0.2176890607248588,1.6745926197190723E-2,5.4039153770602552E-4,8.3619239709198396E-3,0.48344972630088567,0.46683890610847922,8.1715496098633961E-3,0.29148929693238257,0.22157434015734745,5.3181071378023172E-2,2.7471576111814631E-2]
[null,77,0.99046449070711073,1.0189465305175467,1.0264500493338933,0.99783998010165342,1.0335467789625654,0.99112131563986117,1.0159543266472164,null,2.1064116770337002,0,7.4559514792317712E-3,0.34896305689604912,0.20860294611934949,1.7150459742609665E-2,5.502056074740511E-4,7.4515483364399355E-3,0.46144909605784329,0.47980599738346885,8.0852547087413972E-3,0.28943426335525479,0.21317155732278154,5.4722539978769795E-2,2.4480703004150495E-2]
[null,78,1.002717737675241,0.96435052027926926,1.0214384323064853,0.96047857953262294,0.98269740461192134,1.0194290314864987,1.0379560611119101,null,2.1606363488523312,0,8.0110273965527078E-3,0.37064417142430117,0.21811409880851071,1.7159895048318576E-2,5.5306401730499102E-4,8.0065485809760039E-3,0.48674145325831042,0.4618550543591729,7.9861625877151125E-3,0.28743357311248591,0.22705309599621643,5.6796203972056709E-2,2.6304055083513054E-2]
[null,79,1.0042224701535554,0.96754446788770321,1.0237345069704868,0.95465616716443247,1.0000529872961592,1.0098797176363823,0.98762609825838077,null,2.12369045918869,0,7.886043978918714E-3,0.3667975828195788,0.21715390440531998,1.6795689305202765E-2,5.5265711998055481E-4,7.8815927100747748E-3,0.4600798810359763,0.45904887355651697,7.9743287217497877E-3,0.28846090529463653,0.22440735675314549,5.6530196085603772E-2,2.589353535982037E-2]
[null,80,1.004700619300352,1.0022542039303688,1.0296296492701804,1.0395520907786429,0.98804990376113389,1.0242430465790167,0.9969047887886926,null,2.1236339471261765,0,7.5401600347730488E-3,0.35550652924654963,0.2071062972845947,1.7299630056058946E-2,5.4758107838027157E-4,7.5358107307047263E-3,0.45357066602692564,0.49985339380774985,7.9708742590496751E-3,0.28525339061286437,0.21678292755388354,5.4989474771929781E-2,2.4757531732258899E-2]
[null,81,1.0034850033998928,1.0117174472100401,0.97161141801780515,0.9950105918767157,0.96739898384396494,0.99920711097182824,1.0127852700218307,null,2.0664909851203248,0,8.0572876767759753E-3,0.33221977193004487,0.20694745779035773,1.6273863547583891E-2,5.178874994218592E-4,8.0525678035900192E-3,0.45662719896422604,0.47860762558273018,7.9771878657167068E-3,0.28167005471941525,0.20938351614333015,4.9815898104514339E-2,2.645524284616721E-2]
[null,82,0.9685358509580364,1.0095019253896358,1.0183006146357114,0.98278642041423903,1.0015949173833871,1.0111735305477676,1.0455950552492339,null,2.1748302192767612,0,8.0053564547098929E-3,0.367705080233582,0.21630771634548698,1.7404598880034265E-2,5.6059593484859718E-4,8.0007828022129503E-3,0.49380281070803644,0.47259103380018763,8.2678250013829158E-3,0.29001786677389468,0.22565033572409615,5.6241816858723523E-2,2.628511266898214E-2]
[null,83,0.97983771330050684,0.98520540231811227,0.98283511597430395,0.99986750835617422,0.98951397364177451,1.0281409327045032,1.0328687326717003,null,2.1773986588502181,0,8.5706545574290895E-3,0.36269752208946598,0.21835445446203677,1.7016968709359377E-2,5.4165055439477094E-4,8.565847930041736E-3,0.49052222433021853,0.48091005418921401,8.1703680007562882E-3,0.2902414003064312,0.22711528411661305,5.3692007632401242E-2,2.8141531086713002E-2]
[null,84,1.0132153213499675,0.98126041705372535,1.0092769792435314,0.98665220480453808,1.0266692642999786,1.0229593586864123,0.97217083571176655,null,2.1026349974088374,0,7.9203694221422569E-3,0.35630300303344309,0.21165868358740272,1.6644693608217079E-2,5.3755046802715157E-4,7.9158890687944083E-3,0.44580583751044905,0.47447618406000774,7.9027251020274102E-3,0.28940463731720706,0.2197695123017015,5.4130440982470655E-2,2.6006209791231263E-2]
[null,85,0.99449292904637732,0.99187728823025278,1.0136198602578477,0.99533728603975202,0.97636749117296207,0.98878506890954176,0.99582416625324943,null,2.1059508427533853,0,7.7056969707406985E-3,0.35013226080545706,0.2135584372324951,1.6861968672267181E-2,5.4748409777967421E-4,7.7011805167618574E-3,0.45683700858070581,0.47864005018669392,8.0517552451762116E-3,0.28597888677273459,0.21543393631016797,5.4612747300606557E-2,2.5300824003279546E-2]
[null,86,0.97388274040868306,1.0107724368685678,0.96495139390767137,1.0001317401849328,0.98086049178303514,1.0025475008643319,0.97523275187679448,null,2.1031705003530998,0,8.4724544958499053E-3,0.34399236408065009,0.21419291202303695,1.628204504965523E-2,5.3053406085203916E-4,8.4675422464667287E-3,0.45501901636172837,0.48109109707428127,8.2192702902691862E-3,0.28748680518033404,0.21764357514625685,5.0899227642545695E-2,2.7818565692869831E-2]
[null,87,0.99692642140733256,1.00910927113757,1.0370593848869174,1.0310073781920599,1.0186387057777366,0.97034219472182248,0.96615994415269402,null,2.0779570354444492,0,7.1164380104575334E-3,0.34131472426239401,0.20791461874197939,1.709745343834855E-2,5.5405949344957696E-4,7.112113886593348E-3,0.43308366780289698,0.49572250793826067,8.0334655361018002E-3,0.28859268738308674,0.20726878263511705,5.5013839309536058E-2,2.3365553027140273E-2]
[null,88,1.019455475308062,0.98312307055159376,0.98190014373393875,0.95566272362367666,1.0089364735894772,1.0134866231238313,1.035721349384543,null,2.0899465649727911,0,8.1553534820364097E-3,0.34437436447941255,0.21039686052371759,1.6393891153215902E-2,5.2059191500151384E-4,8.1507234665977139E-3,0.47090520432593364,0.45965139350303996,7.8528008389557504E-3,0.28581300847320062,0.2157577193198921,5.150764508105922E-2,2.6777715374798054E-2]
[null,89,0.97192623685095292,0.97143401421830022,1.0283763117539813,1.0365453877901425,0.99480036243816294,0.99245921574283102,0.96105813736359902,null,2.1752008393786149,0,7.8365588020447713E-3,0.36841297555926572,0.22277780058407448,1.7432333125762062E-2,5.7251174605871898E-4,7.8319979791504311E-3,0.45635033198272057,0.49841145454846136,8.2395856984233146E-3,0.29435939722110943,0.22481053444189511,5.8107874377004771E-2,2.5730600916733924E-2]
[null,90,1.0176080731176957,0.96369149332830406,1.0078539818292012,0.97711755986011106,0.99960379594995641,1.0095530650580773,0.98876657455735173,null,2.1060921597270283,0,7.9191711265923486E-3,0.35507919724001363,0.21467355444914282,1.6652714339774305E-2,5.3841126477400657E-4,7.9146684462146066E-3,0.45395755814570732,0.46989512765106667,7.8685301297204031E-3,0.28774249783319533,0.21919119624616973,5.4495675449471662E-2,2.6002199658369335E-2]
[null,91,1.0429977279947298,0.97938165932718191,1.0059084908558436,0.96220318913472758,0.97312211958622008,1.0025383298356736,0.97847918783751442,null,2.0299444691804895,0,7.5813827205333971E-3,0.33840636585647071,0.205912382673132,1.612911486733172E-2,5.2099432890936003E-4,7.5770055675922331E-3,0.43275951612053187,0.46272835303421278,7.6768788507134466E-3,0.27967401050263169,0.20912950449772161,5.2118855746268289E-2,2.4892869855507156E-2]
[null,92,1.0141407171997341,0.96943975708559327,1.0293953141554684,1.0061339165488759,0.9985651325069772,1.0102372307309306,0.95253182895054944,null,2.1065178853425381,0,7.620450437598349E-3,0.35909929112961553,0.21362710510943714,1.6875263671129702E-2,5.4963895908425112E-4,7.6160823679522881E-3,0.43641564090308804,0.48378544186677402,7.8966641998705189E-3,0.28817857335376046,0.21900241774165066,5.6070966921728839E-2,2.5021249556043876E-2]
[null,93,0.99652509342546192,0.99493694755072415,0.97822897316271407,1.0051970223344617,1.026700128148277,0.99157427394852415,0.99904913781964122,null,2.0958426649767437,0,8.0736767009039478E-3,0.33803460367501537,0.21201310846337823,1.6540025038086496E-2,5.2823556752899759E-4,8.0689375832073383E-3,0.45641933723443501,0.48348732210309936,8.033284219858312E-3,0.29067161688690957,0.21223444400179248,5.1376404132846158E-2,2.6509022771487586E-2]
[null,94,1.0004605025507485,0.984955438290956,0.96648161739531602,0.97280639704715544,1.005928402200424,0.97568069842908978,0.98072025980248534,null,2.0628370533501919,0,8.1711579679781127E-3,0.33293415635896051,0.21397218594038905,1.6032899829630954E-2,5.2255637572338706E-4,8.1663371469974134E-3,0.44725327279100219,0.46794233695941928,8.001008930143997E-3,0.28833519056321744,0.21045961109920167,5.0559644049440827E-2,2.6829011274040575E-2]
[null,95,0.95780163214882585,1.0115248143580149,0.96966200531885427,1.0111253802126479,1.0164404885200147,0.97998289441627173,0.98797521731967797,null,2.1277992168965478,0,8.3709732133018834E-3,0.34359670406944798,0.21778459987386617,1.6623018747784404E-2,5.416485787731152E-4,8.3660138755658475E-3,0.46470175376018003,0.48636491824904199,8.3575512885704726E-3,0.29361841311165415,0.21679887267388923,5.1931683133486679E-2,2.7485012747589316E-2]
[null,96,0.96898217670334275,0.98217705243622599,0.97926147090939852,0.99493989194336629,0.97472098085816483,1.0148964975768062,0.97291271262091417,null,2.1557978109673264,0,8.6526450127461449E-3,0.36314991439659061,0.2217056333795937,1.6620365866963471E-2,5.4658460196072229E-4,8.6477532804932339E-3,0.46633628708357078,0.47855067954894259,8.2616883686849347E-3,0.29049065255552531,0.22786725627447563,5.386302444600452E-2,2.8410616177263724E-2]
[null,97,0.98811627959464987,1.0112048493474617,1.006041885099445,0.99242981789694285,0.9962907875682957,1.0091245533609465,0.99842148692105859,null,2.1109758750692973,0,7.9025104494341199E-3,0.35284917545353639,0.21095612239356562,1.6802874655033675E-2,5.4300826170404991E-4,7.8979497872728489E-3,0.46000555700452023,0.47726409914624601,8.1032719357383362E-3,0.28675083172174171,0.21803842478283877,5.3719796822872312E-2,2.594727355365907E-2]
[null,98,0.98684881211630815,0.97647381871585293,1.0053671005183888,1.0044844808985114,1.0418489581542965,1.0227307257194873,1.0085345013314928,null,2.1755199722500054,0,8.2250747340991952E-3,0.36668472045306921,0.21856150521089027,1.7218707118254559E-2,5.5101970398334105E-4,8.2204393796344987E-3,0.47649318480133146,0.4830632482140364,8.1136398782653205E-3,0.29558071672313552,0.226674659858462,5.5576451351139637E-2,2.7006754291900775E-2]
[null,99,1.0299189356826568,0.9772594160420971,0.99441943146929634,1.0072296678671036,0.9881243293613261,0.98784199201137091,0.9901859235920033,null,2.0562424028019377,0,7.6369003629539987E-3,0.33194852953226645,0.20795293829832939,1.644230392334637E-2,5.2253310603202576E-4,7.6323890840573174E-3,0.43996962105979143,0.48441617265891523,7.7737215864767274E-3,0.2840876043205191,0.20648464299355235,5.1574024303907673E-2,2.5074822297696506E-2]
[null,100,0.98001063707699776,1.0043022408181466,0.98861926991082549,0.98220220326285312,1.0184264786445556,0.96533375793900589,1.0184081449488014,null,2.099137908680496,0,7.8958392737600858E-3,0.33862851441587577,0.2145683750883311,1.6675093172780441E-2,5.4028820928336699E-4,7.8911100918428422E-3,0.4676798114701452,0.47239648925202438,8.1692666933093246E-3,0.29063373963221539,0.21134027240738112,5.2585984539279276E-2,2.5924802981785844E-2]
[null,101,0.97800738723625058,1.0283525918935872,1.0028591145955899,1.0151021227754846,1.0251022098437863,1.0185548754888931,0.95704454913231385,null,2.1052564958911355,0,7.9629333615909952E-3,0.35294226078014196,0.20895165713964384,1.6711438757150216E-2,5.4335755651853553E-4,7.9583352176344317E-3,0.44228065150644869,0.48817688355764854,8.1868408255218444E-3,0.28969960517610199,0.218490357914078,5.3132381950159936E-2,2.6145658871678228E-2]
[null,102,1.0051535791716208,0.97959075676720231,1.0323418886661313,0.96308520800021336,0.97474550125582615,1.0031680110687711,1.0051558117558652,null,2.1156027372009421,0,7.6403367500995616E-3,0.3624913217988176,0.21437975905333434,1.6947880931132579E-2,5.5372282795350749E-4,7.6359667839178561E-3,0.463030223361172,0.46307780275417565,7.9674390287837685E-3,0.28479964553901632,0.22070772900114535,5.6565006693525682E-2,2.5086576178067317E-2]
[null,103,1.0070963570023379,1.0256058905968928,1.0163125064994489,1.0230128273297896,1.0032248476672456,0.99060551109002215,1.0001430457113372,null,2.0614348018603934,0,7.3098573865247934E-3,0.33421252147837888,0.20187449627611967,1.6852730997965672E-2,5.3476016887102893E-4,7.3054739342049077E-3,0.44293143413782732,0.49194062183740667,7.9511455139808385E-3,0.28357107324976399,0.20532661863274362,5.224298082217918E-2,2.4000802197476939E-2]
[null,104,0.98294786359325859,1.0148959273140477,0.99875744284352475,1.0002244737001711,1.0230031713681718,0.98664899419548058,1.0058444984432604,null,2.1035416430620204,0,7.8221794317804572E-3,0.34342817339758663,0.21116717522337872,1.6816726170103356E-2,5.4144236792452412E-4,7.817552732676987E-3,0.46074610555311224,0.48103418943956955,8.145451020726736E-3,0.28995881080081576,0.21309737319205588,5.2927678901798864E-2,2.5683143694050586E-2]
[null,105,1.0118827828370007,1.0035615332392083,1.0020344297363397,0.97571664512436251,1.0047776874140713,0.99082987649558185,0.97096622289919687,null,2.046972009714719,0,7.6529096111093153E-3,0.33855203288037888,0.20741979186097134,1.6277987463790024E-2,5.2991801204533401E-4,7.6484164256692948E-3,0.43532272253489229,0.46923823943270615,7.9127180061596379E-3,0.28474684928670746,0.20968029325518692,5.2168472961914195E-2,2.5127477205406111E-2]
[null,106,1.0450181416078876,1.019420884179846,1.0128997009860081,0.98629491747109443,1.0002316715609481,1.0177393202190304,0.9979680058458793,null,2.0150812571682089,0,7.3088347612606632E-3,0.33154916375225141,0.19587855916914923,1.6338700429737476E-2,5.1499838283867636E-4,7.3045790458517723E-3,0.43182936321719451,0.47429382768734951,7.6624238576815575E-3,0.27821099914157565,0.20408283966249366,5.0726775378338917E-2,2.3997862205007468E-2]
[null,107,0.96485164289727166,1.0192954960709422,0.99671600864031495,1.0044585931534273,0.98883190908821716,1.0134185114722125,1.0008313875085451,null,2.1463548978066394,0,8.2125188123620026E-3,0.358874541980372,0.21458031349752107,1.6949307890805173E-2,5.4961270444826621E-4,8.2077995114825629E-3,0.47142121727052405,0.48307658592008346,8.2981003114908219E-3,0.28877961908117944,0.22294116554726967,5.3923924593405372E-2,2.696522831041771E-2]
[null,108,1.0253899732137521,1.0054343637214003,0.99331874264890718,1.002514463413634,0.98479193749813276,0.9996809989239277,0.98783043010372851,null,2.0384219699802779,0,7.619125219841265E-3,0.33033480386526792,0.20283507571452195,1.6307227439303077E-2,5.183828833659358E-4,7.6146380746187382E-3,0.43616703948689678,0.48215173514542026,7.807994725154835E-3,0.2811314997041155,0.20561014019795323,5.0546053369786778E-2,2.5016504593714819E-2]
[null,109,1.0114284804131326,1.0383130030437815,0.97888402585330825,1.020101162699437,1.0229660946561665,0.99348844660969671,1.0104914177834758,null,2.0335686067404879,0,7.6261057349761166E-3,0.31977524918546663,0.19794210661723,1.6363482628994227E-2,5.1195396808349249E-4,7.6215198267579999E-3,0.44272688852083286,0.49065401898629096,7.9149511725418818E-3,0.28348707560449798,0.20069446090928686,4.8463891720243374E-2,2.5039113335235775E-2]
[null,110,0.9993945669584543,1.0135845083065849,0.97806509393892094,1.0099604488143703,0.98487168163208982,0.99883066267751486,1.0324809685341829,null,2.0883443207114532,0,7.9759535738983724E-3,0.33381599883088425,0.20699446490794976,1.6612345339120021E-2,5.2274182329110322E-4,7.9712619187779638E-3,0.46633140888840652,0.4857789692667947,8.0102095148750756E-3,0.28406001553355525,0.20960562670387772,5.0429104367175903E-2,2.6188127190640963E-2]
[null,111,0.9725934105856,1.0096460169739285,1.0143173231398843,1.0122286659301303,0.9778625370092805,0.97062947062036675,0.97768353110575323,null,2.1066135554363603,0,7.6312560319557379E-3,0.34730366396111945,0.21457588130696786,1.6929961045081866E-2,5.5620337287563772E-4,7.6266752202016255E-3,0.45110784952934335,0.48676073660201974,8.2330951229490322E-3,0.28772836456822709,0.2136094352750687,5.4756895024336491E-2,2.5056050440125203E-2]
[null,112,0.99538233308796442,1.0304755446246976,0.98948356518963987,0.99517142373042744,1.0187941673727774,1.0014570502628179,0.98676467188581474,null,2.0625099609909876,0,7.8355683088045767E-3,0.33671996330779674,0.20489250205358234,1.6395726763205613E-2,5.2691787191823337E-4,7.8309656053142714E-3,0.4446798943301592,0.47863154846129291,8.0431587542718723E-3,0.28597871313721679,0.21004504050119752,5.0873889273048131E-2,2.5727209240785358E-2]
[null,113,0.97464356342032132,0.99447075498386006,0.96634495682773824,0.98552997375914375,0.99580382392837252,0.99572375135858116,1.0048060209397076,null,2.1260001537661495,0,8.5257392573074194E-3,0.34727568163279499,0.21780482065118806,1.6469268805724937E-2,5.3427135669211086E-4,8.520808759392243E-3,0.47211071560933615,0.47406307921357177,8.2129363603855449E-3,0.29024590305451925,0.21954285007016389,5.1751994403647437E-2,2.7993563106040925E-2]
[null,114,0.99943715716691928,1.012834769301455,0.9695143739673433,0.98100342511725613,0.99133926986721377,0.99160439876215534,1.0116234883945654,null,2.0636417095072344,0,8.0853365948441568E-3,0.33176054228701818,0.2081166428144173,1.6200444253313288E-2,5.1874425213553979E-4,8.0805853031309365E-3,0.45717789194200786,0.47187629039087409,8.0093757947174733E-3,0.28426358286590814,0.209348557469449,4.9827099498185416E-2,2.6547289230920017E-2]
[null,115,1.014839047294122,1.039603453304641,0.97914762353196028,1.0163397024552689,0.96260420531759427,1.0281227832760911,1.0124744944746868,null,2.0457271020362966,0,7.8551226565867285E-3,0.32958591757625055,0.19700441995696094,1.6317457306259147E-2,5.101044247527648E-4,7.8505561745284645E-3,0.44763217754950468,0.48884400491920849,7.8883663789315814E-3,0.27672377438077622,0.2068202907841736,4.861358475863338E-2,2.5791570482900587E-2]
[null,116,1.0101303095555751,0.98031673380118767,1.0369891876447086,1.0144598395797761,1.0402804282226645,0.97452696291228658,1.0173994944449887,null,2.1125682303016089,0,7.2265092129123378E-3,0.34654134452691121,0.21188431718497033,1.738418464648785E-2,5.5315046790100156E-4,7.2221914670628938E-3,0.45846531279555081,0.4877664308091304,7.928452290934326E-3,0.29188053701215694,0.21045094629418926,5.5990679178018428E-2,2.3727192841205801E-2]
[null,117,1.0335100628216061,0.97971222995416918,1.0015323682308255,0.99593961705358536,1.013511411762305,1.011828057384188,0.99933660648039202,null,2.0725890456556608,0,7.7164693800860374E-3,0.34097181203930443,0.2069717611773812,1.6564435348666025E-2,5.2360347894209397E-4,7.7120244497570715E-3,0.44636220964238726,0.47896528361618224,7.7471080098706208E-3,0.28567197846450915,0.21123926844303922,5.223958059834892E-2,2.5336449767357938E-2]
[null,118,0.99932257883615216,0.99717209961591891,0.97297109128346515,1.0126356446843296,0.98301277367868267,0.98802644370114789,1.0116344148883794,null,2.087053878933971,0,8.046925173052985E-3,0.33283697292627007,0.21057151296292201,1.6492006929672447E-2,5.237261356886184E-4,8.0421674783551344E-3,0.45915295552977725,0.48708125204996705,8.0104930991587806E-3,0.28575995575744711,0.20960732793986284,5.060135882342584E-2,2.6421074474477699E-2]
[null,119,1.0398585460412859,0.97075381068335675,1.0118975897685725,0.98957484160957199,0.98037890397668959,0.98970251408689847,1.0277637879403607,null,2.0675459855735485,0,7.44412757399876E-3,0.33690450159408408,0.20775468859691668,1.6720046205515659E-2,5.2729794941525738E-4,7.4397598673636494E-3,0.45480058589093258,0.47587401453572853,7.7003876417469129E-3,0.28234380939029596,0.20749669754691216,5.2986349789588452E-2,2.4441974139047539E-2]
[null,120,1.0351361767100726,0.99335266214804241,0.99501424145238559,0.97174764763605048,0.96821107780436499,1.0222191886891552,0.97838108148932068,null,2.0396300697768028,0,7.8211048381371679E-3,0.34043019968193228,0.20436979605325711,1.6090431809032538E-2,5.1679630246981767E-4,7.8166493765544041E-3,0.43566682348339103,0.46734975840707726,7.7345740546971714E-3,0.27893164228692063,0.21168863204042943,5.1175695236910346E-2,2.5680175882268997E-2]
[null,121,1.0097297917042547,0.99005001889676614,1.0070922778345404,1.0354247240327903,0.99745930079765932,0.97233805232320425,1.0124876636211293,null,2.0867157629201318,0,7.4318710219694892E-3,0.33263191123518321,0.20882612476351525,1.6993318274062745E-2,5.3641312330524494E-4,7.4273769495135818E-3,0.45239720742017642,0.49793733206685226,7.929879623115808E-3,0.2868540794947162,0.2054230728775408,5.2789625793201539E-2,2.4401292320917225E-2]
[null,122,1.0003289554758659,0.97063283521223387,1.0111377521598954,0.97753059677465992,1.0022870117635447,1.0064321737414708,1.0055762534255279,null,2.1345782350438278,0,7.9807491133876939E-3,0.36056383429251143,0.21712500437301238,1.6914836092564712E-2,5.4778222824220077E-4,7.9762035590272232E-3,0.46793965346065047,0.47008427984354823,8.0046367239760656E-3,0.28960465836207394,0.22216366674555177,5.5430066427659658E-2,2.6204362048395814E-2]
[null,123,0.99507668397299054,0.96516919069846618,1.0157981386945858,0.98034863952865525,0.98371711128552375,0.99029609430861831,0.9571660646258372,null,2.1146323568713918,0,7.8788048754981875E-3,0.3598058449629955,0.21949245302049905,1.6690592415354491E-2,5.5426930450381423E-4,7.8742559696884998E-3,0.44646587335623578,0.47142599131492796,8.0471585761039653E-3,0.28911144550217166,0.22111420225436601,5.6059643232644334E-2,2.5869431837397178E-2]
[null,124,1.0178309568647945,0.99079266848570458,1.0374058518122098,0.98775311577749514,1.0032946258799722,1.0061520650523486,0.96207420107722408,null,2.0766385393967659,0,7.3762634238467642E-3,0.3540693916911628,0.20854739156045754,1.6774481780460437E-2,5.4684203774173787E-4,7.3719991220572408E-3,0.43380189845897399,0.47492427123361786,7.8684914617657663E-3,0.28538260037785035,0.21497283731844011,5.5535239209154361E-2,2.4219358568928505E-2]
[null,125,1.0179987029184192,1.003891894464622,0.98945218532599377,1.0003454116561101,0.98622509223562216,0.96708836649841157,1.0068185522051971,null,2.0343845053864258,0,7.4957362504284647E-3,0.32208666503620004,0.20503355264433926,1.6356599718925429E-2,5.2061104043313496E-4,7.4911882994826507E-3,0.44301456214195206,0.48112009179196552,7.8644661260708158E-3,0.28245770847582341,0.20092044018375499,5.0403423304937842E-2,2.4610932872968314E-2]
[null,126,1.0087200023251426,0.97535221088466262,0.98867185089209286,0.98054940955253922,0.97409975509328639,0.95597839885006486,0.99395956608470293,null,2.0586626005562194,0,7.7171602802835818E-3,0.33100464638354421,0.21405684183967535,1.6323406997749632E-2,5.3111415521084283E-4,7.7125119793989482E-3,0.44795137253141565,0.47160141329303024,7.9367627010601856E-3,0.28521528112720468,0.20657593823559006,5.2132420135543305E-2,2.5338051457077924E-2]
[null,127,1.0063153058989505,1.0141819898487479,0.97331142027450279,0.97296882457799505,0.98353249872874426,1.0032006816586638,0.97009240756086335,null,2.0390994488227805,0,8.0739492525808039E-3,0.33422145645347051,0.20645941841945301,1.5901255562933498E-2,5.167430819953729E-4,8.0692587870637902E-3,0.43711053026940161,0.46800037488587559,7.9548489011843238E-3,0.28221015330602434,0.21043774516401187,4.9781535215771715E-2,2.6510078028175E-2]
[null,128,0.98964113346306992,0.98668213554050233,1.0100317150412965,1.0049316303338525,0.95854713089976462,1.0194052404041656,1.006257804510863,null,2.1487604839480574,0,8.0481563508251631E-3,0.36268229374019795,0.21562337181833199,1.7064402504108834E-2,5.4952251614684227E-4,8.0435843940583739E-3,0.47056515499817114,0.48326443072777825,8.0910196419457219E-3,0.28566405792422217,0.22360878053766797,5.5226292003656148E-2,2.6425729492595643E-2]
[null,129,0.98144903616220347,1.0170023245058992,0.98538576679921575,1.0226406028868089,1.0071418667320962,0.99680747220279142,1.0163227994783006,null,2.1152260131434804,0,8.011119584213253E-3,0.34101566538063444,0.21025704687267854,1.6854039342944237E-2,5.3519296192096116E-4,8.0063989230910442E-3,0.46648013302517854,0.49185549523182476,8.1571038875301437E-3,0.28876265716953925,0.21322548578463579,5.1784350737886065E-2,2.6303563409827466E-2]
[null,130,1.0094307494963799,1.0110813227059146,1.0324503315683979,0.98489769089151069,0.98867335708289239,1.0123631291640445,0.96945072164351587,null,2.0722929234110281,0,7.4409263595096049E-3,0.35311678156586057,0.20619061605212077,1.670870345925414E-2,5.4449559781657433E-4,7.4366303161834428E-3,0.43726247256358519,0.4735655323202374,7.9336855562871771E-3,0.28282525689274574,0.21498691004726042,5.473107282975731E-2,2.4431692569430084E-2]
[null,131,0.99494945953834724,0.99820930192985768,1.0117564741618237,0.97938015368960063,1.0123781681179373,0.98795831380098076,1.0253175483374708,null,2.1096727038223362,0,7.709195108818896E-3,0.34878756512174869,0.21245176126806209,1.6935022486948864E-2,5.449145311309132E-4,7.7046799720504608E-3,0.46903302562365162,0.47097192561646889,8.0479522327341138E-3,0.28848736455420548,0.21483250736461393,5.4272859334160393E-2,2.5312320825379941E-2]
[null,132,0.96521645019574343,0.99575462601658216,0.99462414198049376,0.98549253041458373,0.95910861610166898,1.0189196809383541,1.0247378701565624,null,2.1782368112191866,0,8.4668196058553385E-3,0.36820614054417494,0.21988340322962985,1.7046590646051046E-2,5.5349905772009167E-4,8.4620433022033498E-3,0.49075117074953678,0.47396133136002105,8.2948388245353034E-3,0.28772924257529431,0.22901147677577605,5.5003393845674868E-2,2.7800499914420834E-2]
[null,133,1.021910347145881,1.0318789880930619,0.97277050934240439,0.98898297384030176,0.96256439880578415,1.0122370177247224,0.97964176297430472,null,2.007722427645191,0,7.8487806427986091E-3,0.32449263768062203,0.19838414034797755,1.5828135548991672E-2,5.0509476867240577E-4,7.8441900148570661E-3,0.43042720117365435,0.47570483422607596,7.8334220827493504E-3,0.27631201232465952,0.20437614198996271,4.8092742503369736E-2,2.5770655626396147E-2]
[null,134,0.99740558534574453,1.0211380793226614,0.9695880641390684,0.96715685160685994,0.97497918407555295,0.98756224337657939,0.99648055024030702,null,2.0427683493296795,0,8.0506408149365639E-3,0.33039269970972435,0.20723418934205415,1.5973858659855365E-2,5.1814150089000521E-4,8.0458958747126677E-3,0.44920787465274065,0.46521568041888312,8.0256939908126511E-3,0.28172734849603026,0.20847650095319167,4.9567783105017436E-2,2.6433323440704509E-2]
[null,135,1.0253402579647857,0.98948925392600695,0.99048856244133521,0.99702889425277474,1.0018646247184513,1.0304870809919657,0.99139461995168876,null,2.0800357411447794,0,8.0012702016934046E-3,0.34464791976663911,0.20662616004146026,1.6433032144574502E-2,5.2037631446294637E-4,7.9967354632902374E-3,0.44728852514079431,0.47952191256758347,7.8082139672602281E-3,0.28455551193337464,0.21486673069558579,5.1500077436319631E-2,2.6271815875127971E-2]
[null,136,1.0059638337385208,0.98459326896928334,1.0249836577042426,0.96498786633602118,0.99044429295902048,1.0034142404040514,1.0372357679451376,null,2.1229281349666431,0,7.6836230776886668E-3,0.35841070832820443,0.21309611898897388,1.7062713186483412E-2,5.48480892332596E-4,7.6792184830064844E-3,0.4759680796656276,0.4640133711815288,7.9605968984792531E-3,0.28581311026015987,0.21912275715162621,5.5707931260972135E-2,2.5228671746935279E-2]
[null,137,0.98765239987753028,1.0016344624963336,1.0118891481696961,1.000011050661614,1.0064181258267895,1.0153778073339885,0.9719345790578493,null,2.1203593279535582,0,7.9317357420830847E-3,0.35897064616629587,0.21294990534127847,1.6836483476905011E-2,5.4825527223918615E-4,7.9271943512681207E-3,0.45119987182491145,0.48089268024557952,8.107420595739219E-3,0.2890293211860645,0.22108810809161122,5.4697825908871268E-2,2.6043351234877759E-2]
[null,138,1.0255188558643091,0.98204811572237871,1.0079044621033255,0.97889270323651068,1.0440213949151977,0.98946935434794947,1.00801166044193,null,2.0711354424578055,0,7.5713830987800537E-3,0.33951889491259318,0.20884036774548587,1.6636193002287646E-2,5.3026526214481565E-4,7.5669490729042025E-3,0.45043101185645273,0.47074864678345946,7.8078356721712526E-3,0.28922372615968445,0.20957979326790535,5.296331074512528E-2,2.4859831076369597E-2]
[null,139,1.0179187707789628,0.99385852692837595,0.9996223053345239,1.0127802051544155,0.97695998275511586,1.0033513163475225,0.95886822863310428,null,2.0572821970095481,0,7.6982010898765446E-3,0.33866357158745997,0.2068479013314318,1.6389315655023756E-2,5.2765858384419095E-4,7.6937014096545731E-3,0.42981299742524781,0.48706996780791983,7.8656606941806539E-3,0.28284529800597868,0.21003744447138134,5.1950628366340658E-2,2.527625276096011E-2]
[null,140,0.96537208308198386,1.0072138676345426,1.006743410493081,0.98797115565082716,0.96029189350772026,1.0014014113526526,0.97545949411238475,null,2.1335088067608976,0,8.0990439610675816E-3,0.36221106404669284,0.21742816692851941,1.6796486397154125E-2,5.5703878795448697E-4,8.0943732278005442E-3,0.46090432995690128,0.47511785770282161,8.2942273260056733E-3,0.2866917562583991,0.22373446943227801,5.5185493714736453E-2,2.6592586942702903E-2]
[null,141,1.0288194461756512,0.99396171360892338,0.98629728510500858,0.96702021725302068,1.0164253393571243,0.99359686052041596,0.97254100392763854,null,2.0251057049370362,0,7.7650484550700581E-3,0.33124026370404241,0.20578177387585109,1.597039650559345E-2,5.1568579707959026E-4,7.7605096841409701E-3,0.43126210785872071,0.46510133352963573,7.7815736707714904E-3,0.28447827948405852,0.20700484705746272,5.0478243062833328E-2,2.5495739161916966E-2]
[null,142,1.0174752937378575,0.97594325059542575,1.0195004165917847,0.99147580594907525,1.0345564290312379,1.0181054094630357,1.0216248822139897,null,2.127263463948037,0,7.7484303773382853E-3,0.35689167306941311,0.21174503253717811,1.710243186715707E-2,5.41488165764635E-4,7.7440251452536458E-3,0.46669290244069278,0.47676599374895162,7.8702200804956993E-3,0.29030232136916334,0.21886668356677719,5.5047540118582781E-2,2.5441582215945419E-2]
[null,143,1.0048170785837787,1.0350664890557006,0.9810722429769948,1.0239319559119042,0.97525833317468669,1.007439026807925,0.98990282148590303,null,2.045991539511645,0,7.786596941541081E-3,0.32816577075502401,0.20015007100957288,1.6331419665218644E-2,5.1701382400201666E-4,7.7819897038424821E-3,0.43983677627947582,0.49248984129268231,7.9671546928155972E-3,0.28004651355029936,0.2057007661763792,4.9224511654873758E-2,2.5566307848999683E-2]
[null,144,1.0117577609997033,1.014770909997823,0.98282593401595908,0.98653617334169252,0.97174859675773773,0.98448353255189769,1.0272878671772212,null,2.0477063682235843,0,7.7290705777598593E-3,0.32706472559189942,0.20464027054200187,1.6334353400270923E-2,5.183900114307437E-4,7.724470265054865E-3,0.45605058496762685,0.47449805878447399,7.9125997131297317E-3,0.28045971404614856,0.20480368923844416,5.0051244017281983E-2,2.5377338223581163E-2]
[null,145,1.0022308690194399,1.0108437490729143,1.0031305948084182,1.0175308279924866,0.9851086641715997,1.0121703701499518,1.0066223957295535,null,2.0969791785500242,0,7.7654356080842177E-3,0.34440307351003668,0.20666849763805439,1.6837538215492644E-2,5.3401233164131635E-4,7.7609194542344814E-3,0.45595143052979348,0.48934406325463897,7.9889841287701466E-3,0.28407308213208676,0.21317125336326692,5.2514674213267443E-2,2.5497085386823024E-2]
[null,146,0.99768490019673961,1.030010775521387,1.0054994863602391,1.0125523801684282,0.97425971862090965,0.96211057377332199,0.97654155765591666,null,2.0308061866112714,0,7.2985538616354992E-3,0.32546202309755579,0.20373233874439101,1.6468189578659951E-2,5.3358609325195885E-4,7.2940665720766743E-3,0.43167347707366122,0.48694275774044121,8.025523422784472E-3,0.28143671625130096,0.20117678370618572,5.1395952802855666E-2,2.3963325389743374E-2]
[null,147,0.99840634901112879,0.97144348614524489,0.97095276967802147,1.0337300366527447,1.0380832547066854,0.99515846106544936,0.96922548839761946,null,2.1136327231296614,0,8.2618429220397919E-3,0.34013539453985925,0.21599495873054642,1.656235090990266E-2,5.2872530290525141E-4,8.2570167313215752E-3,0.44719552173383131,0.49723402864538768,8.01772796383147E-3,0.29478804317486995,0.21445425724299397,5.1599618566566634E-2,2.7126922509685892E-2]
[null,148,1.0360679836935338,0.97015823430653914,0.96623267904591048,0.96786360689812545,0.99332855111716067,0.99065309921738498,1.0314946956340136,null,2.0533662344411145,0,8.0489213113736861E-3,0.3277671364424552,0.20917964618266557,1.6096204486960038E-2,5.0754419867583931E-4,8.0442362139244283E-3,0.45949402763299285,0.46556547085837119,7.726017243319656E-3,0.28376130469365424,0.20722335033557801,4.9622346536009325E-2,2.6427870927882999E-2]
[null,149,1.0055776698182473,0.96618658790941769,0.99456807863176278,1.0204777671824348,1.0200430583166205,0.96966852758622057,1.0015965522117574,null,2.1070731930751112,0,7.7691764520786254E-3,0.33781193925340264,0.21592565821411169,1.6860784975100424E-2,5.3770011309414668E-4,7.7645358651971738E-3,0.45605638055157111,0.49078725023468234,7.9619027824844625E-3,0.29225508628980928,0.21011406427646101,5.3258100525813097E-2,2.5508966445459615E-2]
[null,150,0.99196553989764635,1.0056355197073406,0.98047433160587072,1.0255306475480956,1.0070663078261299,1.003038485306248,0.97764777537749326,null,2.0948434143354877,0,8.0741561513636949E-3,0.33981662022177661,0.21003245747027541,1.654779484434795E-2,5.2949702261446063E-4,8.0694309711463602E-3,0.44722115843266957,0.49326062058014397,8.0703394724276761E-3,0.28851958284835277,0.21307715124739815,5.1262273668122235E-2,2.6510643707574385E-2]
[null,151,0.99012349982303238,1.0030029127110844,1.0220546371555361,1.0266390185641792,0.979524344955924,1.0345135640190419,1.0164677234491093,null,2.1589926014822205,0,7.8719748770039559E-3,0.36472607795357953,0.21118027790691041,1.7393904918297821E-2,5.5167214629969308E-4,7.8675138432609468E-3,0.47235954649990763,0.49366706281209666,8.0877816028097748E-3,0.28630410597172323,0.2233504341132829,5.5528916780369322E-2,2.5847281810686316E-2]
[null,152,1.0172420210844604,1.0164408205762776,0.95994726907807293,1.0137324070085982,1.0311121780950077,0.969225466815825,0.97019818845818595,null,2.0038257925531058,0,7.7386010593440283E-3,0.31056500600629328,0.20172528929053871,1.5869323344035662E-2,5.0442774896910863E-4,7.7338746436689627E-3,0.42386775327671777,0.48764880213924566,7.8686466850065931E-3,0.28589072357770451,0.19706821146332584,4.7414100842647348E-2,2.5408234594294404E-2]
[null,153,0.97927686283235005,0.99111805438213141,0.99169519059105815,1.0053048796949247,0.9839942189856532,1.0002212114968303,0.98735708970385283,null,2.1324398439251664,0,8.1884536296389383E-3,0.3536920772541452,0.21710773888501761,1.6774054218730787E-2,5.4510074857288334E-4,8.1837170098358579E-3,0.46240799451019343,0.48349863342070604,8.175569211587368E-3,0.28925290187136415,0.22035293369394024,5.375146708715324E-2,2.6886109643559326E-2]
[null,154,1.0083777993997161,0.9876291548221775,0.98137345215743998,0.99324935282132276,1.0079429592893649,1.0424728676628754,0.98611894463154381,null,2.1130916049711721,0,8.3989109082111858E-3,0.35423092138621859,0.2111399348718602,1.6454418467416829E-2,5.2509340672194174E-4,8.3942350156848422E-3,0.45591519191493685,0.47773125282726264,7.9390387854307472E-3,0.28765701064109467,0.22200038992816573,5.1925300478267815E-2,2.7577728156320279E-2]
[null,155,0.95943925752855874,1.0119173079508972,0.99869862298195544,0.98553617882983446,0.98733980494198592,0.97881921449404341,1.0214435652628382,null,2.14126528475333,0,8.0470023111407947E-3,0.35325146302627797,0.21789942267134732,1.6987321671313067E-2,5.5533159858118001E-4,8.0422562649282818E-3,0.48047060243098721,0.47397037537148068,8.3450309299455544E-3,0.28972418781106074,0.21920007561174742,5.4444853510230602E-2,2.6421366166570377E-2]
[null,156,0.98627020550866928,0.99547171835756587,1.0096538480572805,0.97629853786328769,1.0296518816891198,1.0301504250247326,0.98746233131464545,null,2.1433322950459948,0,8.1747850621251734E-3,0.36807052906820303,0.2151214554261697,1.6869274745484757E-2,5.4925845403465629E-4,8.1702112104084287E-3,0.46441109541618919,0.46949607034770757,8.1186513870942518E-3,0.29164098201972888,0.22697937069903162,5.5238442531264309E-2,2.6841738802804032E-2]
[null,157,1.0214486779347587,1.0204457841586823,0.97745815051606333,1.0067985945859337,1.0050720374193847,0.99440485680142277,0.99090337875141776,null,2.022862367349505,0,7.6908898308729401E-3,0.32143096102341695,0.20017832260117849,1.6131726415050812E-2,5.0979038838181378E-4,7.6863078178763542E-3,0.43453596123202448,0.4842599940318118,7.8372267630673099E-3,0.28212096795535807,0.2018997045686175,4.87103319199347E-2,2.5251962463657549E-2]
[null,158,1.0403673856766216,1.012386634172076,0.99023224314075509,1.0154017901494581,1.0262672004958686,1.001103234316316,0.97364862072966196,null,2.0070876939957087,0,7.447752766823957E-3,0.32060651452104239,0.19697230455329084,1.6164377164475024E-2,5.0806836398843171E-4,7.4433225913858843E-3,0.42088440175837982,0.48835915018322873,7.6954174466131575E-3,0.28254544065389575,0.19990774320053578,4.8995027506663139E-2,2.4453678819032976E-2]
[null,159,1.0137619784897098,0.98825340218620017,1.0203762688193134,0.97506749842787122,1.0429064081536557,0.99810040037123271,0.9594125249110298,null,2.071991877576139,0,7.5798429440945012E-3,0.34982900971064718,0.21032878848522032,1.6553492866341637E-2,5.4118447385619506E-4,7.5754493002838158E-3,0.43430290166385077,0.46887330801483301,7.8990980610592378E-3,0.28993314890806265,0.21442984516321714,5.441773684975372E-2,2.4887757023106118E-2]
[null,160,0.97557557828943298,0.9716122148447861,1.022752821777813,0.97312796107441157,1.0122181721412462,0.99144023586701668,1.0272994239616333,null,2.1792480235994414,0,7.9727595192231656E-3,0.36998826375879351,0.22270991385132236,1.7372717409908568E-2,5.6742532448360566E-4,7.9681786739992481E-3,0.48834706043474663,0.46793387988053892,8.20842926760979E-3,0.29373956205338725,0.22648411271737473,5.7723241994240511E-2,2.6177997752259985E-2]
[null,161,0.98743766531274291,0.9930763113282437,0.97860866531483159,1.0119505396005266,0.98782715675056287,1.0067426063515015,1.0337027723496044,null,2.1397165747941131,0,8.2856698682639719E-3,0.34721884624176325,0.21445566706345121,1.6874323578781228E-2,5.3368376983940562E-4,8.2808861856857961E-3,0.48002794082229117,0.48673452437842513,8.1072370010391703E-3,0.28840284667039906,0.21795299022026379,5.2207957481883088E-2,2.7205341248554435E-2]
[null,162,0.97112857806264585,0.96876029815224463,1.0108019619995319,0.97996210049962507,1.0036296961977014,1.0150378633910899,0.99462241054565959,null,2.1901138989632334,0,8.3577678039745609E-3,0.37730782804661556,0.22428616934567308,1.7155738969547092E-2,5.6451613020983666E-4,8.3530796629410764E-3,0.48001267295087569,0.4712545352792637,8.2453041020716499E-3,0.29402841208855374,0.23252472129222121,5.7296169148211146E-2,2.7442519751024946E-2]
[null,163,0.97156699420550108,0.9602051348991768,0.98747668285649137,0.98935048966135675,1.0069208547368553,0.99616573734915914,0.98871033128588315,null,2.1734922024958307,0,8.5191872220782179E-3,0.36440789760438852,0.22590406879105324,1.6876255407656145E-2,5.5427622012992137E-4,8.5143224326948031E-3,0.47529033530991915,0.47583788483835682,8.2401958777570984E-3,0.29554062475800691,0.22757845919328287,5.5294815821971849E-2,2.7972253462689146E-2]
[null,164,1.0215130420591916,0.99502024218971141,1.0268060854623204,1.0306364994264579,1.0007535228052453,0.97422558339128495,0.97041781541471317,null,2.050987568447403,0,7.1076881347088856E-3,0.33293130713080149,0.20498084107063622,1.6834187491202197E-2,5.3875094998575646E-4,7.1033802902852718E-3,0.42739721464749025,0.49557495561746662,7.8395262964064509E-3,0.28481043137034961,0.20333768961025189,5.3410111717882715E-2,2.3336860389352433E-2]
[null,165,0.95373144906057794,1.0229982164438776,1.0046433877474708,0.9856744577285661,1.0108055953741566,0.96608680805421632,0.96782584204220024,null,2.108668251103532,0,7.8668316455350277E-3,0.35011547622872663,0.21700459179763917,1.6721047340233507E-2,5.5926578994904387E-4,7.8621188476215922E-3,0.45321399494117137,0.4740194951425587,8.3953339440095039E-3,0.29177627285033059,0.21652090315398534,5.4517025176359833E-2,2.5829557536482823E-2]
[null,166,0.96771684163414018,0.96737725995594614,0.98302498429057106,1.0001701125512887,1.0254774329765732,0.98176497370519078,1.0150226702111291,null,2.1767236909208023,0,8.4240321874291361E-3,0.35664183982411973,0.22518281157798228,1.704414650027512E-2,5.5255254966340463E-4,8.4191310244249203E-3,0.48481857005394091,0.48105502912303127,8.2727150115804397E-3,0.29754364961238489,0.22329891470973051,5.4658843668733907E-2,2.7659519452361957E-2]
[null,167,1.0255538460535416,0.97266002249736105,0.98775770517344597,0.99330498391426825,1.0169223108636305,0.99188859246589023,1.0354972457217375,null,2.0887678195449326,0,7.8438069018375977E-3,0.3357322389468323,0.2104485242242897,1.6656192688727391E-2,5.2253362755042628E-4,7.8392237686336786E-3,0.46489460167400676,0.47773900275545594,7.806434135519482E-3,0.28784600177026515,0.2096362551662514,5.1736277759033375E-2,2.5754339930201087E-2]
[null,168,1.0023685364820385,0.99443664812388965,0.95191329436212069,0.98048224546024187,0.98553087595931721,1.0218001425757013,0.98193844330490687,null,2.0796139879859932,0,8.638035907886291E-3,0.34027900742295336,0.21131284975860076,1.5923742893706322E-2,5.1255143913823975E-4,8.6331407356853955E-3,0.45212479298978364,0.47167806431508341,7.9849445198809012E-3,0.28522041857595348,0.21694108204018442,4.92788198764934E-2,2.8362609326415534E-2]
[null,169,1.0338810031367656,1.0089282892226004,0.99868033948066925,1.0202011330856464,0.97841910983162472,1.0198006979807079,0.9879618530962031,null,2.0407976199872357,0,7.5666793318225857E-3,0.33215429349557379,0.19912205388098939,1.6427197345534546E-2,5.1594798118099377E-4,7.5622696798150991E-3,0.43378350737651789,0.49064172277101431,7.7441690083728783E-3,0.27907287582702422,0.20611097850974885,5.0384825659456171E-2,2.4844457783829342E-2]
[null,170,0.9984943367953153,0.99638843850324244,0.97841491774451206,1.0242793099558347,0.98250726227957941,0.97200240756455913,0.98940737876236851,null,2.0719764680806292,0,7.8423160280676908E-3,0.32848404148398902,0.21054662188041609,1.6469564508391484E-2,5.2697713862774934E-4,7.8375902872070708E-3,0.44636530070975333,0.49266509317694213,8.0174515990554512E-3,0.28611414354694004,0.20621600797415157,5.0827018378324297E-2,2.5748973424897473E-2]
[null,171,0.97090139675995302,1.0145474959998777,1.0190059940467528,0.95606172030951819,0.98110057781919935,0.96176707683967899,1.00080059812564,null,2.0935114149257652,0,7.603343616669039E-3,0.34979923510103189,0.21509281842743236,1.6751225309308573E-2,5.584743376721062E-4,7.598794874732394E-3,0.46224981376347418,0.45973798741127497,8.2477230401968929E-3,0.28633718666222779,0.21457684633499305,5.5200198630027827E-2,2.4964454650059986E-2]
[null,172,1.0302895681901496,0.98850689800527081,1.0313072118253153,0.99857125939344615,0.96199502902197909,1.0000571742031983,0.99799038150168307,null,2.0662001242479939,0,7.2746728084356208E-3,0.34431579743668089,0.20574165987828158,1.6823688495646312E-2,5.3775547613225559E-4,7.2704184593662168E-3,0.4429871690665963,0.48014347905642568,7.7729989630571997E-3,0.27996081703910197,0.20976237716012044,5.4273002196511086E-2,2.3885633828508744E-2]
[null,173,1.0001861057049382,1.0307003482909041,0.97544563467460077,0.99872715246251931,1.0191889153412228,0.99977441487174523,0.98942208016875721,null,2.0492916444106153,0,7.9244723170697109E-3,0.32965582092946161,0.20348181499442189,1.6212747314281128E-2,5.1758383934075983E-4,7.919797972068052E-3,0.44294312891985099,0.4803837654379845,8.0037195042783338E-3,0.28536705631669179,0.20730690627037801,4.9404723448918733E-2,2.6019051780009093E-2]
[null,174,1.0063632716869038,1.0042474789114688,0.98833934227816922,1.0120459489293125,1.0176920970419419,1.0132471618586889,1.006653181066046,null,2.0939324170661116,0,7.9545765926307532E-3,0.34093351280596862,0.20731536123700206,1.6661558187435078E-2,5.2601596205101688E-4,7.9499692780328098E-3,0.45600456475916773,0.48675087848987719,7.9553301790551631E-3,0.28743170092972331,0.21281299593352326,5.1426931793960087E-2,2.6118174102944126E-2]
[null,175,1.0233303794496644,0.99958056997104783,1.0469153277693228,1.0225857944270285,0.97963829686892745,0.98795939735851279,1.0294904004446306,null,2.0840815138489162,0,6.9736915891722359E-3,0.34215358875720719,0.20391131047801819,1.7360688109938714E-2,5.4665008278322014E-4,6.9695235047050729E-3,0.45420080178387962,0.49164412957137071,7.8267465616854003E-3,0.28178545956866652,0.20664597825635031,5.5113230429601444E-2,2.2897098333880778E-2]
[null,176,0.99327659027421977,1.0038704222288919,0.97918200602573968,0.96904074750100899,1.0304956869120279,1.0405146750758216,0.98816079860487127,null,2.1150306637882212,0,8.5156668939750241E-3,0.35733873440198027,0.21176490893150168,1.6368927584107549E-2,5.2853761238074685E-4,8.5109357832302002E-3,0.46103305236936959,0.46609382371669045,8.0596122768155573E-3,0.28971505655390567,0.22423116779934193,5.1940446409319677E-2,2.7961127243549353E-2]
[null,177,0.99088285683693422,0.98719272638895417,1.024988370978223,1.0390431717395729,1.0077067462675988,1.0176453395675378,1.001658387256404,null,2.1628400454152339,0,7.7749597238443635E-3,0.36267468206290915,0.21418363759557291,1.7487589325487798E-2,5.5624405090094341E-4,7.770492836663187E-3,0.4657212852402462,0.49962277031766472,8.0817553690874112E-3,0.29105563805121049,0.22172905145691227,5.620332184367853E-2,2.5528536988745291E-2]
[null,178,1.0068102239369368,0.96064178344861029,1.0371944422459891,0.98984096954930023,0.99225944831589996,1.0325561892109543,1.0048397845449837,null,2.1698972833861876,0,7.8584988691971815E-3,0.3770420188877085,0.21770256341661343,1.7362413347424062E-2,5.5959721990249639E-4,7.8541329205676132E-3,0.47127944865305027,0.47592874522998202,7.9546092309519256E-3,0.28912499858427959,0.22894755365387334,5.8196379881365078E-2,2.580332122966518E-2]
[null,179,1.0158979613872117,0.98138073017288274,1.015507527778206,0.98354384696800301,0.97015769230765581,1.0154931671330609,1.0139468246089998,null,2.1076507223709013,0,7.7712936273581865E-3,0.35466076282019671,0.21110496349672225,1.6844476207056851E-2,5.3916122696772188E-4,7.7668656683778604E-3,0.46241934782759664,0.47296333011734998,7.8822119293460707E-3,0.28324932802583563,0.21798806192282555,5.4486886167096321E-2,2.5516620588887172E-2]
[null,180,0.99701049199236158,1.0286546348537902,0.98749861395682847,1.0002411851694102,0.98203675087933739,0.96443998699126288,0.97245584522624784,null,2.0239457202722813,0,7.5515378551268284E-3,0.32302030237780877,0.20467954998592855,1.6176144699859323E-2,5.2546746076789416E-4,7.546926155357658E-3,0.43142283594390002,0.48107580672122002,8.0299090832098591E-3,0.28231195962186473,0.20172871688680216,5.0185589758026061E-2,2.4794049432662547E-2]
[null,181,1.0090797819883215,1.0119145306077526,1.0024296452725747,0.99141004849880388,0.96910459544660355,1.0188604436577207,0.99806834336881023,null,2.0770406760773148,0,7.8076793023567105E-3,0.34571858936678368,0.20577979125114584,1.6545122120894679E-2,5.2982291655791376E-4,7.8031911290606208E-3,0.45083744843907042,0.47678429422569518,7.9347204377609708E-3,0.28094832002855974,0.21407075856779365,5.2260335631627915E-2,2.5635961264718916E-2]
[null,182,1.0266480636847992,1.0045239313217835,0.99055361864224001,0.98014071718581575,1.0019440457041675,0.99837962584459583,0.98983116634416835,null,2.032462579414462,0,7.6828410416182411E-3,0.3309753071420985,0.20361180010826568,1.6164270539036785E-2,5.1661888093587724E-4,7.6783397414593784E-3,0.4375398072130689,0.47139933870502154,7.7982710543986478E-3,0.28243903360008255,0.2063350118068854,5.0461836862975604E-2,2.5225784801852086E-2]
[null,183,0.97223150970095629,1.0161207412342885,0.97699742239493692,1.0342453691507258,1.0154373078226191,1.0034115390813434,0.99509157699629691,null,2.1279594801795514,0,8.2415950524931669E-3,0.34408337384068921,0.21235078185886214,1.6800714092379682E-2,5.3627931995095079E-4,8.2367696803079971E-3,0.46234317349685677,0.49746305097916566,8.2339425386553453E-3,0.29128080652103328,0.21618583195756519,5.1625946430224182E-2,2.7060404516351628E-2]
[null,184,0.98131444186784711,0.98216731753109454,1.0073988205910831,0.98731927347593706,1.0315394434201508,1.025958291642824,1.0032699518946109,null,2.173671395528693,0,8.2818531514402705E-3,0.37095415496316742,0.21894437999171282,1.7117988601059023E-2,5.5386864113462348E-4,8.2772162052612563E-3,0.47675872169219058,0.4748024526126105,8.1595185996699605E-3,0.29423672843227711,0.22904990089037566,5.5905033853452295E-2,2.7193284197221251E-2]
[null,185,0.99088193073738551,1.0216516914860483,0.97552104325267364,1.019855761168823,1.0094141416237477,0.99506724175564776,0.96919117972475555,null,2.0660225626059225,0,7.989932872984655E-3,0.33243609995767731,0.2069023842602718,1.6317230077973206E-2,5.2432648138922469E-4,7.9851984824620362E-3,0.43881126126351933,0.49054630994149084,8.078877144547511E-3,0.28703338122353,0.20904619394546975,5.0097319471779589E-2,2.6233913228796261E-2]
[null,186,1.0390363520710917,1.0081738281349197,1.0156688064116763,0.9722448100228045,1.0419317059259903,0.99317816312765195,1.0275996564347512,null,2.0338907778170787,0,7.2519993122541681E-3,0.33107796751610458,0.20033420243272412,1.6569878394736573E-2,5.2158208777745927E-4,7.2477173605022347E-3,0.4468909531174165,0.46752942518420049,7.7066912628967234E-3,0.28425455627522722,0.20347467518214266,5.1724074807057679E-2,2.3811053508544996E-2]
[null,187,0.97042222731247119,1.002115270077482,0.98955836420427989,0.9976760353052283,1.0051357294552721,0.9879098745541538,1.0141407327031227,null,2.1378418878652066,0,8.1513049758654803E-3,0.35034942829881988,0.21704359332966941,1.6893210683199242E-2,5.4657536519137409E-4,8.1465314084333083E-3,0.47481475039670584,0.47983592808627518,8.2500402578614285E-3,0.29129011755273809,0.21853769758290215,5.3521376747002893E-2,2.6763943132270009E-2]
[null,188,1.0016060822004071,1.0165785136539693,1.0431320198322362,1.0112725442251544,1.0363706769853958,1.0346314418556344,0.98960643038978302,null,2.1220180463201963,0,7.4735076453319666E-3,0.3635051572768902,0.20591731890646117,1.7295271000593714E-2,5.5286636941060112E-4,7.4692543160691576E-3,0.45137869599238495,0.48621593676411023,7.9962846018562274E-3,0.288574990094701,0.22000147894070476,5.6045426931438276E-2,2.4538872770906332E-2]
[null,189,1.0216491029113941,0.96581116754051299,0.98641569063117884,1.016393309472678,0.99032220288997053,0.98727762599092828,0.97845908713977003,null,2.0762010753200584,0,7.8556038573191177E-3,0.3351936381765922,0.2122259335717866,1.6456540847110228E-2,5.2536482082412379E-4,7.8509811960825095E-3,0.44106277743456274,0.48884762360664868,7.836194560740856E-3,0.28694927347372995,0.20946122164654976,5.1854163029051666E-2,2.5792966813698585E-2]
[null,190,0.97976619223979122,1.0188896547729041,1.0151447242960125,1.0278537564287529,1.0076120344959909,0.9681916652589948,1.018187137663215,null,2.1082967603973515,0,7.446383649288975E-3,0.33953537900976516,0.21014437141052414,1.7214392433504911E-2,5.5053742392157344E-4,7.4418583756795257E-3,0.46243481896100236,0.49427203067051961,8.1728702930216855E-3,0.28891145263764967,0.20873411424590166,5.3882450179767519E-2,2.4448868405381612E-2]
[null,191,0.9674937278239415,0.96432658696620899,0.99480993298615195,1.0068130401989863,0.99978680016925625,0.9793924857247347,1.0360951281411996,null,2.1935779146921512,0,8.2708358929091119E-3,0.35983075470012305,0.22588421234372905,1.7352382646300173E-2,5.5942116555379306E-4,8.2660106119962894E-3,0.49516794228520417,0.48421462880751542,8.2753256017459552E-3,0.29551694116990129,0.22377852759833397,5.5846133390366738E-2,2.7156470264288211E-2]
[null,192,0.98000432434467144,1.0027269374120189,1.0219398521905021,1.0284407033277689,0.96702484679322753,1.0146632735072574,0.97840558517782084,null,2.14292346481444,0,7.8224226298467571E-3,0.36233074490756229,0.21374899554370871,1.7189610209903949E-2,5.5737172562868417E-4,7.8179142826247817E-3,0.45640484240319729,0.49453376228910301,8.1712863596079908E-3,0.28661253136385384,0.22189788278280603,5.5796614075827644E-2,2.5684331500462548E-2]
[null,193,0.97854636336209688,0.99027389306773295,0.98523266011423605,0.99203435652196958,1.0186453082355136,1.0216281800082987,0.9955002015208988,null,2.1524625344128707,0,8.483564242479499E-3,0.36100775541103436,0.21771731958297716,1.6770908868593826E-2,5.4245287751498192E-4,8.4787778067180967E-3,0.47127965232767594,0.4771353823491562,8.1812913719484497E-3,0.2926089158319366,0.22574571827880224,5.3622445872120089E-2,2.7855478076871134E-2]
[null,194,1.0205883978820467,1.0066910267305011,0.97277487453149114,1.0325810699472937,1.0117770577804315,0.99165291380168041,0.99638235316930546,null,2.0441337988789323,0,7.755415842917994E-3,0.32063149898339671,0.20221444756034868,1.6333176929401619E-2,5.1077522957828085E-4,7.7507736354045223E-3,0.43899012413806443,0.49667568223223929,7.8435688155066505E-3,0.28474668473576031,0.2019437592028768,4.8784970109762772E-2,2.5463753149508595E-2]
[null,195,0.98471949292887617,1.0238920324520024,0.97227854106107348,1.0112736718854709,0.97542077386054149,0.96513909641281448,0.99717037373486583,null,2.0573997391060672,0,7.8541929481190046E-3,0.32433890994438952,0.20829788463720855,1.6322658503366012E-2,5.2556292089257751E-4,7.8494107074665136E-3,0.44923007655579539,0.48642825268604728,8.1292457707755495E-3,0.28413973222231587,0.20433754453466016,4.986684631148363E-2,2.5787807259785259E-2]
[null,196,1.029660379205158,0.98115016317982484,0.97579057797455071,0.98605507531085401,0.98587027657227999,1.010971316660024,0.9936929400849378,null,2.0579911767937733,0,8.0540598051016855E-3,0.3353193760652381,0.20778770725521251,1.6136930113650663E-2,5.1293829799377712E-4,8.0494312073339982E-3,0.44554885646601566,0.47428752204500751,7.7746304136779463E-3,0.28307331481887854,0.21082643309559257,5.0283158689036281E-2,2.6444938131238084E-2]
[null,197,0.98031344360181505,0.97711615709637378,1.0082610720745597,1.0162350583772544,0.99219120337664057,1.0351206601449763,1.0009714400854159,null,2.1924206075380499,0,8.3304260520632133E-3,0.37387445813863951,0.21977746194367004,1.730096043806148E-2,5.5601700140266131E-4,8.3257806187635765E-3,0.47793918711131672,0.48870548193585572,8.1679011935712909E-3,0.29173510915609274,0.23074034532050436,5.6275497011899656E-2,2.7352833720332721E-2]
[null,198,0.9867223766404235,0.98794984375845252,0.99687635565911437,0.99958364901595997,1.0296946936415732,0.97843646276413176,1.0221639528562521,null,2.1273581064682299,0,7.9059336220481009E-3,0.3455996877495493,0.21613690523046578,1.6980262858643357E-2,5.4426746005149633E-4,7.9012619949691502E-3,0.47186704730488555,0.48073159092993395,8.1141820353139455E-3,0.29299821293446887,0.21467488230165471,5.3757584082394859E-2,2.5958155207946226E-2]
[null,199,1.0007740446058622,0.98051948721398197,0.99139832624092594,0.99313621047530243,1.0266022272162161,1.0282800412191548,0.99506648176682855,null,2.1335735484534757,0,8.2898160312356028E-3,0.3578305854361219,0.21453494544687077,1.6729872338141986E-2,5.3554408269677282E-4,8.2851591756714325E-3,0.46332894447298101,0.47764702519983204,7.9999363256737302E-3,0.29136337000429169,0.22296913735236099,5.3419465272246912E-2,2.7219379377820343E-2]
[null,200,1.0304366598705028,1.0066870233263803,0.9913498250657633,1.0441881833634137,1.0055535055383737,0.99857075603652556,1.0151919674285281,null,2.0501436564500435,0,7.4780776523937567E-3,0.32274376188486453,0.19910823895562149,1.666762652978724E-2,5.1465390233818465E-4,7.4736019337871473E-3,0.44308058040301573,0.50220052839517904,7.7696438271569598E-3,0.28272880435003123,0.20111164036525611,4.9669497479422599E-2,2.4553156075975854E-2]
[null,201,0.99954364392476691,0.97264949490589836,0.98027543115397231,1.0069862925504569,0.97351552746921366,1.0264332017937814,0.99450194562395755,null,2.1365488831376975,0,8.4455188680339147E-3,0.35529051614839136,0.21622145378142937,1.664524780148488E-2,5.3244181143892542E-4,8.4407651648552018E-3,0.4647979736979469,0.48434174246837636,8.0091422129366704E-3,0.28738987959386236,0.22280537881413701,5.2789266035883013E-2,2.7730594474989649E-2]
[null,202,1.033368023448763,1.0303719930845556,0.97795260429488751,1.0144773445599173,0.99523949530119027,1.0210707081873065,1.0152853859625703,null,2.0233838328881668,0,7.6907606845338866E-3,0.32179672696323319,0.1945849072672107,1.6222555308157773E-2,5.0219265246272875E-4,7.6862522561417625E-3,0.44104175596920936,0.4879518858189702,7.7468561143913678E-3,0.27835905347335993,0.20207175513184705,4.7858872692001939E-2,2.52517799257122E-2]
[null,203,1.0211550473809083,0.985824931531044,1.0076813552260504,1.0175632323286801,0.98222110110308825,1.017962175244483,1.0187701979506425,null,2.1044726998163794,0,7.7276322793051536E-3,0.3463504588880098,0.20773486771910199,1.6939338839387079E-2,5.3160583950731294E-4,7.7231846935439325E-3,0.45952628949190977,0.48934594143163357,7.8411890661474557E-3,0.28390167941411454,0.21382383537179955,5.3108826627674889E-2,2.5373114712851745E-2]
[null,204,1.0082513604162617,0.99872256877316856,0.999783759172162,1.0018931280028305,1.0244631485279385,1.0217809586368072,0.95679391965998295,null,2.0832836091940639,0,7.9276696613382568E-3,0.34889307801310987,0.20850285616670386,1.6476551681612241E-2,5.3175737086794161E-4,7.9231367632880845E-3,0.43581784732834911,0.48183363434109311,7.9410882165272482E-3,0.28828127183391994,0.21636184185115151,5.2618194519160361E-2,2.6030020769615022E-2]
[null,205,0.98308248285511879,0.98273076446708685,1.0088758822394661,0.98749757390497073,1.0110640223572771,1.0207013579885613,1.0190693831201365,null,2.1718660503812806,0,8.1995056306218145E-3,0.36851953741813986,0.21840533191033598,1.7179470361097463E-2,5.5349252233051754E-4,8.1948880189469178E-3,0.48217842078912215,0.4748838875633648,8.144930943255373E-3,0.29186836537286737,0.22735634408606401,5.5858077069813314E-2,2.6922809956562349E-2]
[null,206,1.0167763637171161,0.98300469259561041,1.0005229026256766,1.014537597918292,0.9883616674292458,1.0216180123989316,1.021837267586116,null,2.116298330446226,0,7.904907666306837E-3,0.34848613065619805,0.20954236490349656,1.692026678200299E-2,5.3101528292218527E-4,7.9003890178100892E-3,0.4646579569967485,0.48791242652974276,7.8745494192700837E-3,0.2854212473352381,0.21601857146868927,5.298303251970575E-2,2.5955287200708603E-2]
[null,207,1.0345472236466426,1.0083725512529378,0.96687695680216179,1.0110668600101891,0.97668384125527152,0.97403759833717651,1.001412374779588,null,1.998422870597993,0,7.5867725675274429E-3,0.30940088281088124,0.19947796509688098,1.5953371145013731E-2,5.0079584401842791E-4,7.5821568355258582E-3,0.4322697478886256,0.48634529203335825,7.7374101016177785E-3,0.27880868031275508,0.19553843324864456,4.748511444141152E-2,2.490979340678591E-2]
[null,208,1.0036400334436288,0.99584873492736992,0.99175293748680415,1.0337462642304975,0.98371743155594171,0.97819972602074123,1.0444577262057233,null,2.1016392301391309,0,7.6727133416460425E-3,0.3314519191419269,0.20903095923131901,1.7002169952384794E-2,5.3088466921111666E-4,7.6681008833908828E-3,0.46936164987384033,0.49717726140040541,7.9771121478628641E-3,0.28567471195780281,0.20649031705085591,5.1754710270688037E-2,2.519214690108847E-2]
[null,209,1.0350578975424416,1.007002271835775,0.99783611383738813,0.97676289494068369,0.97000194086670977,1.017262481588648,1.0168314855443781,null,2.0412493220904335,0,7.6577185069478899E-3,0.33549753664188886,0.20127635128136256,1.6311438474780861E-2,5.1535586915153991E-4,7.6533050914301924E-3,0.44822682112058221,0.46975357576117849,7.7353165032612459E-3,0.27774706976738517,0.2082857428605461,5.0760989200671104E-2,2.5143538025141229E-2]
[null,210,1.0166312309000456,1.0224231909261337,0.98105575007441359,1.0422100807728742,0.98885338554758628,0.98610660856788535,0.97342843060928774,null,2.0218902125233891,0,7.5379132072051587E-3,0.31766798338999691,0.19898943104011996,1.6271709410847573E-2,5.1351616167846803E-4,7.5333369588852072E-3,0.42551787684613307,0.50128128844394171,7.8745683876135699E-3,0.28122553003142264,0.19912243850349962,4.8681041950326791E-2,2.4749404606126263E-2]
[null,211,1.0206277125921344,1.0285213928404626,1.0150846074349853,1.0111539308638504,1.0124399771262942,1.0124897247414,1.0023530033043266,null,2.0506681755500802,0,7.3643191578320203E-3,0.33575357592418598,0.19844828119324176,1.6709150326549339E-2,5.2648217637140228E-4,7.3599909960387093E-3,0.44087285634167039,0.4862416345062423,7.8456604934009563E-3,0.28209099130073428,0.20641619498244737,5.1587768406022014E-2,2.4179908061004059E-2]
[null,212,1.0086029697846493,0.96897154964781307,1.0107634364099058,1.0228230258496553,0.99608811149122556,0.99108208148569443,1.0121767577495777,null,2.1254538530422598,0,7.7041055621778157E-3,0.34775890159421324,0.2145216236769085,1.7124668262444236E-2,5.4347515249249007E-4,7.6995917484450156E-3,0.46238643743409491,0.49186606644242892,7.9389496733293322E-3,0.28912331482717218,0.21431917680836821,5.4580148589797886E-2,2.529560439474304E-2]
[null,213,1.0122557956509182,1.0072086341621793,1.0143495042612864,0.95959663118325933,0.98802731079092743,0.97558263997357897,1.0011390731581749,null,2.043343203997098,0,7.4087445904905003E-3,0.33720397371560612,0.20702347733927656,1.6431771461473142E-2,5.3494273020767086E-4,7.4043392140647349E-3,0.44587775169607086,0.46145094161434591,7.9105063801383057E-3,0.28225282830165971,0.20739384633411184,5.2941963757781887E-2,2.4325606042851569E-2]
[null,214,1.0086049749261403,0.98639632400326271,1.0227069959115307,0.97752140768936757,1.0355759814150973,1.0089254115191073,0.98484734488602954,null,2.1037593035504236,0,7.6912909043396187E-3,0.35688922327285427,0.21186766150683095,1.6826369037613486E-2,5.4551545076853036E-4,7.6868864607214059E-3,0.45057437763079966,0.47004662379625023,7.9396202379315717E-3,0.29014959806548934,0.21847130198030154,5.5199553526011032E-2,2.5253863489188833E-2]
[null,215,0.97056291691847196,1.0155862483558258,0.98119125418459807,1.0123925802701286,0.97494972752733533,1.0233243982639535,1.0324536179351651,null,2.1570597796151616,0,8.4253809341770652E-3,0.35519268378104935,0.21367435245322469,1.6968979994608373E-2,5.3940358730829416E-4,8.4205755334712685E-3,0.48555521766176185,0.48693928123310698,8.2483472439058049E-3,0.28711042422154021,0.22262650236280121,5.2545127353184097E-2,2.7664265123376074E-2]
[null,216,1.0276472317182797,0.96453221200253381,0.97780678036905289,1.0179444935194175,1.0237971192809707,0.98290053030751923,0.99650498047801828,null,2.0730869399298855,0,7.8648548731087078E-3,0.32896821817369332,0.21100632638815384,1.6457790872835651E-2,5.1843415728864718E-4,7.8601990251183883E-3,0.4457750348561928,0.48961999113557791,7.789973782531736E-3,0.28967027722403449,0.20659247345076628,5.0869825427003988E-2,2.5823250309796549E-2]
[null,217,1.0101007398913127,1.0209785933514794,0.98068028506714844,1.0052803447353569,1.0390052608885498,0.96902337698129781,0.99881987329733168,null,2.0301197777851261,0,7.5692216756461771E-3,0.31870970132366944,0.20291794235149321,1.6290817300174534E-2,5.1694902526591181E-4,7.564610727338229E-3,0.43913530135493617,0.48351999031106557,7.9254575333241647E-3,0.28709047023817763,0.19981864038670999,4.9346970040124012E-2,2.4852148868493188E-2]
[null,218,0.97100184788953481,0.99922566843111427,1.0150425019098062,1.0439699865968746,0.97071869598043115,1.0151269070601279,1.038678282466837,null,2.1938185010712736,0,7.9876885366736098E-3,0.36414299445981019,0.21630347471241079,1.7697116103418974E-2,5.5980168980697517E-4,7.9830859993848865E-3,0.48974591591563799,0.50202228161404305,8.2466332074930572E-3,0.28902632519282367,0.22387489331698202,5.5976694345203824E-2,2.62269730509328E-2]
[null,219,1.0106463652740294,0.99201057083240751,0.99985077576585246,1.0333604036633659,0.97855356195187293,1.0252581757670165,0.99341262020503895,null,2.1092270021807162,0,7.9019373915424004E-3,0.34781378263914081,0.20820363929280286,1.6852862230065411E-2,5.3196277199274694E-4,7.8974034628768106E-3,0.45208338091331252,0.4969667711162708,7.9222734542533334E-3,0.28456048779784326,0.21568430006110276,5.2666597128097785E-2,2.5945478704497597E-2]
[null,220,1.0012318927462709,1.0036705568655901,1.0035327981249491,0.98258643840524229,0.99323220814637958,0.97476648151989165,0.97654725843381429,null,2.0558991049430935,0,7.598803608406729E-3,0.33732116972376014,0.20970453150714105,1.6410104281119501E-2,5.3626754903978802E-4,7.5942727027608391E-3,0.4398620926872584,0.47253767193516283,7.9969783481763784E-3,0.28518697565284035,0.20874014844721328,5.2658097838199032E-2,2.4949597878826547E-2]
[null,221,0.97879859830854687,1.0044283539459509,0.99968934075204829,0.98039132584584354,1.0215917371804197,1.0142195917448795,1.0117157262811103,null,2.1414380924171992,0,8.1788748610413034E-3,0.35987072868279057,0.2148994184625965,1.689781397426186E-2,5.4646423165229075E-4,8.174215553540044E-3,0.47425817255916713,0.4714931940784528,8.1800357640022907E-3,0.29105527633275902,0.22318149759614667,5.4205255701043321E-2,2.6854894341828365E-2]
[null,222,0.97521277143103913,0.98183348439232243,1.0298579217139043,1.0203214693148803,0.99860042603159904,0.99928597134660857,0.96084660779970288,null,2.1591812639931409,0,7.806822928694012E-3,0.36827243903594159,0.21995611972309573,1.7283212919541994E-2,5.6892045139227078E-4,7.8023065701904636E-3,0.45375132857853734,0.4906059520654989,8.2119059519147608E-3,0.29268555744434188,0.22453876359803612,5.7678525375458305E-2,2.5633055207881828E-2]
[null,223,1.0333922815694356,0.99127138508639356,1.0342841292044354,0.96017925171328888,1.0095956511524382,0.99051498701980933,0.97871482569276458,null,2.0382193040039405,0,7.2070584855181185E-3,0.34346457172119965,0.20564947067788353,1.6502805454938485E-2,5.3698658583179533E-4,7.2028400191721772E-3,0.43248739995706598,0.46167511344667889,7.7498282724849489E-3,0.28328305495759276,0.20889674821765758,5.4313925990365802E-2,2.3663617188586575E-2]
[null,224,1.0293960709055203,0.98035820589210176,1.0322733994048092,0.98791771838909648,1.0204057245333891,0.96577314653722912,0.98891902291268186,null,2.049865443324252,0,7.0905877357078685E-3,0.33634568751326882,0.20813536096027396,1.676223212918997E-2,5.4047969906209073E-4,7.086321593078434E-3,0.4361163297021976,0.47501815233004624,7.7798003156035198E-3,0.28667919483772281,0.20479643055082836,5.4415224277747545E-2,2.3280817150940328E-2]
[null,225,1.0375942932452686,1.0333305372226065,0.99218178743598817,1.0028624502608774,0.95656575680906941,1.0089435067728461,1.0423705155539063,null,2.0158420333053866,0,7.4143363782662817E-3,0.32061087498605961,0.19360602040146543,1.635868583940497E-2,5.0617843744711827E-4,7.4099430448089088E-3,0.44862015909662972,0.48232249750017464,7.7160928038995172E-3,0.27344674465088159,0.19968747928676053,4.8627677229414995E-2,2.4344016406703438E-2]
[null,226,1.0150649001715069,1.0320383318308495,1.0396441651021477,0.99193247581810207,0.99520337687688643,0.98153156743908332,0.97371935519360708,null,2.0242947419907535,0,6.9588436850428412E-3,0.33575200263018423,0.20005098252987447,1.6653693941522024E-2,5.4054999212620734E-4,6.9546506909040134E-3,0.42602939210458945,0.47692732194045473,7.8900613780236405E-3,0.28054224161745905,0.20359810025598488,5.3466352177948928E-2,2.2848236416724683E-2]
[null,227,1.0077264657885265,0.9616812408418618,1.0047014874063303,1.0129395974044828,0.9886417525551735,1.0293038642672017,0.99361169352953393,null,2.1508285718206195,0,8.150242854904682E-3,0.36279131058973346,0.2166754024972615,1.6998462757148485E-2,5.4257813067870955E-4,8.1456713092790418E-3,0.46351308815785003,0.48713136577900784,7.9455066831920114E-3,0.28912447445874312,0.22435258409336881,5.4997252785892535E-2,2.6761117433368384E-2]
[null,228,0.99481169163504357,1.015785246747658,0.96915680987259467,0.96811268230902958,0.97975807778761781,1.0297824704900034,1.0131555497117914,null,2.0933163661680081,0,8.4596745761967608E-3,0.34684141057870738,0.20892235988137334,1.6227907622647822E-2,5.203772494319415E-4,8.4549042769096715E-3,0.46686862150886888,0.46567671089048501,8.0465954313951003E-3,0.28313927551247398,0.21891036334377667,5.0390468499260113E-2,2.7777045948873962E-2]
[null,229,1.0002741615909312,1.0268462467251369,0.99434280467499936,0.99985935426336447,1.0014330152419963,0.96627000605589985,0.99853510173313387,null,2.0381888278760889,0,7.4709867393285946E-3,0.32467320121536886,0.2043079222236879,1.6425133455985345E-2,5.2743504723882281E-4,7.4664323121150789E-3,0.44218707129583457,0.48087172863985872,8.0041042194113534E-3,0.28398389116498191,0.20196795285878086,5.0715340590547019E-2,2.4529601591608122E-2]
[null,230,1.0039386387109759,1.0077456000114191,1.0203752312592704,1.00191818659302,0.97548585746752947,0.99847886287936216,0.98993366779822833,null,2.0817552484892183,0,7.505630742625116E-3,0.34640072106094205,0.20760753818026664,1.6808499508032444E-2,5.4222646558081461E-4,7.501228628521866E-3,0.44680151159269305,0.48178479770705224,7.9763891035943973E-3,0.28294573537044332,0.21232857833995566,5.3919734731946667E-2,2.4643918542815071E-2]
[null,231,1.0016413347581161,1.006193439706264,0.97651671603577772,0.99951527956126374,0.96690463021592454,1.0093993984794687,1.0198963081419141,null,2.0897850083221496,0,8.1259347226502136E-3,0.33887947939403662,0.2084613984506424,1.6471923415348807E-2,5.2234887712043754E-4,8.1212293270378679E-3,0.46381220986359972,0.48075962604462735,7.992152907932348E-3,0.2825621016416508,0.21297539022189693,5.0672265142324931E-2,2.6680817758580968E-2]
[null,232,1.0068665732456343,0.99423224916130448,0.98748428245864495,0.98920932914499871,1.020513302615033,0.98273616376216444,1.0013980198087373,null,2.072320614574831,0,7.8301818155709288E-3,0.33493484762968895,0.21018267809545524,1.6457379233313908E-2,5.2744914276117857E-4,7.8255525664131832E-3,0.45171579829207603,0.47576996980151171,7.951304563811162E-3,0.28832464820214515,0.20917116413233047,5.1580579042159236E-2,2.5709425688736257E-2]
[null,233,1.0225541789812314,0.97493670590899406,0.98794325336099009,1.0104956490834316,1.0208227507783905,0.98278417512134908,0.99745555415649867,null,2.0718993367046417,0,7.7480584893647349E-3,0.3317736180647145,0.21010574460550321,1.65317302976573E-2,5.2366618872676121E-4,7.7434674439746127E-3,0.44628988482301701,0.48600644755124545,7.829344811399519E-3,0.28873999308300363,0.20714238236425755,5.152136597039824E-2,2.5439749990109839E-2]
[null,234,0.99616267272194137,1.0009682875258974,0.97348021382672079,0.98705808912933823,1.0323500035272766,0.95952821379785591,0.96736369732805794,null,2.0442374731514308,0,7.8706755246240618E-3,0.32592643361090173,0.21127676576401197,1.6085723970464632E-2,5.248373233184702E-4,7.8659134973051333E-3,0.43592527780819285,0.47477684272360593,8.0359324214869469E-3,0.2902501016654962,0.20519484945098365,5.0403446274359297E-2,2.5842024165928575E-2]
[null,235,1.0378880660503995,1.0044128341926002,1.0255279485140703,0.96831311435080525,1.0138073692572904,0.97099246259215921,1.010936012021705,null,2.0157194665769227,0,7.027540843194735E-3,0.32820938608439482,0.20157364588050206,1.6502594236306786E-2,5.2764973808414864E-4,7.023308986946317E-3,0.43756323660331048,0.465610772051543,7.7157686135184431E-3,0.28189830423113665,0.20059729201192253,5.2451248256366829E-2,2.3073800726086151E-2]
[null,236,1.0052694014029526,0.95997418818744218,0.98300580153264394,0.97239403145013437,0.97660092312616698,1.0251805388833077,0.98525116810153512,null,2.1268639447310584,0,8.4983259019945582E-3,0.3597801530902483,0.21825656354727691,1.6422384402056449E-2,5.3353910269848186E-4,8.4935931735536322E-3,0.46231458550492049,0.46769553420868293,7.963680706741803E-3,0.2873445009150602,0.2252663472700587,5.3387237449254443E-2,2.790415126249951E-2]
[null,237,0.99245471921676309,0.9979740650827742,0.99538080910688553,1.0029481229914241,0.97116700199867079,0.96790255082914811,0.99889609576795235,null,2.0817192483171341,0,7.7133905044204773E-3,0.33601579443097246,0.21245061822490324,1.6630443138658128E-2,5.3820308457292018E-4,7.7087545197119202E-3,0.45358863416346307,0.48235413807984723,8.0672280890706008E-3,0.28525823976863163,0.2088999058071854,5.2594972505955184E-2,2.532570700858279E-2]
[null,238,1.0298444251230849,1.0360509450627615,1.0137911150734964,0.99739884615007868,0.98249528782151963,1.0313306288042849,0.96712318518438811,null,2.0188911304666459,0,7.414605022062884E-3,0.33704159010737583,0.195248857202651,1.6284180824988323E-2,5.1963709705215688E-4,7.410320029125261E-3,0.42302510085811856,0.47963091489494253,7.7753720694542132E-3,0.27680489246178747,0.20735929550432405,5.0860319518968689E-2,2.4345254919918301E-2]
[null,239,1.0109237540463085,0.99896366225396249,0.98579098462476511,0.97464497175994202,1.0222002841535087,1.0049081990120099,1.009016134467388,null,2.0764451184913817,0,7.9871485522473289E-3,0.34031811680771723,0.2086020782617807,1.6389776224933768E-2,5.2351731114104775E-4,7.9825353139789564E-3,0.4565018642225423,0.46877003913843174,7.9192966666595793E-3,0.2871095594032344,0.21273980122738914,5.1350518591349384E-2,2.6225163874468719E-2]
[null,240,1.0237091687807869,0.98700392892894906,0.99960052817321199,1.0286064064582117,1.0019561782343609,0.99861556301979681,0.97985679419581695,null,2.0676145526171745,0,7.6136060532080935E-3,0.33492355467596469,0.20633568638855604,1.6620892874726984E-2,5.2611797013020825E-4,7.6091192791710744E-3,0.43662672391977353,0.4946812290693704,7.8211689907801852E-3,0.28554878631474084,0.20772048058705525,5.1816025002290336E-2,2.4998373597820422E-2]
[null,241,0.96041207003954809,1.0115990895102189,0.97256541558391485,0.99126750981588174,1.0208525727492008,1.012820636129913,0.99365695075121818,null,2.1477797466174389,0,8.6274905555281632E-3,0.35652254661444349,0.21754895935162447,1.6635009360094325E-2,5.4161857260061612E-4,8.6225655770915E-3,0.47283245486081654,0.47680431904828297,8.3350090328574346E-3,0.29317076979642859,0.22457630987672977,5.2489808510384102E-2,2.8327866571612088E-2]
[null,242,1.0087476238818587,1.0088776871841987,0.99938734668284934,0.99344049477906915,0.98394337014723476,0.97886193882694283,1.0014154462839013,null,2.0526973072927612,0,7.5512775344793023E-3,0.33201524255282261,0.20644033067145606,1.6484589407088791E-2,5.2915683622568497E-4,7.546762563751217E-3,0.4462572988022101,0.47776973675219825,7.9371588046908432E-3,0.28285898575060103,0.20594173733135535,5.1674073372563439E-2,2.4793511982276351E-2]
[null,243,0.99352462129792007,0.97845805806464203,0.98064926504521188,0.97938672158908868,0.98470705056486008,1.0005514262476198,0.96300931973617909,null,2.0981678809585222,0,8.3088874646417687E-3,0.34984130357547655,0.21690101022903296,1.6259987243409633E-2,5.345780062422519E-4,8.3041189227897848E-3,0.44826229718572647,0.4710657602817544,8.057685294820276E-3,0.28800190931109398,0.21934087046162293,5.2625579742201979E-2,2.7281668168992555E-2]
[null,244,1.0304970541569414,1.0228344443077733,1.0139052319794373,1.0131305813672129,0.98765068919755361,0.98053972617202767,1.0045999553319684,null,2.0152560653216605,0,7.082014047647957E-3,0.32199841806447543,0.19719012354987323,1.6555363246969313E-2,5.2203607658228145E-4,7.0777104355114646E-3,0.43310840083900909,0.48719567902265098,7.7704542268498275E-3,0.27883006556497403,0.19809147410651715,5.0745827472589503E-2,2.3252526763305317E-2]
[null,245,1.0003619401336512,0.97869570339029532,1.0329989839702434,1.0276242387069081,0.97686938704713466,1.0050606375420728,0.96396552148253056,null,2.1257301991999973,0,7.5729750419002281E-3,0.35983739873462284,0.21420713364366264,1.7159914549351968E-2,5.5690957043505397E-4,7.5685867498534254E-3,0.44410001605525351,0.49410797482992869,8.0056404741131737E-3,0.28732918116365141,0.21901158432097484,5.6553622784750138E-2,2.4865211365297558E-2]
[null,246,0.9938376013461061,1.0191523612277529,1.0206585008949509,0.99194059532196199,0.99667928778124248,1.0159585509844935,1.0152191141227274,null,2.111710279786188,0,7.6855104328979853E-3,0.35493829072963956,0.207917782390037,1.7013994367312452E-2,5.4541747343090372E-4,7.6810853800170767E-3,0.46400784261284128,0.47698612509902177,8.0574750199450228E-3,0.28510500146950435,0.21752710793543301,5.4380862645335683E-2,2.5234805096568433E-2]
[null,247,1.0415444441551223,1.000060784797411,1.0162558657650853,1.0063735978802764,0.986573786585764,1.0265988182721297,1.0362937688164338,null,2.0698979249123979,0,7.438841432424387E-3,0.34007349984697655,0.20006717238184751,1.6858694733481581E-2,5.2228975217738602E-4,7.4345596265094141E-3,0.45555832864224416,0.48393941088860071,7.6881658227553416E-3,0.27968949203723026,0.20893403392607388,5.2146228990756528E-2,2.4424889696170064E-2]
[null,248,0.99373663934968126,0.98820032284168846,1.0094807487056048,1.0405219265360952,0.98578079247535688,1.0126874373224,1.0088018012459068,null,2.1473687216964081,0,7.8749909245210137E-3,0.3544238987753579,0.21311452539516443,1.7268585485430216E-2,5.466461045787966E-4,7.8704369598486881E-3,0.4662621788662063,0.50038124180614507,8.0576418675386962E-3,0.28833436169646232,0.21858526328641603,5.4542047200679719E-2,2.5856885177100934E-2]
[null,249,0.99736730000151452,1.030995565907,1.0045105830791714,0.95932796575340695,0.98399122935117878,1.0187702732067179,1.0268209700216111,null,2.0837284868340644,0,7.8530800599130625E-3,0.34940564362606313,0.20552950389535141,1.6581750370707034E-2,5.3306929001078682E-4,7.8485865997633165E-3,0.46647935130143092,0.46134961325186996,8.0280216980333028E-3,0.28143920993701238,0.21609821332824194,5.2503503791258135E-2,2.5785099804231798E-2]
[null,250,1.0030820420815783,0.96170599652951139,1.0016105561622488,0.99053581084685616,1.0164435735378026,0.97564029156762966,1.021309821373932,null,2.1240148582932199,0,7.8485965351409569E-3,0.34686876732489691,0.21821268552610559,1.6940499861451994E-2,5.4354359844729265E-4,7.8439831858293004E-3,0.46998893621977877,0.47636626621158024,7.982117385067251E-3,0.29199897090077415,0.21488300193094048,5.446470655613956E-2,2.5769976127348063E-2]
[null,251,0.9866394241859,0.98980674012624059,1.008458794774735,1.0224721018269283,0.99957380470432378,0.98389100554217213,0.99307191383321347,null,2.1243274326450137,0,7.7608199769726108E-3,0.348457487000362,0.21516831801381206,1.7050918882873536E-2,5.4970712514543511E-4,7.7562294123417128E-3,0.45797613585991609,0.49170426683989293,8.1155431199984793E-3,0.29026856126733436,0.21502993095544484,5.4529477035282541E-2,2.5481677109580502E-2]
[null,252,1.0042975825234399,0.97149200703398786,1.025335310578281,0.99706586747857073,1.0200444030002205,1.004279216380535,0.98452094548544589,null,2.1290486796540797,0,7.7199333085854836E-3,0.36039629208857971,0.21571317226263526,1.7062581258265552E-2,5.5251886891381069E-4,7.7154999768468966E-3,0.45474842467862875,0.47943701806280792,7.9738248135923229E-3,0.29127589757209832,0.22029328093428485,5.6252234468283827E-2,2.5347867977725414E-2]
[null,253,0.98346364469765346,1.0271003554111504,0.9911799314734242,1.0314947265572492,1.0137084588194172,0.98193390179852924,1.0021234019913563,null,2.0876851622343415,0,7.7235719904244849E-3,0.33320671952500258,0.20709719191477668,1.679876978641771E-2,5.3483888090975729E-4,7.7189188572358422E-3,0.45331619229368902,0.49609615510514621,8.1407340986623684E-3,0.28810562522193706,0.20765162743969828,5.1382861015601647E-2,2.5359100085688695E-2]
[null,254,0.9646717100535146,1.0263505545009606,0.97798384115235881,0.98708333985701213,1.0100692112955436,0.99901436282634104,0.99445990497415671,null,2.1138218964912885,0,8.3131441702658741E-3,0.34786516698033465,0.21350814895501974,1.6525454325857246E-2,5.3881257033433396E-4,8.3083073457405204E-3,0.46485621488369688,0.4747755931656813,8.2985279929112046E-3,0.2898177886924026,0.21843745256052566,5.1908144720360282E-2,2.7295428468689105E-2]
[null,255,0.99596628967468326,1.0117552213346004,0.99915117695594846,0.99314585745026807,0.98987987604534122,1.0140582675822911,0.99292113226672551,null,2.0946839380698385,0,7.9363177120624542E-3,0.3487620543629954,0.20889732789957782,1.6616708295751834E-2,5.3522133257504531E-4,7.9317484393608174E-3,0.45416015052139108,0.47762873528173061,8.0390034457568024E-3,0.28494709107928301,0.21635851589939034,5.2685386363381305E-2,2.6058312860706159E-2]
[null,256,1.005715488682974,1.0383093268383001,1.0112509707706441,0.98503694096281535,0.96690764350073866,0.98107890156117117,1.0185320144079004,null,2.0369207182264693,0,7.3161656075704127E-3,0.3306143653920206,0.20117479372324659,1.654862875159379E-2,5.3041014013858773E-4,7.3117653886850846E-3,0.44886342812156355,0.47369367364432335,7.9617710372248563E-3,0.27826592479717949,0.20369707696918354,5.1553574245179493E-2,2.4021471623700764E-2]
[null,257,1.0014088508879873,1.0239789075619909,0.98172865059746195,0.99494188052778454,1.0387525145869987,1.033508468473642,1.006805619868655,null,2.091430568623406,0,8.1562090649883873E-3,0.34427350928204281,0.20481470103986435,1.6498795432133395E-2,5.2132934049111898E-4,8.1515706033659183E-3,0.4578562407768324,0.47854426052741028,7.9943081406166541E-3,0.28783052507642198,0.21571583425172408,5.0605204729347132E-2,2.6780498488144445E-2]
[null,258,0.99445949055236049,1.0102233907293077,1.0263474722629455,0.99523963981909203,0.99515173164226534,1.00961540380535,0.95418071569034002,null,2.090144830563724,0,7.614152610880786E-3,0.35628754894741749,0.20960891859214323,1.6740832358158771E-2,5.4983199024024709E-4,7.6097513901244272E-3,0.4367905789355635,0.47855593600898616,8.0527681710409384E-3,0.28588217572369518,0.21765837980519701,5.5021810968966682E-2,2.5000450283069717E-2]
[null,259,1.0094424652792067,1.0009466654803456,0.96910961975096299,1.0179824753573827,1.0295002227013244,0.96744513408823962,0.99305325934139055,null,2.0464790124509848,0,7.7862484652147356E-3,0.31918257624379565,0.20700658764067428,1.6273303866322194E-2,5.1583992482675091E-4,7.7815192294056331E-3,0.44096127364144433,0.48966497415134486,7.9299660701251315E-3,0.28865535945404253,0.20145889677815657,4.9270201725014069E-2,2.5564762191045191E-2]
[null,260,1.0305756809824236,1.0139233275753201,0.96419304438305153,0.98694844794254066,0.98919623758781494,1.0184328532410505,1.005030527183582,null,2.0274362332208105,0,8.0262995885582149E-3,0.3253063328810783,0.20030763901875193,1.5921407992817979E-2,5.0037168725091698E-4,8.0216582570209628E-3,0.44300071631983312,0.47475183831033296,7.7670781963790139E-3,0.27972398347368638,0.20591183871868329,4.7895972785161313E-2,2.6353695168371213E-2]
[null,261,0.99978588169591764,0.99416089588135004,0.9908221343921062,1.001197513208506,0.97489890087114273,1.0154635015736384,1.0423243692770947,null,2.1287763977759111,0,8.0986435815766748E-3,0.34910924884576655,0.21155307621960523,1.6904488310660708E-2,5.3283616555050892E-4,8.0940039362510617E-3,0.47931820936855185,0.481525816130629,8.0078099943292728E-3,0.28497533928039803,0.21760652245892026,5.2656316944154319E-2,2.6591373702670534E-2]
[null,262,0.97675191078210122,1.0299727847349935,0.97645054109499674,0.991837173678488,1.0003535417243452,0.98924338095800457,1.0316647000493786,null,2.0983572430711726,0,8.0901295911064083E-3,0.33733058781980746,0.20964673815537246,1.6600347531226484E-2,5.3064527799730123E-4,8.0853487091186067E-3,0.47274335117195065,0.47706671028817432,8.1958036711063786E-3,0.28681148891269831,0.21201006584480608,5.0863346747504298E-2,2.6562938532515779E-2]
[null,263,1.0360632778299081,1.0163602905117477,0.97256005788692457,0.977954044370275,1.0335012816863567,1.0222758003278738,0.9914069637987476,null,2.0184870020923498,0,7.9111281010963552E-3,0.32691383168046018,0.19890203640197415,1.5903087875414296E-2,5.0112609041886474E-4,7.9065712658591258E-3,0.43493349630332878,0.4704004955766321,7.7264035335190768E-3,0.28304782396529277,0.2059261904087091,4.8261469242714863E-2,2.5975597849120614E-2]
[null,264,1.0029612501685865,0.99403012544856628,0.98461401739455945,0.97255907808776343,1.0260791121084576,0.99801436342998462,1.0085890669736619,null,2.0887796260380438,0,8.0600624138815313E-3,0.34249053005998242,0.21153400141651862,1.6441395819217379E-2,5.2814549442490688E-4,8.0553953755984915E-3,0.46043053317952232,0.46777022706436883,7.9821002531336276E-3,0.2890559562055266,0.21424267177820341,5.1844199487136665E-2,2.6464532318292582E-2]
[null,265,1.021627478582082,0.99291167839552719,0.99546140310139664,0.9992943722206169,0.98846027031153216,0.98812193886140509,1.0454559099536178,null,2.0761350300653008,0,7.6266888749157435E-3,0.33230386921036531,0.20667381815258051,1.673252788084208E-2,5.2393804959744003E-4,7.6221766290400176E-3,0.46493038066486342,0.48059667696359781,7.8368714732487046E-3,0.28337373606013999,0.20658270830784017,5.1543744408757551E-2,2.5041271139342056E-2]
[null,266,1.0155787391755067,1.009325435750537,1.0004714281043245,0.98082223588911188,0.99641081978672208,0.99607955916008684,1.0103894134437261,null,2.0565778028080262,0,7.6303840397698493E-3,0.33633873257236957,0.20516279189570263,1.6471360344753268E-2,5.2602709010706882E-4,7.6259072918840737E-3,0.45039141016813605,0.47169815110125257,7.8838325773065258E-3,0.28288656566679615,0.20849478521565704,5.1675095372131108E-2,2.5053527551696965E-2]
[null,267,1.0436056864271543,1.0362360005450741,1.0270910085332086,1.0009005873795287,1.0249383724045453,0.97492243889042052,0.96185480563138759,null,1.9638466820699398,0,6.7458490934137949E-3,0.31618737585568762,0.19170956182466362,1.6255788243955117E-2,5.1898767756097656E-4,6.7417020719663353E-3,0.40553230847261945,0.48127579990553421,7.6735830402193525E-3,0.27913278884016673,0.19308054717588979,5.0335455487120394E-2,2.2148632567969687E-2]
[null,268,1.0306565135313388,1.048771748250618,0.99365261706947183,0.99354404926856077,0.97799224015037123,1.0004529971919891,0.99166835503694761,null,1.9834460497747961,0,7.3333924501312354E-3,0.31818912783903064,0.19241407370666036,1.6022721899336751E-2,5.072572097235559E-4,7.3290050844726376E-3,0.42546730635407726,0.47783649350710389,7.7681154445804947E-3,0.27482732160820134,0.19801251754125657,4.8327392530545202E-2,2.4078109499938258E-2]
[null,269,1.0236374251545806,0.99613110338414523,1.0285016139029193,1.0047025428094072,0.99647724921539083,1.0047645565196128,0.99752689228511704,null,2.0759570641324898,0,7.3419343155979979E-3,0.34525877085478313,0.20536083713499634,1.6902648251238547E-2,5.3821970719928898E-4,7.3376479453423817E-3,0.44451537111013439,0.4830998052255232,7.8233528788160603E-3,0.28360707941011659,0.21066676816668869,5.4081993720254691E-2,2.4106504042992308E-2]
[null,270,0.99673519923830711,0.9818896875438391,0.96194962161732156,1.0111725014781974,1.008340124954235,0.97236582047050457,0.96150899079056662,null,2.0706567204359771,0,8.1753324151182423E-3,0.32962262436011119,0.21465711141384866,1.6136565990017851E-2,5.2295233038405933E-4,8.1704556957158878E-3,0.43884204999896387,0.4864112227285815,8.0306515110032204E-3,0.29037700632025998,0.20891691543728491,5.0301955050233181E-2,2.6842542014691075E-2]
[null,271,1.0178926413652714,0.99273605310517732,0.96247092232416531,0.96923878160133803,0.95901309830247461,0.98470036183929621,1.0041140141165072,null,2.03654498999509,0,8.0762714841533748E-3,0.32602486977442652,0.20839275696388282,1.5877725806607908E-2,5.1008491432527527E-4,8.0715206486743872E-3,0.44909748795393956,0.46623802390887914,7.8637595447375412E-3,0.28033901429628821,0.20657383534425031,4.9114673361266695E-2,2.6517508961965589E-2]
[null,272,1.0050323855031535,0.99881063266225323,1.0192796469314822,0.98400938171332342,0.96864052326647676,1.0193492505167314,1.0083182459178039,null,2.1086729136939035,0,7.7557066181129014E-3,0.35704437268611267,0.20986197632702705,1.6874201713196167E-2,5.4302786865072662E-4,7.7512865507767597E-3,0.46139611892067856,0.47317628929620731,7.9676454235788896E-3,0.28271950990421996,0.21898751331426478,5.4641240067888418E-2,2.5465438239415692E-2]
[null,273,1.0189624231573025,0.9948806870602438,1.0167561004001733,1.0215372835891694,0.995838821375713,1.0244969921558711,1.0087505239661305,null,2.104351966926306,0,7.6309888787968877E-3,0.34926118220607205,0.20603814824743868,1.7022535617504494E-2,5.3521859445676328E-4,7.6266062737527542E-3,0.45465690976345713,0.4912297386149137,7.8585777151865231E-3,0.28459654484540042,0.21451828968680817,5.3583380310968397E-2,2.5055823929142278E-2]
[null,274,0.95203153312531652,1.0078391752686262,0.99304375452783966,0.9962905499006276,0.99701912128160686,1.0027816436805319,1.0403529075452087,null,2.1897947076259943,0,8.3962415416773319E-3,0.36380105386335915,0.22039029761684248,1.7270626142151666E-2,5.5765233591778172E-4,8.391411329321391E-3,0.49875351765461567,0.47915920800665451,8.4096202129994094E-3,0.29250810095762092,0.22647612725897323,5.4904882339439749E-2,2.7568451449772945E-2]
[null,275,1.034879709450331,1.0153595086687597,1.0291695227401856,1.015581908232404,1.0143205523878334,0.95861437794126025,1.0042767326779289,null,2.0090919015415261,0,6.769253333689885E-3,0.31880695742778964,0.1977308404177969,1.6741646046593908E-2,5.2863681545122052E-4,6.7650499272402295E-3,0.42902929316388505,0.48832904553650364,7.7384023566907075E-3,0.28175296381763154,0.19445403207794565,5.1758949599527038E-2,2.2225337688159128E-2]
[null,276,1.0057068015565533,1.0435538792251171,0.9572615083282654,1.0027548241003452,0.98480042617915853,1.019456908818557,0.9934668431019511,null,2.0328035646552429,0,8.1447686541972156E-3,0.32484575817141714,0.19907515048115862,1.5925106188998554E-2,5.0360502277055797E-4,8.1400197180775454E-3,0.44194098883162164,0.48237631188315061,7.9587449247375038E-3,0.27976313693225285,0.20645382542942042,4.7223135564589375E-2,2.6742550161244803E-2]
[null,277,1.0213838529825519,0.98752923344582821,1.0222421335291272,1.001196629010237,1.0110652144650176,0.98584733352791853,0.96539305319958169,null,2.0582180051474173,0,7.3484592505466632E-3,0.34060913235461232,0.2079502236282062,1.6644584463270929E-2,5.3821565867148181E-4,7.344108961838223E-3,0.43038569692248174,0.48143234926824902,7.8402585664882531E-3,0.28630346728863804,0.20855978037797526,5.3830916373238821E-2,2.4127730534292936E-2]
[null,278,1.0027016929263539,1.0167528912724182,0.95972736611360443,1.0006814740523993,0.9845495170166858,1.013992633841188,1.0027079172607249,null,2.0672136527691425,0,8.2805791007211898E-3,0.33215680020395483,0.205791357714117,1.6137829651204989E-2,5.1157473970958763E-4,8.2757832120997198E-3,0.45344590236154381,0.48137141255782251,7.9827385243275723E-3,0.28306853340079247,0.21079629576641276,4.8767427378331639E-2,2.7188576359546371E-2]
[null,279,0.9649470298734073,0.98052455514001025,1.0038878256904671,1.0017375252774126,1.0300057662487085,1.0226030138484741,1.0169607544341972,null,2.2117021904944663,0,8.4530173156549347E-3,0.37556199950860064,0.2230365214825428,1.7406456854908894E-2,5.6183269304763096E-4,8.4482744029726088E-3,0.49137743463989736,0.48174660695394694,8.2977096716788813E-3,0.2970112802988491,0.23235737583038354,5.6594450766044052E-2,2.775526470724738E-2]
[null,280,0.97328229825902113,0.97567126278678851,1.0331167564827854,1.00174388132102,0.99209035609393781,0.97952012334518301,0.99082972243506262,null,2.1630411795124731,0,7.7064047839716637E-3,0.36627452276946476,0.22216027442119496,1.7392897049755097E-2,5.7317462120577071E-4,7.7018895854415364E-3,0.46778790614254429,0.48166369483124333,8.228388510219467E-3,0.29249612077808218,0.22291484098812656,5.8250721080063753E-2,2.53031535191027E-2]
[null,281,0.99843335828937285,1.015280956979375,0.97925376590818725,0.99101782692367468,1.0114399378127095,0.98383139071412029,1.0127840083044091,null,2.0660512935309101,0,7.8833770802673279E-3,0.33084840137325328,0.20755024298173905,1.639542510149293E-2,5.2347075029788854E-4,7.8786921228364316E-3,0.45577128611512802,0.47666424997475093,8.0179896519164059E-3,0.28636642841598525,0.2075998080454407,5.0434670068862257E-2,2.588400600947419E-2]
[null,282,0.99451800571225979,0.99436374031669827,0.96351466537420116,1.0162959638977929,1.0288507154107045,0.99854466369699624,0.98570278149793678,null,2.0961310911244846,0,8.3057373020984492E-3,0.33610125949712816,0.21223663983858682,1.6378727037910469E-2,5.2223926454520895E-4,8.3008853153103065E-3,0.45212522947955008,0.48887096689496645,8.0486455573268202E-3,0.29147058629789335,0.21282887334509298,5.028173115688981E-2,2.7271044741382221E-2]
[null,283,0.98716230937480076,0.99870025715243904,1.0192850392652497,0.97667987902598052,1.0031212570529644,1.018008494196351,0.99711041894229491,null,2.1347747091986946,0,7.9366227726956062E-3,0.36537869378482107,0.21425462147928323,1.6963611823764806E-2,5.528851666507837E-4,7.9321225276520625E-3,0.46547379007429712,0.46965176792771041,8.1118798028688432E-3,0.28850869320107408,0.22409855761573819,5.5725166707968329E-2,2.6059541859558721E-2]
[null,284,1.0359421882518778,0.96583532446033571,1.03677832722027,0.97549262576814633,0.99789100243342732,1.0051741199328936,1.0087820949203046,null,2.0911554222454578,0,7.3830406694194058E-3,0.3538840388218803,0.2101884749296829,1.6943043272151924E-2,5.4248507225089211E-4,7.3788040635867245E-3,0.45299647644487517,0.46903104839065485,7.7308925131138323E-3,0.28484534741217143,0.21493529322956562,5.5820843801741488E-2,2.4241714963200173E-2]
[null,285,1.000378010784587,0.97076521095186119,0.9762662253444907,0.99021023775283379,1.024472389759054,0.96335666748295257,1.0058838240524259,null,2.0916728484053246,0,8.0098986244467128E-3,0.33384077208045487,0.21677991972726479,1.6480763434704435E-2,5.3043832847324821E-4,8.0051175149265606E-3,0.45953951545926219,0.47628471528494137,8.0022313543048444E-3,0.29220113145141957,0.20983908849448324,5.18797003225209E-2,2.6299353577013462E-2]
[null,286,1.0101146589340562,0.96968889740876529,1.0270174246664217,1.0261532142284153,0.9625969775908304,0.99550232876307021,1.0230277156065921,null,2.1348995969566653,0,7.5317185350922767E-3,0.35297304582044159,0.21392574427180458,1.7367297612736515E-2,5.505849419739806E-4,7.5273182667368287E-3,0.46706573637154897,0.49341856320748267,7.9280015920620301E-3,0.28550137752100924,0.21555267731179806,5.5891337283367586E-2,2.4729631290795633E-2]
[null,287,0.97556023663212421,0.96756334135132482,1.0158900082761615,0.99797271543629895,0.99855618776893851,1.0047371091747224,0.99892742981782212,null,2.1848039058228554,0,8.1409811539191052E-3,0.3718606435725641,0.22337959880256564,1.7296804281773697E-2,5.6484496154485448E-4,8.1363464615557303E-3,0.4773800244881688,0.47990071427426712,8.2081504500581565E-3,0.29360268865901623,0.22851049641411536,5.7374092264250644E-2,2.6730482346891526E-2]
[null,288,1.0219669958474764,1.0024115792822452,0.97677975197817946,1.0119489740062002,1.0047743057480498,0.9830905066248653,0.97727226162856129,null,2.0279379472218824,0,7.7052116293444264E-3,0.32152311368133751,0.20388276119344972,1.6130309344553222E-2,5.128566739284326E-4,7.7005946254528976E-3,0.43059540010879244,0.48673934159517807,7.833213679138076E-3,0.28410908588238831,0.2020367385731274,4.9280844329639396E-2,2.5298899164242099E-2]
[null,289,1.0028561412387824,1.0101862855633434,1.0049874462457808,0.98421533271356298,1.0238312999150629,1.0084796226104433,1.0126545548235495,null,2.0930770669009595,0,7.7860977634466857E-3,0.34680515096367115,0.20788139902177147,1.6736617145919178E-2,5.3472668957617678E-4,7.7815954226667849E-3,0.45954412576907261,0.47331678651943221,7.9841101652375537E-3,0.28738753364514491,0.21443183191218104,5.2894274899623235E-2,2.5565012510108152E-2]
[null,290,0.99167382034788942,0.99626078859797462,0.98404118332416401,1.0004942519819571,1.0308859228906408,0.99820835880879422,1.0034524424698896,null,2.1114502511079487,0,8.111001733136159E-3,0.34419759972458663,0.21305219795941968,1.6669720468798426E-2,5.3339604429774755E-4,8.1062818857328828E-3,0.46197968509790915,0.48120788225229111,8.0729208117188925E-3,0.2915372422661795,0.21538144351831875,5.2191172145460839E-2,2.663171066637169E-2]
[null,291,0.98506581180121944,0.99986927544296311,0.99018221771493753,1.0023573351013542,1.0008431949818555,0.97258765968012395,0.97424975147545634,null,2.0851419127285435,0,7.8729570585098045E-3,0.33887041645328908,0.21383731148177312,1.6517246170107115E-2,5.3924347411247347E-4,7.8682544892023192E-3,0.44639650980139356,0.48208554799703585,8.1274350887973208E-3,0.28909631070439168,0.21130188678976741,5.2524992269336462E-2,2.5849715067843528E-2]
[null,292,1.0198694759033153,1.0281137698357214,1.0230222826695718,0.9733451569393311,0.98977051433502716,0.98960150100754296,0.99367325642590187,null,2.0238533609459548,0,7.205957391570034E-3,0.33460498173054204,0.2004874102185395,1.6447667338413106E-2,5.3077696916535501E-4,7.2016751412571842E-3,0.435628299604017,0.46803755169207789,7.8519447360664765E-3,0.27948964680209143,0.20479367210777932,5.2325901802920641E-2,2.3659790194653835E-2]
[null,293,0.98866277143322423,0.95690416729363259,1.0144794858640542,0.99544442971731883,0.99701487058052862,0.98561636639326067,1.002348307270893,null,2.1582798766066542,0,7.9431913877295642E-3,0.36164292878219007,0.22262836580062992,1.7168646238409652E-2,5.591151293100117E-4,7.9385883629554798E-3,0.47158828517765378,0.47868905436366677,8.0992869279870906E-3,0.29269249711025325,0.2224084663615945,5.6727049557560229E-2,2.6080784182172755E-2]
[null,294,1.0001664312763503,0.99849761199133202,0.99512294877149154,1.0275264576609686,0.96683233903916588,0.98877784585438766,0.99249169944049398,null,2.0870617809248873,0,7.7496226177738367E-3,0.33739545169324769,0.20956372200328119,1.6710924748814464E-2,5.338147572188064E-4,7.745021620957423E-3,0.44919383109250033,0.49417553994676888,8.0050114098727202E-3,0.28408612279566092,0.20978852053584818,5.2168586983362367E-2,2.5444855955127344E-2]
[null,295,1.0215332308427518,1.0255738546607414,0.99703259069803141,1.0207671789615655,0.97335445241153373,0.99170917812359149,1.0128781420276463,null,2.032380494696675,0,7.391536513960675E-3,0.32322669907262952,0.19831418228288905,1.6510840601729176E-2,5.1799354351366768E-4,7.3870920511871089E-3,0.44172239632931209,0.49091895025239152,7.8376833638118953E-3,0.27843767167313033,0.20075964433594407,4.9869934069246481E-2,2.4268943634851534E-2]
[null,296,1.0079302583034171,0.99692790517463525,0.99186252630505056,0.9871494847720037,0.98857236927578074,1.0105475144864555,1.02183923789099,null,2.0964557770345666,0,7.9775735150048339E-3,0.34471773928138982,0.20941657287575843,1.6624689954934331E-2,5.2844930605630807E-4,7.972983409024385E-3,0.4647813104545318,0.47476635290789865,7.9431640860811031E-3,0.2846161685297019,0.21474128662121911,5.2130850290106244E-2,2.6193782832870518E-2]
[null,297,1.0171844178881253,1.0141869257675307,0.96229380426509781,0.99038403543748221,1.0072976714132393,0.98096435032001361,1.0083244003104985,null,2.0247664097889078,0,7.8745208935884787E-3,0.31774677208505409,0.20327259836249775,1.5986952176965323E-2,5.0601033562205618E-4,7.8698060233905621E-3,0.44427875080021734,0.47641016925869489,7.8692247545635863E-3,0.28343163179985065,0.20134950998119122,4.8064692754006606E-2,2.5854812350441483E-2]
[null,298,1.0330257963527751,0.98936688806169526,0.9956878674051225,1.0193802033036976,1.0291588570246328,0.99433328976091107,0.990312021946121,null,2.0502052960195991,0,7.5405301286545073E-3,0.32872161045367176,0.20391038965917729,1.6516245094226088E-2,5.1900676270845371E-4,7.5360627514194168E-3,0.4359710479394403,0.4902559896483682,7.7504127705175429E-3,0.28657573333872505,0.20432931422847442,5.0901653801172404E-2,2.4758359700352062E-2]
[null,299,0.98658349832385595,1.0211440714488094,0.98622293127007354,1.0219333463149807,1.0290220762987112,1.0156115279804236,0.98040645326625686,null,2.1017226103962847,0,8.0730374081461418E-3,0.34432071908886391,0.20805012101609344,1.6645961006373035E-2,5.3195359890114194E-4,8.0683546312566284E-3,0.44961728762043324,0.49151276641644231,8.1147009247065863E-3,0.28972950063220188,0.21518851730028549,5.1508657979697649E-2,2.6507107589175582E-2]
[null,300,1.0035688563679184,0.97898236882136991,0.96292087799880344,0.99940065782043153,1.0038566030775573,0.98461781102504864,1.0078220385820595,null,2.0899744610674604,0,8.239954922174466E-3,0.33297967091380065,0.21397536473651499,1.6334986018273035E-2,5.204786612553763E-4,8.2351124631433684E-3,0.46003001629568113,0.48074558412496032,7.9760235364976714E-3,0.2890164856767094,0.21092516376870415,5.0420569762483373E-2,2.7054960031609804E-2]
[null,301,0.96402789451000537,1.0387256473126443,0.99344752490445776,1.0105520542283644,1.0325494580057315,1.0327903180809626,0.96376314999378243,null,2.1287743951406459,0,8.2817456528859641E-3,0.35917756375024046,0.21039108469539156,1.6727861876509813E-2,5.4430548390117838E-4,8.2770355592195408E-3,0.45260260340175928,0.48601696554482415,8.3049950979173989E-3,0.29135160854221448,0.22354626764296048,5.2923158480992591E-2,2.7192690717598438E-2]
[null,302,1.0156782420981891,1.0218471930026649,0.99650811252657667,0.9508114950168165,0.99665570188174346,1.0037093024222623,1.0016503602967943,null,2.0354217781613069,0,7.7212175205017951E-3,0.33724144118221527,0.20341184068848717,1.6142662781722494E-2,5.2148747358742302E-4,7.7167375118300154E-3,0.44605595564399542,0.45727655156792185,7.8828347167071103E-3,0.28098420055731294,0.20952703260495875,5.1030317279864068E-2,2.5351933673203864E-2]
[null,303,0.97886063267251255,1.0183683523331373,1.0109008870380309,1.0099356416331882,0.98413100775587425,1.0319124502854595,1.0296800757406197,null,2.157617101096946,0,8.0378381705016252E-3,0.36294539237881368,0.21114665335079835,1.7259793338385641E-2,5.4902994257022481E-4,8.0332797058946977E-3,0.4807670651719993,0.48566823390924724,8.1801800066838327E-3,0.28643901681971784,0.22366102641943875,5.4613392904836272E-2,2.6391875319060773E-2]
[null,304,0.97950183251293543,1.008950995733386,1.0051110028440984,0.98665142731358624,1.0221831014162022,1.0256470370886073,1.0096648237448036,null,2.1476243766526051,0,8.1578560286487602E-3,0.36347231745076436,0.21366293609855833,1.6992609235927977E-2,5.4780616965169142E-4,8.1532449102375594E-3,0.47354068652827813,0.47448796241666835,8.1744829808106361E-3,0.29069713013427878,0.2247214902805735,5.4545567357500095E-2,2.6785999118001735E-2]
[null,305,0.99791467601096728,0.97768508322865899,0.99679964270177657,1.0283799249773322,1.0232286359958043,1.0321488542161832,0.99873794483476797,null,2.1581007614536185,0,8.2287873593643816E-3,0.35965889114143501,0.2149144159552919,1.70835834108688E-2,5.403780520248098E-4,8.2241482726733272E-3,0.46629725737402961,0.4945808712603344,8.0231714622412947E-3,0.29251475955567008,0.22341776205464969,5.4055371090232653E-2,2.7018939183531113E-2]
[null,306,1.0063159163771385,0.98969384779752845,1.0092332203562751,0.98428422469825294,1.0154033613846076,0.96335338064200005,0.98225368045939365,null,2.0613136492541266,0,7.4783623426794808E-3,0.33637307484753037,0.21149240023821289,1.6553553799060504E-2,5.3936486333603165E-4,7.4738664007879575E-3,0.44141890294194513,0.4733375612732717,7.9569044772275725E-3,0.28824865965770846,0.2074817691775078,5.3361928986143788E-2,2.4554024934072032E-2]
[null,307,0.99710942840988825,0.95914889583928031,1.0223840620871198,1.0284689000458702,0.97095331513510108,1.0195974337392071,1.0249574147086871,null,2.18999566542624,0,7.9588034413434986E-3,0.36902954075144517,0.21950708357949725,1.7586366097443483E-2,5.5785852690438226E-4,7.9542958974840837E-3,0.48198399197945002,0.49454598253973686,8.0311363109456628E-3,0.28949208122982573,0.22594399687287647,5.7189746659933628E-2,2.613238842203814E-2]
[null,308,1.0334724558654789,1.0282001898457076,0.98903241171826095,0.97665112464929127,1.0168839953757232,0.9917742218697273,1.0158874455431099,null,2.0033283727163402,0,7.4514017987740251E-3,0.31987443738300553,0.19705846082219564,1.6114109412146371E-2,5.0773537696033311E-4,7.4469619078774679E-3,0.43893716057349763,0.4697254558674066,7.7466913108532529E-3,0.2804242893488284,0.19958844924255434,4.8890388140181283E-2,2.4465635129607095E-2]
[null,309,0.9782718976696122,0.97338238722897374,1.0031059474195247,0.9811797272471271,0.95367667463566352,1.0206628594800067,1.0171469793483323,null,2.1795880505924932,0,8.3909855886103134E-3,0.3721336102089472,0.2215964109592008,1.7067835661638796E-2,5.5540514200872479E-4,8.3862882409363355E-3,0.48669020258950874,0.47186240872329177,8.1846418154053278E-3,0.28755511037970505,0.23033853383462849,5.6056968148570842E-2,2.7551620477261458E-2]
[null,310,0.99907214324582994,1.0108247732018241,1.0328743239277085,0.97636549637162873,1.0262350473807524,1.0315099781180541,1.01630343797861,null,2.1287783396877824,0,7.6956700274697287E-3,0.36556804954135153,0.20894603837812484,1.7149744734672012E-2,5.5040799858843659E-4,7.6913316873655499E-3,0.46753793646954345,0.46946181679761406,8.0159684635934189E-3,0.28790127215462724,0.22251495555429046,5.5868020464895612E-2,2.5268467470582773E-2]
[null,311,1.0142223465335669,1.0037235911025892,1.0429815330259826,1.0377176384026532,0.97600638338919565,0.97828351856239326,0.97338947913857021,null,2.0634203590506344,0,6.9712617464652545E-3,0.33894638504597258,0.20445981393821472,1.7089436988150141E-2,5.4870105377578923E-4,6.9670389606903008E-3,0.43036284341371545,0.49893108759513416,7.8968074031519515E-3,0.28242420520156147,0.20515506242773845,5.4721302951328016E-2,2.2888935817665334E-2]
[null,312,0.98529417837822009,0.98022044518264395,1.0206944567950615,0.97214781681405538,0.99527747415877843,1.0080071689595391,0.97972770757396799,null,2.1404442344835717,0,7.9815691554386333E-3,0.36864456832397308,0.21864790469094764,1.6914149752651812E-2,5.5880321621736906E-4,7.9770358878310989E-3,0.46151276497603211,0.46746843579713454,8.1273429882895883E-3,0.2897704880632016,0.22592255838979777,5.6674655040058329E-2,2.6207096512876144E-2]
[null,313,1.0162198913815437,1.0132709224006493,0.98456674375948794,0.97541312737058505,0.9740175231139796,0.99986504510330176,0.99933574303610917,null,2.0389707931743382,0,7.8196590847564862E-3,0.33223705611201526,0.20430235345275458,1.6129952352478077E-2,5.1725020869606165E-4,7.8150878115336546E-3,0.44502550008956332,0.46914307291616142,7.8779549496305907E-3,0.28002856180227337,0.20783432740346947,5.0204289515316664E-2,2.5675045645200317E-2]
[null,314,1.0206703029732582,0.99134400768069808,1.0325943901767347,0.99176365753713225,0.99130445749280272,1.0061420366136065,1.0223426843188252,null,2.0966745125633026,0,7.3906321837826179E-3,0.35084583951639153,0.20761961801380202,1.7073962105773378E-2,5.4283358953772837E-4,7.3863507123581012E-3,0.4592034250581622,0.47686645949548184,7.8463285394528588E-3,0.28380512233894817,0.21358713913676061,5.5021558139077845E-2,2.4266508101338367E-2]
[null,315,1.0037213173976023,0.98474270343242354,0.9819072641527864,0.97296545613638974,1.0046348284463582,1.002221543007598,0.96428788129754284,null,2.0769187767814206,0,8.1760665579193662E-3,0.34525226277282328,0.21331193290283137,1.6157656498941818E-2,5.2840806600392169E-4,8.1713671069958676E-3,0.44285460783943903,0.46797358190496163,7.9759003653374402E-3,0.28777764954863327,0.21630685398968491,5.1939086053461044E-2,2.6845536290223151E-2]
[null,316,0.99757921593883547,1.0197656100301311,0.97618977124381656,0.98188918811044268,1.0137539201375592,0.98565066500735976,1.0103775642953998,null,2.0595736890173413,0,7.9339441912120723E-3,0.33061801095885035,0.20707904870679997,1.6280808765940468E-2,5.2151453565724485E-4,7.929242662902021E-3,0.45472845402882217,0.47228257039924521,8.0246778946084802E-3,0.28606804152082482,0.20782257079442371,5.0102612351309125E-2,2.6050080589168363E-2]
[null,317,1.0330188189927574,1.0098996611731668,1.0007425676350836,0.98592517471478058,1.0009411383105773,0.99353052262358221,1.0191674000181477,null,2.031344371096536,0,7.4293328015817058E-3,0.32768011991585927,0.20076230408409595,1.640672260034368E-2,5.1715729471568748E-4,7.4249343676538954E-3,0.44498352624552556,0.47415146876230074,7.7507478820165836E-3,0.28097133753667841,0.20309601304100375,5.0636104504215511E-2,2.4393267663709011E-2]
[null,318,1.011007034007084,1.0356431987852643,0.9671418018796677,1.0037907474004046,0.99103954853550935,1.0046325670933582,0.9966721503710998,null,2.0277596111357195,0,7.9048046748999064E-3,0.3225742201045198,0.19947951773589459,1.6040023911129072E-2,5.071403657176029E-4,7.9001334073921913E-3,0.44019985465883804,0.48284451734400641,7.9175822654820871E-3,0.2804951221609186,0.2038324739447917,4.7919382472628176E-2,2.5954447439300282E-2]
[null,319,1.0060584364097989,1.0105506085922009,0.98043760527271095,1.0312378160958884,0.96430177700291053,1.009055345215472,1.0051386428931084,null,2.0791999215913366,0,7.9310730588894266E-3,0.33376595289579131,0.20507974215681229,1.6555782348801638E-2,5.2104491799737735E-4,7.9264228990472592E-3,0.45210880012767929,0.4960057732589358,7.957287813685229E-3,0.28163013845073132,0.20928759701231509,5.0251635999122558E-2,2.6040816769307907E-2]
[null,320,1.0225569244028216,1.0043256643886069,0.98113201878190714,1.024488004790453,1.0353043295492248,1.0415189109788714,1.0335050628826836,null,2.1012524257351326,0,8.0626862869781456E-3,0.33985651206475476,0.20271669610253612,1.6752677480765168E-2,5.1423679272243343E-4,8.0581044462510344E-3,0.46414427099483963,0.49275710522982691,7.8289397454899025E-3,0.28702761736520099,0.21302141661897223,5.0164102704924968E-2,2.6473432475825988E-2]
[null,321,1.0251511280157979,0.97267324310997749,0.99427575721400774,0.98317123900579295,0.97319211432998054,0.99988581779161056,1.0080976869987219,null,2.0784062623676549,0,7.8574570741181821E-3,0.34142624903340013,0.21082517736383932,1.6472338155225703E-2,5.2588253684537293E-4,7.8529153308531524E-3,0.45468381998277346,0.47284595341038776,7.8098677809954305E-3,0.28325502879050896,0.21239757972053022,5.2369586275685644E-2,2.5799321060729168E-2]
[null,322,1.012710604191503,1.0223994028832604,1.004395504942738,0.99984314849446509,1.0021954781969131,0.99903555618231843,1.0144702501064431,null,2.0581996288773703,0,7.518024046367533E-3,0.33440294588169506,0.20227540543865366,1.6636103336554832E-2,5.2669859504501579E-4,7.5135830765907276E-3,0.44990092323467684,0.48083407679241497,7.9063847414138303E-3,0.28275813171447256,0.20683295029750534,5.1445942986042908E-2,2.468450682867171E-2]
[null,323,0.97893425801142142,1.0251770701681149,0.97250740821232873,0.97984654765429935,1.0283557206894869,0.96222719375980514,0.99685204468001509,null,2.0603920970471821,0,7.9456224671804326E-3,0.32828972549547109,0.21045009908807524,1.624237161013543E-2,5.2851591917816264E-4,7.9408159699673585E-3,0.45261308084817237,0.47131095430474562,8.1773008513355023E-3,0.28956918774996321,0.20679918627142468,5.0328378827166065E-2,2.6088102578726811E-2]
[null,324,1.0213466085208049,0.99382977519650106,1.0059501417104693,0.969540273076132,1.0125598634106865,1.0252900597569043,1.0026233411983014,null,2.0835390562849616,0,7.8546014133524921E-3,0.35063970426845897,0.20749525507023875,1.6539650389597406E-2,5.2895136550320902E-4,7.8501578476100585E-3,0.45366795766170537,0.46625667412182342,7.8396203037439469E-3,0.28514119976197433,0.21668438547536087,5.2959839579836278E-2,2.5790261852459265E-2]
[null,325,0.99399783920432827,0.99757552200449329,0.97465841211810911,1.0171808849461679,0.9678729733881215,0.9908570300096684,0.96796892837556403,null,2.0779098390621211,0,8.09278464974943E-3,0.33604467509539948,0.21164437770778438,1.6306498404458296E-2,5.2727094231561761E-4,8.0880139092769227E-3,0.44211643524647942,0.48926235077211799,8.0535021423460643E-3,0.28503942216904854,0.21142082854236888,5.0927554218730901E-2,2.6571694561541757E-2]
[null,326,0.98025988108313722,1.0166550617101549,0.95539458194334304,0.97856271502432512,0.95439878039526416,1.006538227019893,0.98609912689355406,null,2.0812020626153203,0,8.5629043606819527E-3,0.34004994976999142,0.21189065185661654,1.5988781649922623E-2,5.2119374889345862E-4,8.5579676963684279E-3,0.45696188371232543,0.47074424002390541,8.1652395908994348E-3,0.28278049037869574,0.2163530306830401,4.9635895849120204E-2,2.8115642016220611E-2]
[null,327,1.001898043634704,1.025244272275939,1.0169090848686171,1.0234287725770166,0.98903567601306219,0.99154840520079057,1.0179789141842936,null,2.0784212122057966,0,7.3613878622882569E-3,0.33703283174357773,0.20325390790971876,1.7002807502044238E-2,5.3790279955524334E-4,7.3569848727491789E-3,0.45368148418855253,0.49213884450114809,7.9924342694397011E-3,0.28295427674332296,0.20698972731792481,5.2671366228841672E-2,2.4170031991209952E-2]
[null,328,1.0125313309846224,1.0431915067388848,0.9988911311662404,0.96537221398601369,1.0223482729436988,0.97463450279004782,1.0008480472365906,null,2.0039402691493953,0,7.3505944913333987E-3,0.32281912312120092,0.19928635558787502,1.6151528749487144E-2,5.1993675180539726E-4,7.346152968485206E-3,0.4364389893284798,0.4642724399143946,7.9074702778293132E-3,0.28210485975657357,0.20029419040317456,5.0015371036088628E-2,2.4134445745334191E-2]
[null,329,1.0416229552223488,0.96643512065964698,0.99670397264545807,1.0129683188302427,1.0014235819552102,1.0008004459266062,1.0056637545245275,null,2.0699518897187108,0,7.6560124872094171E-3,0.33454386435245481,0.20747222335934812,1.6603534629420144E-2,5.2005936421705074E-4,7.6515468214156815E-3,0.44605432739598055,0.48716922417624242,7.6865001706879011E-3,0.28515151151681745,0.20782781285763177,5.1789536012010723E-2,2.513776154969171E-2]
[null,330,0.9847288470906802,1.0096164093745987,1.0067359471503461,1.0293774523711541,0.96166021312981553,0.98602468689759404,1.0164215870525297,null,2.1151786905664021,0,7.6799578647780177E-3,0.34345597021154528,0.21089044612371563,1.7086996695595384E-2,5.4556520745766479E-4,7.6753832558341716E-3,0.46454132123122721,0.4950302745048219,8.1311876899202492E-3,0.28460759566159538,0.21215051663082443,5.3527319411089881E-2,2.5216071807550915E-2]
[null,331,0.99462043234247488,0.98394636637697031,0.96340767930292392,1.0060886212535489,1.0265223364386715,0.99669181033725474,0.99436422217333786,null,2.107053264475558,0,8.3819969061631663E-3,0.33910408330672204,0.2148512141642227,1.6411536213419502E-2,5.2433766632794501E-4,8.3771241847777032E-3,0.45892075195625753,0.48396123429618415,8.0478105236013991E-3,0.29217092194803457,0.21474373185589052,5.0801001624137448E-2,2.7521513642144287E-2]
[null,332,1.0254210045639693,0.97047186179918232,0.98510538083986432,0.96938754481664169,1.0047141108570417,1.0016875970278545,0.98943061872784088,null,2.0685910779182439,0,8.0168367646125185E-3,0.34104278963016416,0.21151354330309494,1.6215492118373632E-2,5.2179408189953849E-4,8.0122312248441917E-3,0.44760345220108338,0.46624339221366956,7.8072962664119385E-3,0.2863001657440265,0.21327680541262831,5.1748228113149816E-2,2.6322724373509493E-2]
[null,333,0.99058081322717051,0.99794976294228999,0.9775772827295619,1.0172593160608812,0.98036114132289331,0.99247817407537964,1.0125472128261255,null,2.1078875436471849,0,8.104793729423793E-3,0.33882557538656305,0.21241556364783165,1.6664692664970185E-2,5.3044296271958699E-4,8.1000274387775829E-3,0.46443964149417455,0.48929113103136712,8.0814524866525805E-3,0.28675530320688836,0.21281110410958357,5.1466240125459271E-2,2.6611162821621216E-2]
[null,334,0.97369515366643533,0.9850065389805317,0.99750681903534066,0.99479271322407548,1.0136974681565512,0.98352221758654623,1.0346524929995018,null,2.1606277217414767,0,8.099986075272415E-3,0.35460108595359785,0.2200157494733517,1.7164343929587239E-2,5.5252774813649885E-4,8.0952506309803687E-3,0.48661697943192594,0.47842561186041005,8.2227803836526052E-3,0.29343162909442744,0.22018706508758279,5.4819214732271845E-2,2.6595469490824485E-2]
[null,335,0.98202345956124404,1.0045937963200011,0.98841932764979246,1.0060758820224609,0.96052793908314438,0.99807589307089828,1.0291981008693238,null,2.1271864712309401,0,8.0939335758255133E-3,0.3469691579475388,0.21343884245666589,1.686944484109882E-2,5.3901885880115643E-4,8.0892132661215931E-3,0.47643954578752407,0.48387929063694435,8.1525106584929546E-3,0.28503564060218273,0.21657055187314012,5.2721553048545117E-2,2.6575634829709486E-2]
[null,336,1.0358705018084353,0.98756387763723952,0.99889332883545401,1.0017462629198248,1.0180815736857891,0.9947701406069589,0.97974980755540841,null,2.0392043154265411,0,7.5322885188008649E-3,0.33080533032857845,0.20441782327343805,1.6357544958607893E-2,5.1948610492073182E-4,7.5278508686907036E-3,0.43139398782212329,0.48176565329700771,7.7293073971757397E-3,0.28502447021872934,0.20524900205737073,5.1214766561322858E-2,2.4731381057376163E-2]
[null,337,0.99882065823746036,1.0293241566121314,1.0380668775016297,0.98022709406973829,1.0257166369566664,1.027985669806186,0.97993024961826247,null,2.0925552522948605,0,7.4988770477473158E-3,0.36050664320892445,0.20499637883293007,1.6907130164906796E-2,5.4913795973288572E-4,7.4946015279982554E-3,0.44555804297121743,0.47130378418969282,8.0182889346689847E-3,0.28601906454486131,0.21880079427909202,5.5278116315850237E-2,2.4622146412732551E-2]
[null,338,0.98926370101606231,1.0116295886007241,0.99348328919035112,0.96474904001264672,0.97196774438868172,1.019164934538997,1.0218913769247553,null,2.1117657724772734,0,8.1715306612599788E-3,0.35442725602370029,0.21121596201647949,1.659932356255437E-2,5.3607586515372254E-4,8.1668921752183071E-3,0.47319322623689136,0.46398826762883255,8.0931393672385617E-3,0.28344275723881401,0.22058524368735499,5.2858324618264792E-2,2.6830834718031164E-2]
[null,339,1.0181715217511134,0.99538153964940057,0.98137146659417507,0.99252055048985566,1.0150005281531853,0.97425243204769507,1.0023710049246259,null,2.0443838348909837,0,7.7076111940634785E-3,0.325059564898043,0.20714032152932144,1.6278171766016175E-2,5.1841770583787087E-4,7.7029947260790696E-3,0.44469093395227421,0.47738072073613208,7.862673601020673E-3,0.28614638250546315,0.20371861499973906,5.028586540801723E-2,2.5306784257105561E-2]
[null,340,1.0104926945956982,1.0200767966610933,0.99092636579673699,1.0213132218109189,0.99689128665860982,1.0102221374983309,1.039753411025035,null,2.0830802138297857,0,7.7390321879002759E-3,0.33368314602743043,0.20229187250989999,1.6797815688542342E-2,5.2184162651610364E-4,7.7344894002664916E-3,0.46363828637596277,0.49120014575435877,7.9229681069608211E-3,0.28306241581465458,0.20797872257614161,5.0577287871978689E-2,2.5410254264972832E-2]
[null,341,1.0268986541906993,1.0139559806068064,1.0042128155629042,0.96569554035916538,1.0029847444355717,1.0192401013823678,1.0109911575808854,null,2.0491756871953197,0,7.6614432465924205E-3,0.34064425650138497,0.20207581969608135,1.6372021093209468E-2,5.2106017926971252E-4,7.6570479159598342E-3,0.4487279044364505,0.46441268986854956,7.797136619156147E-3,0.28123474468280468,0.21071514320604909,5.152347185049988E-2,2.5155834392496013E-2]
[null,342,0.97295180362058187,1.005202091626596,0.98167874551635026,0.98688497655032514,0.98137627363436819,1.0085891687894986,1.031183231790298,null,2.1456720337822297,0,8.392818908025023E-3,0.35421834089866022,0.21595988283000067,1.6813401798055846E-2,5.4053931061606535E-4,8.3880089584078051E-3,0.48493280462321531,0.47466922208907769,8.2281239656534153E-3,0.28792959129077811,0.22195347308279981,5.2874190262310862E-2,2.7557273580679869E-2]
[null,343,1.0215384799605887,0.9713113155990587,0.98143685708883577,1.027452541995735,1.0191272472364881,1.0033863122666624,0.98179767813872021,null,2.0876423129809942,0,7.9817433686212181E-3,0.33667739202658359,0.21055905676336939,1.6530205437838407E-2,5.2182483859078129E-4,7.9770972815849765E-3,0.44340155840680007,0.49418204442051328,7.8367621686076944E-3,0.28943046550196849,0.21099169505885637,5.1308656234044563E-2,2.6207298210857176E-2]
[null,344,1.0304849800028286,0.97596339464203152,1.0165129724874391,0.97840532714736728,1.034514843613112,1.0224193632594367,0.98494147132156196,null,2.087073989173942,0,7.7175610162844724E-3,0.35302823757416973,0.20907292071206468,1.6650649554705545E-2,5.3319554081484081E-4,7.7131924631032587E-3,0.44500286815847401,0.4704894428508144,7.770691912095019E-3,0.28824225254248126,0.21686173692325603,5.4086074896069009E-2,2.5340287062178002E-2]
[null,345,1.0013772389920779,1.0037605375005809,0.98802411873468043,1.0259348325921129,0.98598933527483679,0.99863079190990001,0.9837039297535024,null,2.0812441311465397,0,7.8656923371780187E-3,0.33687490621799376,0.20809360238777572,1.6570399030056172E-2,5.2858403723112662E-4,7.8610590653959561E-3,0.44501898708036108,0.49343180557244076,7.994923000966065E-3,0.28521922405010247,0.21031760811767677,5.1372649108446571E-2,2.5826075815269519E-2]
[null,346,0.99864855502155281,0.97768769628364882,0.98604916892928052,0.97690594927481156,1.0299621124261207,1.0293549250352345,0.98241386381685236,null,2.1284342832148289,0,8.4377745676434794E-3,0.35974031265836964,0.21593165786245772,1.6521978294971009E-2,5.3466289510688877E-4,8.4330659999100506E-3,0.46015345134759633,0.46985673463574923,8.0166540718977324E-3,0.29187463016663789,0.22484766581081958,5.3255943766175096E-2,2.770530027277928E-2]
[null,347,0.99872543707149053,0.96265756517134593,1.0374097077706432,1.0089750643932585,0.96695692698371782,0.9999616800411304,0.95571344827957838,null,2.1349109907082693,0,7.6364055774006071E-3,0.36656066833159079,0.21880675315287013,1.7114552954662656E-2,5.6376398958732994E-4,7.6320093574479726E-3,0.44521196125709944,0.48512804297294415,8.0190151572635104E-3,0.28797969757457631,0.22255642489936853,5.7900931863078882E-2,2.5073574775178176E-2]
[null,348,0.99876264616039057,1.0007147172988009,1.0328670691723563,1.0110267184688115,0.98576134961232376,1.0079234475579253,1.021446493271507,null,2.1291378058346404,0,7.5120024134296744E-3,0.35683148507988594,0.21015071619127526,1.7340030873014764E-2,5.5279318556497711E-4,7.5076451984305969E-3,0.4668040296039957,0.48612785139204778,8.0184520339796114E-3,0.285654741877714,0.21719803831153608,5.5799025487664772E-2,2.4664999012960161E-2]
[null,349,1.0263591618980781,0.99120761235333521,1.0090502110155293,1.0166978623876441,1.0325227854656343,1.0113245327907616,1.0037562631631771,null,2.0831571499110684,0,7.5800987131905842E-3,0.34081182674000282,0.20526567848756783,1.6839212180543156E-2,5.2842031314252887E-4,7.5756920910531869E-3,0.44769936777298203,0.48892567357046568,7.8015078184126381E-3,0.28760331293865071,0.21024145822220308,5.2556543821335851E-2,2.4888554667897356E-2]
[null,350,0.95484035398410994,0.99860593261111363,0.99602680361021156,1.0172067282128805,1.0123591314423674,0.97218093114008897,1.0127373018823593,null,2.1655105417117597,0,8.091655384936839E-3,0.35302300333483799,0.22130910584530999,1.7224281782186993E-2,5.5959517411141438E-4,8.0868425103021255E-3,0.47976126747327186,0.4892096622616956,8.3850623506117397E-3,0.29518383020766448,0.21939231440015305,5.4899385612693606E-2,2.6567846143856377E-2]
[null,351,0.98537333430464158,0.99884261543720099,1.022491552491019,1.0012935290525089,1.0253677317088337,0.99464743350452967,0.9999274235506882,null,2.1311020482417207,0,7.6871679125640269E-3,0.35651670471951952,0.21411448837882743,1.7166915222533517E-2,5.5547446279742411E-4,7.6826807736788136E-3,0.46237460178668827,0.48147821279929787,8.1267958990657828E-3,0.29159185648956554,0.21826965228840869,5.5671786862435471E-2,2.5240046471467211E-2]
[null,352,1.0013661465158303,1.0026867769626637,1.0037245540873432,0.99160185077765661,0.99477443236946528,1.0213337964490143,1.0301947950921246,null,2.1204434716821012,0,7.9453189058843066E-3,0.35286892809879811,0.20962922792240155,1.691778409794063E-2,5.3650023356611131E-4,7.9407880936116088E-3,0.47220668917578301,0.47687272911949868,7.99591726422E-3,0.28562149993740571,0.21833758796705416,5.3373127681661067E-2,2.6088010996044238E-2]
[null,353,0.98750644190610937,1.0191112219795244,1.0169740408503258,1.0006583426552147,1.024056822792536,0.96617872119682746,1.0272042237366068,null,2.0927031223583654,0,7.3909084494914517E-3,0.33843253137912394,0.20916978770875988,1.7070504947353023E-2,5.4708573972397164E-4,7.3864309818150592E-3,0.46338512907043317,0.4811889778646008,8.1089172522041675E-3,0.28894528022995852,0.20784175315548464,5.3750860666400155E-2,2.4266771811999207E-2]
[null,354,0.98198959556529219,0.97425885383979716,0.95899313916270368,0.99177403458841662,0.99553965818787682,1.0119441049843889,0.98117657831133165,null,2.1357720550269903,0,8.7996627551910154E-3,0.35238289168045694,0.22027878298137227,1.633951685596827E-2,5.309979469441036E-4,8.7946760813632351E-3,0.46513590149519046,0.4770887615718441,8.1510673031953158E-3,0.29151847238008283,0.22372829237209724,5.1729052870750351E-2,2.8893304242916782E-2]
[null,355,1.0121305056222214,0.97059738034138621,0.9977921227690254,0.95797780128838972,1.035643020065756,0.98879890399403558,0.99913087262188727,null,2.0893820827180085,0,7.91702560552387E-3,0.34682217154447814,0.21465653224467615,1.6482667073809319E-2,5.3482826288059999E-4,7.912444954207511E-3,0.45668257529922446,0.46071940527303173,7.9105390562226145E-3,0.29082130316351346,0.21532177545597583,5.3439971214600937E-2,2.5994894780912971E-2]
[null,356,1.0211115557226689,0.99719024065874762,0.99473117885812767,0.99598711097789028,0.97534542051495177,1.0178781390189462,1.0282957761634008,null,2.0846679153384797,0,7.8501721311657474E-3,0.34147016679978737,0.20596176129595595,1.6636119696700931E-2,5.2295084452395435E-4,7.8456605821452877E-3,0.46184819571299829,0.47900826194554363,7.8407897962679343E-3,0.2815914098424353,0.21236964173319886,5.164764231307694E-2,2.5775486907011286E-2]
[null,357,1.0162377756729679,1.0150274335511535,0.95242561549303584,0.99153866454164497,1.0391235697332453,0.99935255515670363,1.0291761171849216,null,2.0480820589810236,0,8.1389036820615438E-3,0.32099095471018063,0.20324083147274746,1.6079719541906776E-2,5.016693032163374E-4,8.1341182763254669E-3,0.4568562167744219,0.47699539504544786,7.8759978379311646E-3,0.2867113127903107,0.2045826844922537,4.7528900367633804E-2,2.672316205070643E-2]
[null,358,0.99232855801284514,0.96657296808831383,1.0332381829193287,0.97449217652341336,1.0099921889745613,0.95825710720274537,1.0023375180721972,null,2.1213300766472707,0,7.4596705914828981E-3,0.35464335235469491,0.21993448701946725,1.7133335705267698E-2,5.6434611065532992E-4,7.4552262160349362E-3,0.46298753537102844,0.46856004432174791,8.0704640327799067E-3,0.29179176031704807,0.21582149538338369,5.7334914399875467E-2,2.4492786006767537E-2]
[null,359,0.99065064237090394,1.0158064263342554,0.99538837038955452,1.0218121251223256,0.97062804169659733,1.0049163716698699,1.008449342177987,null,2.1031750603826311,0,7.8741021964147551E-3,0.34302809257885736,0.20825263595204854,1.6819512044458251E-2,5.3538068093775932E-4,7.8694906060669343E-3,0.45990502734587868,0.49142649806056793,8.0819197831229501E-3,0.28382386469539589,0.2132585076667867,5.2194457060569514E-2,2.5853776104352296E-2]
[null,360,1.0461588369938235,1.0101785848322768,0.96706596063123806,1.0013882113075598,0.99173190588008475,0.95940672451961428,1.0081057524961134,null,1.9701099795245023,0,7.3733678101068007E-3,0.30082654924945401,0.19677622917755336,1.5822886964018668E-2,4.9497002099084314E-4,7.3688078219008579E-3,0.42738454972141698,0.48168907684581524,7.6515407795407818E-3,0.27840534814543511,0.19009864768285831,4.6755866791311024E-2,2.4208874134311942E-2]
[null,361,0.99076635243742472,1.0027032433537104,0.99695205107629215,1.0249600814348603,0.9769001387363877,0.99526450593422622,0.99532860781094146,null,2.106086859669789,0,7.8540764875961889E-3,0.34339360343818831,0.21107503701831221,1.6827745122934386E-2,5.3887902708065372E-4,7.8494519412430803E-3,0.4554007014997577,0.49293569412851179,8.0810670810560897E-3,0.28596613402124321,0.21329532755325786,5.2789352599960836E-2,2.5787942725837728E-2]
[null,362,0.9939365341161841,0.9798788763234848,0.98233524804823547,1.0187303718821767,1.0150051453730708,1.0244268517359403,0.98876948338653214,null,2.1421041147670481,0,8.3894071090505392E-3,0.35461500090601267,0.21564713901894786,1.6771476655868093E-2,5.3487938203491524E-4,8.3846549346525707E-3,0.46214568007841889,0.48998412508229811,8.0544437326342984E-3,0.29182642680981979,0.22211803993169918,5.2865400796356231E-2,2.7546254547357721E-2]
[null,363,1.0092779120810575,1.0104667785063564,0.99051024053762204,0.97293376420967081,1.0286069316727218,0.99937024292996723,1.0256215831113973,null,2.0723604759672964,0,7.8385491803880346E-3,0.33765035680857375,0.20660492778633605,1.6492515137762946E-2,5.2425073553665077E-4,7.8339809138576848E-3,0.4609691189523486,0.46793327585640537,7.932480517731464E-3,0.28672816173266574,0.21050156810778836,5.1291273111621918E-2,2.5737115487055841E-2]
[null,364,0.97782293403267206,0.99971836451863827,1.0256724190170385,0.99369317314047745,0.99126971018662202,0.9859044003312265,1.0085417049306327,null,2.136117648132335,0,7.6672965728157277E-3,0.35821295196145292,0.21595125367985499,1.7210363850470246E-2,5.6118595628410243E-4,7.6627972875221474E-3,0.46884284775914903,0.47781428579344593,8.1897368847488865E-3,0.28895936526562982,0.21891736319572644,5.6288070166704972E-2,2.5174722904161326E-2]
[null,365,1.0422105379665845,0.98631502340510835,0.99373270521581203,1.001272406589466,1.0052888510691804,1.0064723854398152,1.0020568948115973,null,2.0455491397188679,0,7.6267490884119491E-3,0.33098395265025932,0.20321150718660905,1.6386747507856209E-2,5.141440817133336E-4,7.6223030013798177E-3,0.440531609326547,0.48155314167709373,7.6820019696681816E-3,0.28299942031057612,0.20596544636348066,5.0683928419479433E-2,2.5041686312615972E-2]
[null,366,1.0399020431147183,1.0339899184809802,1.0171052740428854,1.0013658357219284,0.95959350738386118,1.0286905063497578,1.0004621107686644,null,2.0171497227740716,0,7.2686314878855724E-3,0.33294236065374105,0.19305560326976637,1.6434700486676522E-2,5.1657920105869181E-4,7.2644050055843965E-3,0.43271653245795566,0.48152880556630723,7.7003557048118954E-3,0.27332706942210711,0.20445496015794179,5.0611104613130127E-2,2.386587772287603E-2]
[null,367,0.98953596637029095,1.0343725133225414,1.0331609383293698,1.0011065779571426,0.98114874513185291,1.0070722214466699,1.0193017590821076,null,2.103546857722348,0,7.4153878980320002E-3,0.35247911237796004,0.20538323007923071,1.7172860527596139E-2,5.5075971561667502E-4,7.4110497267612071E-3,0.46219945312720012,0.48135713461909269,8.0932353342456163E-3,0.28267301269624839,0.21451366420282489,5.4781081005186118E-2,2.4347652208414852E-2]
[null,368,0.99107508692598401,1.0178293777410317,1.016003996285763,1.0084791783605764,1.0119630859062227,0.98305452801392157,1.0221198125646049,null,2.0991764993756536,0,7.4873359186170994E-3,0.34208420503657216,0.20828435658640904,1.7073553670508671E-2,5.4490860197682828E-4,7.4828660154839825E-3,0.46222459085294709,0.48495267774142398,8.0796620831086498E-3,0.28748473184287432,0.21019920057253491,5.3669490763675935E-2,2.4583591526755572E-2]
[null,369,1.0255424313894417,1.0133725246575496,1.0312719381212436,1.0172083196078197,1.0315135491969845,0.96704706014531427,0.98677707360455902,null,2.0279745183011291,0,6.8974566528213835E-3,0.326425931384769,0.20040502254854017,1.6805964984557605E-2,5.3488556039279404E-4,6.8932246555269104E-3,0.42764899894729708,0.48910484983470637,7.8089774259451055E-3,0.28506484085130102,0.19886751613787138,5.2665330242324761E-2,2.2646432380718416E-2]
[null,370,1.0260171799859472,0.98785806067739323,0.98862930069980404,1.0049026675951327,1.0418936118968338,0.95339860444712499,0.98389030840320513,null,2.0247636656657759,0,7.4097219618373998E-3,0.31778311895846928,0.20653738548323816,1.6293608462124416E-2,5.1948572162817733E-4,7.4051749738094945E-3,0.43060401843925789,0.48331439395316522,7.8029578758171073E-3,0.2888179867128165,0.19832938393517874,5.0437521333046492E-2,2.4328351779062413E-2]
[null,371,1.0027665311922906,0.9687348182302018,1.0055867460380192,0.97748593385571392,0.97570045554142426,1.0150000846409373,1.0238159052361901,null,2.1429076099331992,0,8.1017461082555486E-3,0.3613694736123933,0.2169563796669442,1.6933382229727366E-2,5.4411098448554581E-4,8.0971712536665845E-3,0.47724837561328859,0.47007883247343796,7.9848582243073514E-3,0.28679733266297941,0.22336108252942916,5.5036577444427762E-2,2.6601779346366098E-2]
[null,372,1.0208817240381738,0.99972491733609947,0.98193076513352839,1.0341675259716525,1.0257684226974748,0.9780610338749951,0.97907225960195121,null,2.0390021722942433,0,7.5853025917784122E-3,0.32031355579399456,0.2037237931526111,1.6375683606933696E-2,5.1640863108296485E-4,7.5807101152297217E-3,0.43065817118380423,0.49741027019681355,7.8418316128063565E-3,0.2869409225641672,0.20067958240689124,4.964150515057434E-2,2.4905040471113929E-2]
[null,373,1.0085989359326619,0.98486504349478043,0.99342968857927061,1.0209269037769391,1.031170522595652,1.009842684589294,0.98067788342742268,null,2.1029911492273028,0,7.9507538648748623E-3,0.34480495300137615,0.21085798007155915,1.6708629580470206E-2,5.3144256170095552E-4,7.946154884704076E-3,0.44711749913697507,0.49100672112988231,7.9379876609248692E-3,0.29080921222565037,0.21460317684131586,5.2512503388265561E-2,2.6105642609353046E-2]
[null,374,0.97913671942420977,0.97091768547082913,1.0058571852797729,0.99225010887997667,0.99607729083527352,1.0189790588541012,1.0168385476420985,null,2.1884425743323588,0,8.3294174599432107E-3,0.37175775354182278,0.22182444048377203,1.7230372412733997E-2,5.5687850589960326E-4,8.3247382560038222E-3,0.48596635284988804,0.47717821848913794,8.1775752783074512E-3,0.29231694147735066,0.22974679254279118,5.6342518726995854E-2,2.7349409227597522E-2]
[null,375,0.99804124124106475,1.0120712873639492,0.97678243712596746,0.99972837042975116,1.0230755819238644,1.0331775849626612,1.0285181543430835,null,2.1176613565176901,0,8.3135225441754723E-3,0.34692022561466124,0.20803905895229427,1.6664240814591429E-2,5.2314184877125063E-4,8.3088129777902538E-3,0.47230446300684703,0.48086132118922315,8.0209972046403257E-3,0.28810602649436756,0.21799528312962246,5.0934218198486113E-2,2.7297089630568497E-2]
[null,376,0.98750427757713932,1.0169581790383933,0.97821887159249654,1.0064370108553684,1.0244266784824672,1.0186187868993304,0.95571196308399842,null,2.0878013800712933,0,8.2440479726735641E-3,0.34516388207675475,0.20932425901157575,1.6312991183826314E-2,5.2840852884964231E-4,8.2393071895397983E-3,0.44008289678433976,0.4840837718176379,8.1066673914149071E-3,0.28934980115787995,0.21671181271234841,5.1072889149671258E-2,2.7068741040127527E-2]
[null,377,1.0181098995341002,1.021554902704533,0.97485640385393912,0.99510918843519924,0.9940552522586964,1.0262810571471552,0.96832411820973197,null,2.0355008537693511,0,8.0224950588197834E-3,0.33328356757903166,0.20127799313140041,1.5975414252634636E-2,5.1000914054975799E-4,8.0178826721215551E-3,0.43170004429157766,0.47864530663515736,7.8627809507926579E-3,0.28122233787073536,0.20965967778268466,4.9027043348686482E-2,2.6341291172796589E-2]
[null,378,1.0364083480602875,1.0157942907804602,0.982910754650413,0.99204761441498657,0.98445286098397822,1.014946172508947,1.0307907957786748,null,2.0330364116329736,0,7.7047788614019747E-3,0.32610490893996968,0.1983437703556159,1.6261118953590645E-2,5.0589594237141812E-4,7.7002903276375389E-3,0.4502205791354294,0.47714866510934079,7.7244061893744515E-3,0.27828691856592341,0.20419269687074884,4.895404065510469E-2,2.529789944926928E-2]
[null,379,1.036421603023185,0.99701448074041155,1.007284159646336,1.0284863137479241,0.99554861094710057,0.96690234079578263,0.99758353629190311,null,2.0221886043482904,0,7.1135508694534135E-3,0.31852300339305367,0.20086007732158578,1.6582377852744391E-2,5.2122661200699257E-4,7.1091860143486386E-3,0.43062465043285608,0.49460005649951716,7.7256656763504093E-3,0.28188913126261922,0.19668846337549217,5.0822382740287303E-2,2.3355934036882055E-2]
[null,380,1.0000990710404063,0.98185407527212554,1.0065258199242024,1.0067964965469585,1.0422688801106639,1.0065237255726887,0.99271424657573959,null,2.1269955745880385,0,7.9084863713529546E-3,0.35351130305451289,0.2141061556874948,1.6959539342585057E-2,5.4310101334524802E-4,7.9039301572009779E-3,0.45779024082512521,0.4841716602247832,8.0062097364217901E-3,0.29319785105585866,0.21838764328086799,5.4359505612868946E-2,2.5966920968324488E-2]
[null,381,1.0016093314716823,1.0214008887096211,0.97723414597188552,0.99571594449403322,0.99507436816271844,1.0043203024244181,0.98705507708306106,null,2.0566250573114742,0,7.9898444819521252E-3,0.33375595023239513,0.20528276259357275,1.6212465414152867E-2,5.1958574323005327E-4,7.9851719434750942E-3,0.4443967183485325,0.47893002228379156,7.9924495158827779E-3,0.28368895996363075,0.20966849426438466,4.994849545058163E-2,2.6233826039794985E-2]
[null,382,0.9909896512784675,1.0038346092321715,1.0166165462919312,1.0414070195984881,1.020996638608314,1.0368723583428132,1.0155166235155919,null,2.16307661700806,0,7.9054532346115036E-3,0.36170880581894715,0.21013897502117532,1.7458852213539863E-2,5.4828778887522052E-4,7.9009621297048329E-3,0.47086669974177409,0.5007849861525302,8.080394474696443E-3,0.29048027560142886,0.2221811593791477,5.4875501865540084E-2,2.5957170055311434E-2]
[null,383,0.98439040707881331,0.98557881614538656,0.99766737532111571,0.98423421276435319,0.98916647647624978,0.99939665908550301,1.0276765857155603,null,2.145057584373697,0,8.1353023989488363E-3,0.3562826100799904,0.21749951530139686,1.6959883689090922E-2,5.4647821352016019E-4,8.130620584703048E-3,0.48088724935527494,0.47334724280399054,8.1334505383836748E-3,0.28908873700000937,0.22121094482455117,5.4394483358923065E-2,2.6711671022809604E-2]
[null,384,1.0107249377618999,1.0062817619220796,0.99262129760256057,0.99810079537738394,1.0324390407388189,1.0444880467309829,0.96171490534885362,null,2.0870311147797871,0,8.122806232113278E-3,0.35161484285274425,0.2063477779828736,1.6399288827254842E-2,5.2538992207992535E-4,8.1182509050767293E-3,0.43891943423787572,0.48003109087455137,7.9212443803396339E-3,0.2878418308314995,0.21894276506905522,5.1820972432097247E-2,2.6671032696448962E-2]
[null,385,0.99043749443939311,0.98969049807877418,0.96810194922593007,0.97243194784352927,1.0176013032754812,0.99936852057787506,1.0303955098152906,null,2.1179906715972789,0,8.424556789294756E-3,0.34455468737486666,0.21529887350611265,1.64895477844118E-2,5.2762736866740229E-4,8.4197078908904658E-3,0.47825869059789938,0.46775744641361544,8.082071412897858E-3,0.29037467621513652,0.21760034383218813,5.139014134796601E-2,2.7661414641922358E-2]
[null,386,1.016382628156471,0.9710231150771429,1.0127134871642345,0.96512126368912898,0.98069064025195429,0.99674349499038728,0.98170462361181221,null,2.08309459490459,0,7.7531194166440718E-3,0.35155432313040891,0.21357524681925316,1.6508816188790978E-2,5.3981912233076138E-4,7.7486566262323269E-3,0.44769910950404018,0.46411227766666768,7.8782939926620114E-3,0.28487634769858389,0.21641963591868096,5.4478389551595029E-2,2.5456798101985371E-2]
[null,387,0.98391687972472075,0.99949885134230299,1.0073861905376726,0.9922354012916792,0.99325215112417664,0.95634580612120768,0.99964023669793745,null,2.089917259554726,0,7.5831965878833474E-3,0.33963504010259998,0.21450105593763819,1.6789309188310331E-2,5.4854569647530018E-4,7.5786040675794412E-3,0.45630208287432611,0.47716665858263863,8.1379361149216539E-3,0.28828888063107699,0.20971305474260216,5.3941166768767881E-2,2.489812143567173E-2]
[null,388,0.97224598511806826,0.98286149912499998,1.0292455374727907,0.98172055328912367,0.98567949688911438,0.98330782033334707,1.0190229474906685,null,2.1647910435393674,0,7.7831282094737303E-3,0.3666351719634387,0.22108131921765908,1.7371573059826149E-2,5.7010130760131968E-4,7.7785959169255521E-3,0.48125820047685219,0.4720470459605029,8.2369278140736971E-3,0.29062986391589762,0.22361701067558468,5.7793203259414047E-2,2.5555158181062021E-2]
[null,389,0.99438842197274757,1.0380972674657116,1.013350193952701,1.0253620760003794,0.99923239865660296,0.98694153883052838,0.97220635508846864,null,2.0530915497220428,0,7.358404760063067E-3,0.33413822200340748,0.20215019581062177,1.669726921901666E-2,5.3752453780950846E-4,7.3539676346657552E-3,0.43294665215876466,0.49307925358757887,8.0525857490564672E-3,0.2836728881840625,0.20562421215278981,5.2037064038542045E-2,2.4160119405787692E-2]
[null,390,0.97496353402775993,1.0025202050342001,0.99145163531870373,0.99370978389866105,0.97535321354853399,0.9797729732786129,1.0037519343406947,null,2.1145668749969482,0,8.0205784666544377E-3,0.34624158654120035,0.21593714990274102,1.6722935075530829E-2,5.4489075125799616E-4,8.0158409356389133E-3,0.4661513245540484,0.47792272615508913,8.2117242655247117E-3,0.28748642249732304,0.21574129042499782,5.327697894028232E-2,2.633458341996623E-2]
[null,391,1.0006453965966802,0.99886022422794318,1.029136816077411,1.0092802668087519,1.0122634138968254,0.98637494093512401,0.97504875066588736,null,2.0902235993281644,0,7.3881819085394916E-3,0.34793995282425988,0.21015377528272189,1.6966246661364065E-2,5.5030093834966694E-4,7.3838059033184082E-3,0.44152952736580192,0.48529908140580857,8.0031484783379767E-3,0.28823324370573222,0.21222737442709955,5.5067176648532473E-2,2.4258147595375014E-2]
[null,392,1.0171001049322748,1.043813326185159,1.0130174483872649,1.0157159352861425,1.018240759845912,1.0303852733960432,0.9811821225078623,null,2.0442362966576488,0,7.4488376265711333E-3,0.33799225653865816,0.19561738648364235,1.6587089918254933E-2,5.2420954171982555E-4,7.4445070019889467E-3,0.43219770837689414,0.48844158348434219,7.8727538437397566E-3,0.28150321536817835,0.20803501016651613,5.101184357623554E-2,2.4457569984049885E-2]
[null,393,1.0134725310678907,0.98958384895492069,0.96913596152619519,1.0092585499694164,1.0227044197808079,1.0154511057765143,0.97262540713306533,null,2.0760582367561993,0,8.2255939991625841E-3,0.33722413207408014,0.20894101650187771,1.6220532822424586E-2,5.161530608528657E-4,8.2208621886527642E-3,0.44130011986090933,0.4854685536086395,7.8984341151474499E-3,0.28853870206964094,0.21284295501292247,5.0104226086396891E-2,2.7008143353816003E-2]
[null,394,0.97051605811595298,1.0064392828308648,0.97483728790164126,0.99147727359735893,1.0277299961616801,1.0169408723172655,1.0232504200518819,null,2.1546671675581659,0,8.5555877370886678E-3,0.35541657211926037,0.21617668499265105,1.6803487908299049E-2,5.3821011017673884E-4,8.5507200873704437E-3,0.48351223544327504,0.47689842081531819,8.2483684392450265E-3,0.29294931927826412,0.22358542450216837,5.2451480280508611E-2,2.8091831318717352E-2]
[null,395,1.0086081679144312,1.0061502309325225,0.99460634926537916,0.96052170765728684,0.9736734898626398,0.98051939069626826,0.99257492321606655,null,2.040978263428725,0,7.7021341360177355E-3,0.33492861341084451,0.20799185869227346,1.6173052353061143E-2,5.274822096848833E-4,7.6975821472272735E-3,0.44482755468923746,0.46195195142291812,7.9379823724121043E-3,0.2814385166715338,0.20831612378905251,5.1600677590030043E-2,2.52890022164645E-2]
[null,396,0.99578580376402492,0.98243412132880525,0.98584243036778252,0.9976807359462817,1.0343682401576588,0.96452711507640054,0.99410070978540543,null,2.0892199179732964,0,7.8669745088541243E-3,0.33523033844975425,0.21517982434912294,1.6574008669403454E-2,5.3506018487578402E-4,7.8622601302371711E-3,0.45333206709408075,0.4798492798516153,8.0396889092005687E-3,0.29275096640068887,0.20955313445512933,5.2350242293294005E-2,2.5830021694748389E-2]
[null,397,1.0062692326052529,0.99262550279264083,0.98787514878271931,1.0315596761150634,0.99256016266054781,1.042037308557727,1.023441737317407,null,2.1389180232462,0,8.2184117851782437E-3,0.35186899097399704,0.20920213294574283,1.6969960107041712E-2,5.2829414457375879E-4,8.2137794175071218E-3,0.47088102990354896,0.49613758004263592,7.956047017344087E-3,0.2865270252423911,0.2196974827233581,5.2169238312226016E-2,2.6984874201012563E-2]
[null,398,0.99596453577025024,1.0302490088792973,1.0135856732528765,0.9735760996496261,1.0250323118681215,0.98212800266981026,0.99315892969627451,null,2.0549402828467906,0,7.460146793152528E-3,0.3389450129151198,0.20562681672901451,1.6559173220773091E-2,5.3842112343114581E-4,7.4557047443259278E-3,0.44510321162926525,0.46817557956864708,8.0398562294547032E-3,0.28614405891560968,0.20855452486824269,5.2763711571867725E-2,2.4494358124190915E-2]
[null,399,1.0074335194055604,1.0250999847527289,1.032695440096612,0.9589286149951648,0.99832404005293085,0.98935757404185654,1.0171847561669496,null,2.0589700065591878,0,7.2606855251708723E-3,0.34475388243781147,0.20450629655874658,1.6753117296302276E-2,5.4269867923786722E-4,7.2564061404916799E-3,0.45344989511103106,0.46107821188207015,7.9494281704380627E-3,0.28208316012035295,0.20986666449786834,5.4151332279517413E-2,2.3839598910491842E-2]
[null,400,0.97791218410398895,0.97524013843236224,1.0357656304924578,1.0418018171029182,0.98134671688453279,1.0006910916371548,1.0049267993641382,null,2.1911119096489249,0,7.7224737487691531E-3,0.36928857067869014,0.22024462711816123,1.7773816945734849E-2,5.719298242257071E-4,7.7179964845166043E-3,0.47421231973142808,0.50091653631085487,8.189588966175429E-3,0.29177900302505994,0.22441781601440725,5.8366108500092051E-2,2.5356069798347147E-2]
[null,401,1.0010528466978745,1.0010084477033063,1.0005211880959739,1.0251539776172638,0.99326350483130044,1.0002337208835832,0.97517302816710139,null,2.0878975562294424,0,7.7588142353590414E-3,0.34203892799510605,0.2088772987085627,1.6700285610507359E-2,5.3545368779783938E-4,7.7542577999568461E-3,0.44236377306855373,0.49301807158814681,7.998234710316467E-3,0.2862958165229923,0.21202230506721317,5.2576745968965721E-2,2.5475199736683763E-2]
[null,402,1.0304627008052358,1.0222961972115596,1.0239895616706338,0.97225935561320986,0.98925521643001568,1.0422275458534054,0.98750871983630484,null,2.0494321129756954,0,7.5148776520190365E-3,0.34973952598801522,0.19930549351034549,1.6473209762192336E-2,5.2697703753042753E-4,7.5106357791582803E-3,0.43813631549488313,0.46751268630437826,7.7712806879502881E-3,0.27858872381253585,0.21394060879099863,5.2766709439222542E-2,2.467482402050206E-2]
[null,403,0.97435319245471241,0.96995149461399965,1.0390425196345661,1.0017084259311397,1.0344062648342047,1.0383316545647407,1.0086858750634069,null,2.2324617532731841,0,8.1239696298743783E-3,0.3914441513244542,0.22317687961770191,1.7819355019094651E-2,5.7697346925199571E-4,8.1194877337066474E-3,0.48824579609956459,0.48162940661660575,8.2196983941926482E-3,0.29722736472545769,0.23744882094135253,6.0002692890339854E-2,2.66750960713328E-2]
[null,404,0.98563167938515894,0.97616583521392519,0.98196974652572167,0.96949653992059948,1.0148952491272232,1.0244455705541455,1.0030450774454251,null,2.1528051062363005,0,8.6097723347902718E-3,0.36362520463294257,0.21932310646728201,1.6645008778134983E-2,5.4002352507339182E-4,8.6049702928177527E-3,0.47641537741804169,0.46630493265007594,8.1222884678553275E-3,0.29206546584525711,0.22780964134547704,5.3688798673873946E-2,2.8270060474257428E-2]
[null,405,0.99315402402444253,1.0419878632856974,0.99065542569377318,0.97529785240989808,1.0166780776842637,1.008314755410608,1.0151175641322752,null,2.0676977134425121,0,7.8731070851704738E-3,0.3392530001038741,0.20372932309183511,1.6440376669364622E-2,5.2632624490167286E-4,7.8685223120558197E-3,0.45789791186854717,0.46906986309923221,8.0612730353930625E-3,0.28453250360943627,0.21148312038850617,5.0858005153554653E-2,2.5850594950981666E-2]
[null,406,1.0039147672155821,0.98879115262645234,1.0054893511462279,1.0036053736775028,1.0103057295653759,0.98727650717137172,1.0114135780682463,null,2.1017247274886732,0,7.6954670784066389E-3,0.34316226060116056,0.21172211468613128,1.6883367445855401E-2,5.3900390215178787E-4,7.6909341179406633E-3,0.45932729236742786,0.48264011659532735,7.9757198620644693E-3,0.28859541056818577,0.21211899368361639,5.3497819408470267E-2,2.5267161328748254E-2]
[null,407,1.0078726548926504,0.9896424322701276,1.0145435628315953,1.0002609385720027,0.97062676637903056,1.0102471684757628,1.0172840565356487,null,2.113579210529092,0,7.7344373304679137E-3,0.35219198196078727,0.2107105625977739,1.6974596791351961E-2,5.4115937662640567E-4,7.729982805848799E-3,0.46405485444557965,0.48100502722257882,7.9449195636069406E-3,0.2838675912682353,0.21658835595655426,5.4309167199665088E-2,2.5395448670951497E-2]
[null,408,1.0211739982043455,1.0450942899459175,1.0155352459893328,0.99004264794705721,1.028530737126458,0.99906407660661178,0.97924421534319217,null,2.0093397749901798,0,7.2096547768875242E-3,0.32904157924736444,0.19576384404825595,1.6356243528751369E-2,5.2306153514621782E-4,7.2053593214418095E-3,0.42539779819299101,0.47608837143614752,7.8414889632697649E-3,0.2816236447053419,0.202238372309856,5.0797772581790836E-2,2.3671893896708956E-2]
[null,409,1.0059184173187896,0.99040810278737867,1.0017620111662009,0.98002609880071712,0.97709878039296361,0.9984384722016868,1.020080539184204,null,2.0977823101632995,0,7.8434866998463564E-3,0.34676713803062614,0.21150932678731599,1.6699371468901703E-2,5.357468495232583E-4,7.838941157730336E-3,0.4649177359054632,0.47131151870051358,7.9596190169123424E-3,0.28426715403114972,0.21480154184925132,5.3264291602134459E-2,2.5753411463622311E-2]
[null,410,1.0005039909974029,1.0026613650102199,0.97942305458097934,0.9994206959367008,0.99949175587180439,0.97364236752018218,0.99686101355760282,null,2.0620910323640307,0,7.8384046189499765E-3,0.32908826575985167,0.20952545147172016,1.6355625184702682E-2,5.2508968403885221E-4,7.8337070606795071E-3,0.4485837058278509,0.48070539132030937,8.0014054504572007E-3,0.28639462981185904,0.20647520142717476,5.0704748191948076E-2,2.5736215792385813E-2]
[null,411,1.0247601160905206,1.011337200670521,1.0284914686723796,1.0160732376336932,0.99744390712708508,0.97366174076951495,1.0033487760463959,null,2.0389347735134855,0,6.9938786058722112E-3,0.32887542599833575,0.20111450530762398,1.6849389414374139E-2,5.343769922065381E-4,6.9896227367886076E-3,0.43686831254099773,0.48856730475182653,7.8147813152551152E-3,0.28196610589094573,0.20067127030508078,5.2714426170839719E-2,2.2963130695080436E-2]
[null,412,1.0237139325001359,1.0302888062502338,0.99314877812898805,0.99863181350749153,0.97355362773798459,0.98409332614873923,0.99815115827237311,null,2.0054937173286551,0,7.3788637277130194E-3,0.31978772416515522,0.19788631726969194,1.6187008754524234E-2,5.1410414388093346E-4,7.3744118253340381E-3,0.43297554521616693,0.48028491017565555,7.8207685117291977E-3,0.27743118690701246,0.19906466901012804,4.9318650011586758E-2,2.4227285065502049E-2]
[null,413,0.99608762341379553,1.000334466165963,1.0093380054511567,0.99925403729975926,1.0185572334996638,0.97570669806857124,0.99317587800471474,null,2.086081218969047,0,7.5776351070306796E-3,0.3409223169333368,0.21120024345761423,1.6786614795154999E-2,5.4262935285664298E-4,7.5731130761338417E-3,0.45016439827481641,0.48053616316154191,8.0386157788740632E-3,0.28917608778279419,0.21027536409012823,5.3563225588070605E-2,2.4880081784755058E-2]
[null,414,0.99853953573747578,1.0262257052413042,0.99094565507505017,0.97045545732929805,0.99688033245497931,0.97513714609699942,1.0315204163288678,null,2.0539513318748597,0,7.6597534480771518E-3,0.33027575173738383,0.20588523197476805,1.6434961191858558E-2,5.2682980604140184E-4,7.655167446677001E-3,0.46081850314143952,0.46674007035694065,8.0178122331670976E-3,0.28331380953013457,0.2058526813062716,5.094061014461454E-2,2.5149656453637807E-2]
[null,415,0.99110023539625791,1.0124303211116672,0.97938681005694839,0.9725814746341559,1.0191295017631057,0.97494247638394138,1.0047456880995074,null,2.0664702208816244,0,7.9394627145617652E-3,0.33330456988021467,0.21041468390888265,1.6302874036923265E-2,5.2800231120887385E-4,7.9347386928836638E-3,0.45582327700841418,0.46779626055330231,8.0773222656733493E-3,0.28807197351345692,0.2091249491201104,5.096289551184012E-2,2.6068136793276242E-2]
[null,416,1.0481214107265695,0.98709260480196859,1.0223897342952546,1.0235154909815682,1.0299032546184514,0.97188443765622012,1.0150321584371425,null,2.0341199372896099,0,6.9600408312446181E-3,0.32270988228565811,0.20064985484524755,1.6853191745379623E-2,5.2464893713833043E-4,6.9558016805685808E-3,0.43633387712691551,0.49216408645926835,7.6402618853039957E-3,0.2848075880412429,0.19758344642675166,5.2005320904034529E-2,2.2852017783343666E-2]
[null,417,0.99275466348522856,1.0025333867731534,1.0159581862440761,1.0171423909384492,0.96414025801908243,0.97805306113611301,0.97195599405003752,null,2.0832718133293393,0,7.5057031675233345E-3,0.34288670926292425,0.21096088983367725,1.679746989975215E-2,5.4726870695774132E-4,7.501213417447067E-3,0.44124381441505778,0.48911873928221383,8.0659899580640595E-3,0.28426209148333892,0.2106977517914303,5.4051709876395099E-2,2.46438685696031E-2]
[null,418,1.0158347065987274,1.0043575376042919,0.98213574305095208,1.0093934033200787,1.0387438898896724,0.99502967462663439,0.97344485510974565,null,2.0479960432637476,0,7.7926912187537842E-3,0.32923208244790397,0.20506215066275185,1.6272648668064636E-2,5.1811362925375376E-4,7.7880858206445134E-3,0.43343816028100191,0.48549387846086794,7.8808041679211994E-3,0.28815186635785134,0.20624278339341709,5.0121825063914452E-2,2.5586335528908748E-2]
[null,419,1.0081354711933295,1.0255093104321433,1.0045297903790098,1.0269280894718305,0.98345944546818842,1.0153853465239844,0.98216306862207559,null,2.0641549030728203,0,7.6034003743091294E-3,0.33830706195363541,0.20139303786602117,1.6641098267898533E-2,5.2851145641480998E-4,7.5989455367705613E-3,0.43836905649092861,0.49385907405348395,7.9422733007613044E-3,0.28147737627752017,0.20923175077291575,5.1445167848070787E-2,2.4964949622707795E-2]
[null,420,0.95445394787628246,1.0375393002360465,1.0029254488570973,1.0019699464850009,1.0079002992822106,1.003924079759845,1.0270205429152173,null,2.1543629952813652,0,8.0666449401981012E-3,0.35759227154673084,0.213388884976322,1.7191855607055877E-2,5.548227443635381E-4,8.0619505105348731E-3,0.48307484554529717,0.48186123831790856,8.3888747692207246E-3,0.29025749586963046,0.22136062210100721,5.421071021492857E-2,2.6486068018563742E-2]
[null,421,0.98157245633448609,0.97685157912476428,1.0248603997023542,0.99201207495154664,1.018633538451283,1.0337643239344936,1.0227596605322284,null,2.20316450663897,0,8.157171560681447E-3,0.3803985605759988,0.22001924816552088,1.7526815304701994E-2,5.6382487136739468E-4,8.1526424250139683E-3,0.48866931480246018,0.47700829024008379,8.1584047819273434E-3,0.29359186640964041,0.23258160853987356,5.7867082320378918E-2,2.6784019762684252E-2]
[null,422,1.0063752074437893,0.96699482245937785,1.0253679355443934,0.9888620156515755,0.98853508245386768,0.99540425731875026,0.99827176376285898,null,2.1243507884735564,0,7.6746850726198473E-3,0.35830973345217287,0.2163830834605158,1.7037356917077248E-2,5.5241885579143321E-4,7.6702528854983333E-3,0.46003506664973731,0.4754921189010447,7.957365024533947E-3,0.28809471961715749,0.21901386280053292,5.6280278070596462E-2,2.5199216911518271E-2]
[null,423,0.96972899374599753,1.0327037759130611,0.99233552641414313,0.98100316980911928,1.015382253841868,1.0149914895174104,0.99679373683950645,null,2.1168206711035333,0,8.1920264971641829E-3,0.35437234829654429,0.21114146930579253,1.6652673868549229E-2,5.4181082256744232E-4,8.187325609782109E-3,0.46486160709524177,0.47180891811398179,8.2561032892400736E-3,0.28881334375306178,0.22069587474693222,5.2783257658478439E-2,2.6897965040526012E-2]
[null,424,1.0254591666300823,0.99264047612115869,1.0412290083181706,1.0328426442069019,0.97517652479004402,1.0152590722696051,1.0106046692824062,null,2.1002045071662416,0,7.2255326009034509E-3,0.3499018438194354,0.20449132681326199,1.7312783344071041E-2,5.4424387941389059E-4,7.2213267360174685E-3,0.45076070504909388,0.4965924446944962,7.8101759878876102E-3,0.28195314260706666,0.21199195789246841,5.5125737018860602E-2,2.372435192507057E-2]
[null,425,0.96399693406311526,0.98718992770910508,1.0308816520804502,0.98449739966319261,1.0295777520844582,0.99792442934916747,1.0114902162444517,null,2.1894263434166152,0,7.9313935764984047E-3,0.37503479829280345,0.22211046098313111,1.7517140867207355E-2,5.7482118075945048E-4,7.9268414101634193E-3,0.48362012277069122,0.47337755920273267,8.3075108865124699E-3,0.29585242668439465,0.22853113739045611,5.8462725613009511E-2,2.6042191711249652E-2]
[null,426,0.9751612959537187,1.0437248980201796,1.0346523797346743,1.0010234044781086,1.0020727761597452,0.96475099864973501,1.0092219897788783,null,2.0836383732349737,0,7.1712036883521237E-3,0.3420375291320803,0.2069665733508714,1.7140671088979157E-2,5.5762134811807018E-4,7.1668269315246459E-3,0.45525757469264344,0.48131280066193977,8.2126250870767723E-3,0.28589077296880216,0.20798614683276512,5.4735132071133369E-2,2.3545302757389731E-2]
[null,427,0.9774177823868383,1.0000892211879937,1.0275843052100249,0.9787735541981788,0.97996998471232277,1.0093476926770153,0.98854067159883963,null,2.1411715168200565,0,7.8582489097618162E-3,0.36876250548671435,0.21625397065028379,1.7054206959465763E-2,5.6230957957676233E-4,7.8537609606401885E-3,0.46452366063916134,0.47063476628532414,8.1932451808552163E-3,0.2874424309709756,0.22512352441542058,5.6823285378235833E-2,2.5802099223163771E-2]
[null,428,0.97806418820791585,0.98594614941197567,1.0121750785473049,0.97038236667202193,0.99180528947536395,0.98162804252244362,1.0342808552208043,null,2.1465353339431439,0,7.9095896865337655E-3,0.35820095625754939,0.2191158027364303,1.711348151979937E-2,5.5728240805555948E-4,7.9049766455975366E-3,0.48457590342742357,0.46664380254816307,8.1869166308550737E-3,0.28977044766092791,0.2205784247475962,5.5826570032193601E-2,2.5970359015086965E-2]
[null,429,1.0466521096220469,0.98356114292833985,1.0002329398080352,1.028438031816723,0.99999096516805364,1.0346313137828602,1.0000876903145273,null,2.0693346232755774,0,7.6774722149656272E-3,0.33823288905449905,0.2015252397849748,1.6651270300898809E-2,5.1560404105828212E-4,7.6730816911049745E-3,0.44160776924884704,0.49459832228517719,7.6497614523666074E-3,0.28247778711046428,0.20969742558618626,5.1174434498560149E-2,2.5208510436405433E-2]
[null,430,1.0401239774236903,1.0169401184028992,0.99502894495134286,1.0414457651614082,1.0475115903982395,1.0068309126310486,0.97878637120972733,null,2.0176386651778113,0,7.3488287823327272E-3,0.31987527566191964,0.19435784137293324,1.6426141657990952E-2,5.0951957982998464E-4,7.344436208790355E-3,0.42164959342304553,0.50087014216735781,7.6974845676802094E-3,0.28428680624142971,0.19890535860116682,4.8936088833530997E-2,2.4128805644469033E-2]
[null,431,0.99763366094589734,0.95801647108066446,0.97417209325940324,1.0215695507254257,1.0103247623430849,1.0275131340235815,1.0011960818230536,null,2.1661606901883994,0,8.6197865348719947E-3,0.35753536619626547,0.21965864397835833,1.6843105994555047E-2,5.33680683656242E-4,8.6149522190009636E-3,0.47244761575558569,0.49137479005338164,8.0241235336831179E-3,0.29338659555129948,0.2250048917961372,5.3053856689175803E-2,2.830285427217263E-2]
[null,432,1.0227841384499055,1.0276256799677863,1.019906684755389,0.96118876420611088,1.01219496913975,1.0104518413014227,1.0103620166429919,null,2.0408280656543418,0,7.3929069285390879E-3,0.34083168038357892,0.20035610796320186,1.6493090863865367E-2,5.2786784476813262E-4,7.3886166309920422E-3,0.44580468079938107,0.46220087031940299,7.8293920932851133E-3,0.28120177175534822,0.20897002596573777,5.2342915599579674E-2,2.4273952363739214E-2]
[null,433,0.98564759541829128,0.99571465633639344,1.006175318801416,0.99768859836690948,1.0223939382162777,0.9842107805788477,1.008212218113459,null,2.1213371817109827,0,7.812833584743481E-3,0.34894856911121347,0.21477159681954858,1.6973920599694794E-2,5.4780695216182895E-4,7.8082340732875989E-3,0.46510592867228689,0.47979267720387214,8.1235754803802573E-3,0.2915201431753654,0.21561178166556638,5.4293252604132529E-2,2.5652528938216169E-2]
[null,434,1.0085186553132803,0.98259854225029497,1.0053101201175398,0.96529004909220406,1.0325325414885607,1.0013476778713608,0.97508690998380332,null,2.086146384165656,0,7.8775172236723572E-3,0.35114011795304761,0.21287199256704023,1.6470058435573535E-2,5.3780515865991217E-4,7.8729924233431215E-3,0.4462816214716161,0.46421454883474256,7.9393004155439775E-3,0.28994505524752229,0.21707242102227797,5.3812707173628294E-2,2.5865280686332114E-2]
[null,435,0.98409283077447451,0.97161482776875685,1.017113994943166,0.99553045152818309,0.95379926054312392,0.99984237170269208,0.99685370022445963,null,2.1552506197206251,0,7.9797896647046569E-3,0.36552739321593553,0.22048545624890151,1.7108151011988423E-2,5.596359397661868E-4,7.9752110007605334E-3,0.47000116911098394,0.47872270710735088,8.1370536246461473E-3,0.28737134103158485,0.22446384243220061,5.667734748196937E-2,2.6201101179238954E-2]
[null,436,0.96945318228599364,0.96112554237566206,1.0018067562434338,1.0220102117940084,1.0192498844534637,0.99168936616816805,0.9998965439101819,null,2.1962590522784624,0,8.2614309924483546E-3,0.36528321630301863,0.22595811182162806,1.7361844055091499E-2,5.6263530717911713E-4,8.2566578215290971E-3,0.47938528778389355,0.49150226988937828,8.2590166265660691E-3,0.29800093603251754,0.22626538989343126,5.6559374359654663E-2,2.7125743377022688E-2]
[null,437,1.0061316497684019,0.97909372988153798,1.0091617557982409,0.97961473515310371,0.97322872578337261,1.0009472351255264,1.0202103761409242,null,2.1145875627120443,0,7.8469907458946098E-3,0.35290459375049493,0.21392610648587176,1.6846721814333849E-2,5.4175691650342622E-4,7.8424741002281473E-3,0.46837436290364981,0.47109223287831375,7.9583576217114507E-3,0.28504131784175141,0.21768755176669291,5.4454059076547205E-2,2.576501830184098E-2]
[null,438,1.001725114139365,1.0459346565077436,1.0232344346551909,1.012144440564906,1.0324837839761469,0.98478702213327685,0.99407615031253438,null,2.045023714515442,0,7.1527120061185478E-3,0.3322915357845132,0.19924985617758367,1.6810958801985298E-2,5.3679250712108169E-4,7.1483833966944164E-3,0.43750599917531485,0.48669373924202958,7.9941801982950644E-3,0.28493486377999377,0.20335353155255526,5.2171876017932314E-2,2.348470988754044E-2]
[null,439,1.0352022506013916,1.0075577737114998,1.007315985481996,1.0091416320617965,0.99388109771784328,1.0480320945405539,1.0304918111943953,null,2.0829886370703599,0,7.7014169341095623E-3,0.34488795761039714,0.19971791967243671,1.6805817198494256E-2,5.1966452732199193E-4,7.6970654883157406E-3,0.4576436421620364,0.48529708554266782,7.7347674253180039E-3,0.28049684125271757,0.21296502398097555,5.1636964315946499E-2,2.5287304827841812E-2]
[null,440,0.97588624016505243,0.98532706673321768,0.99273129216617151,0.96632681375963336,1.0202502202988413,0.99710852052449339,1.0111210434310729,null,2.1456669936907993,0,8.2987203337373579E-3,0.35931660742737637,0.21971822898882068,1.679444815741862E-2,5.4880132534535387E-4,8.2939632622185209E-3,0.47802968036186094,0.4647492520502372,8.2040357311189555E-3,0.29288399690399958,0.22372440837080151,5.445398784690525E-2,2.7248303598432076E-2]
[null,441,0.9973159628100251,1.0147930775699809,1.0141722567132658,1.0152409013493413,0.99470752429705545,1.0214586978125053,1.0231252587076602,null,2.1210677090433472,0,7.741686162138578E-3,0.3522199980522821,0.2071337665066266,1.7125952452713672E-2,5.4124186823306729E-4,7.73722703976586E-3,0.46673157286857347,0.4882096945638717,8.0289957837828309E-3,0.28527609781143826,0.2166509617560595,5.3734638221894039E-2,2.5419248280241943E-2]
[null,442,0.9956810198826026,1.0336015753035599,1.006049573536465,1.0096588053040303,0.99785254365094855,1.0173769156094081,0.97638750078559311,null,2.0740281704881349,0,7.7166385704190935E-3,0.34455458821492341,0.2035730174862751,1.6615485024478526E-2,5.3418502690768524E-4,7.7121520952908914E-3,0.44111269084671645,0.485549576076933,8.0417073366467733E-3,0.28367810371596336,0.2129119672911044,5.2124466819833043E-2,2.5336869123478586E-2]
[null,443,0.97135036154083476,0.9847000664186526,0.96892074445104637,1.0082806163826992,0.98954940070210951,1.0011478321758256,0.98465572366727838,null,2.1445879829417653,0,8.5939505919860795E-3,0.35214985113361502,0.2203362731215015,1.6598631878130446E-2,5.3949469430240025E-4,8.5890022685607224E-3,0.46692494785046418,0.48499880932788947,8.2409334011319738E-3,0.29175334053975449,0.22229127025534093,5.2541778620159969E-2,2.821760044289888E-2]
[null,444,1.0222414320582496,0.97495513515339505,0.99458902993080978,1.0114420375109348,1.0054940952281723,0.96875118791722559,1.0101492815252262,null,2.068797296203861,0,7.5649925797637851E-3,0.32894845058876226,0.21016401187175007,1.6645962177569269E-2,5.2703709501423547E-4,7.5604442453640099E-3,0.44963161732108686,0.48644155502415759,7.8321153949015669E-3,0.28724781513421016,0.20459865582598064,5.1926163452953394E-2,2.4838460651873267E-2]
[null,445,0.9960243170369798,0.9631919455019885,0.98200602191730235,1.0149223529079534,0.9765587192961841,0.99035097493652136,0.97945572884231402,null,2.1212385407097667,0,8.2101173759810669E-3,0.34676691089523015,0.2190357087938675,1.6619537669678539E-2,5.3727453457003691E-4,8.2053401901480173E-3,0.45533677632056463,0.48815356505132929,8.0375416309385085E-3,0.28945109901524124,0.21724345435053033,5.3104300974930345E-2,2.6957148658717889E-2]
[null,446,1.0225025842794457,0.99050422295032692,1.006737092135249,1.01942447296992,0.99586010082808052,0.98581610540107034,1.0158018113065017,null,2.0724367274681921,0,7.4485043266299096E-3,0.33310588069137859,0.20624451775137079,1.682664501974826E-2,5.2944322441671123E-4,7.4440649138769232E-3,0.45058328768457523,0.49024385756219069,7.8308018666510531E-3,0.28457408023353881,0.20575720017504456,5.2289335087842927E-2,2.4456117584188336E-2]
[null,447,0.97059507045609983,0.99371074583033736,1.0102999883694721,1.0063435215249703,0.9822017359627826,0.99471956092080471,1.0134109334189254,null,2.1611854995552386,0,7.9966686268142916E-3,0.36058067747156453,0.21871029425124353,1.7235174114273562E-2,5.5885413826462567E-4,7.9920219856970051E-3,0.47756193728673063,0.48394260236802,8.2498063570029239E-3,0.29006335842909325,0.22227931409053259,5.5751797085464828E-2,2.625633060416592E-2]
[null,448,1.0160404046070666,1.0207285407468629,1.0195098586060123,0.99453162458718158,0.99450292514613281,1.0446946497215206,1.0272391811917909,null,2.0990771862977677,0,7.6800599408019489E-3,0.35375178855608119,0.20211110085852646,1.6946914482688036E-2,5.3261245305029424E-4,7.6757270131790527E-3,0.4626055883080531,0.47823540236358131,7.8813352297577837E-3,0.28161059540272637,0.21693997237729648,5.3249008034016193E-2,2.5217201159611135E-2]
[null,449,0.9878228153000318,0.99941128853557915,1.0080231629360952,0.99687802038976681,0.99908227127623361,0.96720059046269646,1.019815592698339,null,2.1035776137328481,0,7.615715017273165E-3,0.34159553186021668,0.21346564987198768,1.6952143910821043E-2,5.4671414126524951E-4,7.6111447328311623E-3,0.46529179504935897,0.47939742043040784,8.1057953426626472E-3,0.28843860174654407,0.21084749256094248,5.3936011246674652E-2,2.5005027856407031E-2]
[null,450,0.99613547491438248,0.96951303147552248,0.99796644559219638,0.97150077306380755,1.0051517881940222,0.97631460983506058,0.99007012094797897,null,2.1040707326275521,0,7.9507183321304332E-3,0.34843610556131982,0.21835273828836685,1.6585860864918138E-2,5.4374608898201621E-4,7.9460632264150167E-3,0.45792006524712359,0.46722249242735175,8.0375693562703583E-3,0.29040660287546999,0.21630227800810253,5.4162587532600906E-2,2.6105341482761502E-2]
[null,451,1.029044730638476,0.99314322709766178,1.0336279109111421,1.0214551645094574,0.98927025391707224,0.99440562454738302,1.0041774765695703,null,2.0705922686274123,0,7.1450511090451231E-3,0.33999216810679922,0.20401651297895232,1.7043863708844666E-2,5.3852883644187164E-4,7.1408139578944228E-3,0.44303944215403351,0.4911398573589198,7.782533008741396E-3,0.28267870551311047,0.20686044043916865,5.4044611796629831E-2,2.3459841876919817E-2]
[null,452,1.0161756234686345,1.0137143520486993,0.9772621395081893,1.0194206608495644,0.99864307787176843,0.99744119223141059,0.97950048959218639,null,2.0379964460557236,0,7.7812570563906176E-3,0.32506091660712189,0.2023807777972621,1.6211055386271454E-2,5.1370090218889181E-4,7.7766377462427068E-3,0.43354700108100741,0.4903316824178644,7.877883944007796E-3,0.28312487885397747,0.20420289432734473,4.9201549080398456E-2,2.5548724968425699E-2]
[null,453,1.0322240068613955,0.98435776675794651,0.98477840420363472,1.0133153263621413,1.0276529207470619,1.0229878784570301,1.0043446404386436,null,2.0788683507033729,0,7.936515712071884E-3,0.33737090376747897,0.20550258013113121,1.652289884861392E-2,5.1526223638178985E-4,7.9319642945188101E-3,0.44899325656290701,0.48737219716630292,7.7558230323779244E-3,0.28704431102530753,0.21102018257927985,5.0716464757683946E-2,2.6059022013458864E-2]
[null,454,1.0079128214432203,1.0017212660780268,1.0000648049451055,1.0071211511977378,1.0095509523159025,0.99357550802621075,0.99886151994589389,null,2.0783254015918025,0,7.6794330683161377E-3,0.33818187717357484,0.20772807821764189,1.6673257033660977E-2,5.314354380149144E-4,7.6749059314630092E-3,0.44922988963630545,0.48434707137217625,7.9437715967944945E-3,0.28658308608273148,0.20968586675462339,5.2211091777746597E-2,2.5214503645386559E-2]
[null,455,1.0078322266982764,1.0261711264058748,0.98754556418393369,1.0007511929071762,1.0353520076056641,1.0151032699401115,1.0019735766065196,null,2.0654714531021989,0,7.8518360244575949E-3,0.33591195737973145,0.20254698916279459,1.6463067190080765E-2,5.2035057011922943E-4,7.8472697411198708E-3,0.44845516616110492,0.48132095936494207,7.9436895367557651E-3,0.28641103546285313,0.20977400535578927,5.0348025696031848E-2,2.5780773505334836E-2]
[null,456,1.0225921480399696,0.99396588104290817,0.99560916522838294,1.0076576595416433,1.0033498433719468,1.0133980390601744,0.96106283206820953,null,2.0577824140030976,0,7.7854306778730696E-3,0.33934073614701721,0.20588625754545842,1.6340980150681299E-2,5.2329270346447836E-4,7.7809255685482833E-3,0.43046514146214881,0.48461843990625841,7.8294868521964003E-3,0.28475853071076934,0.21093950902004482,5.1521732787807868E-2,2.5562811826573561E-2]
[null,457,0.98024556736311685,1.0125242275676283,1.0096072652165817,1.0314156294767314,1.0280795743359687,0.99893989513547843,0.99957491871583071,null,2.1306694809529509,0,7.7713889754678312E-3,0.34985989625075387,0.21130536931732471,1.7180178366232975E-2,5.4886899204420827E-4,7.7668178625780971E-3,0.46060231912782096,0.49600168865326688,8.1685462721676205E-3,0.29168047598183122,0.21575504132038165,5.4055204252363133E-2,2.5516463531651136E-2]
[null,458,1.0003217357518435,0.99643697327988412,0.99800651343057112,0.99990573862067056,0.99200985907356487,0.98866417706726506,1.0390716721804218,null,2.1072440850223142,0,7.7864898030380984E-3,0.34126934303386242,0.21098154182790654,1.69083191342079E-2,5.3558986303972351E-4,7.7819049597386584E-3,0.47210637476977063,0.48088313321453746,8.0039351311169855E-3,0.28634436441063393,0.21184845439394373,5.2801584648891647E-2,2.556602943770268E-2]
[null,459,1.0431109258059943,1.0181956476783436,1.0295975550298979,1.0190132604450184,1.0129214451940614,1.0417548051882244,1.032389114356514,null,2.0667229982220445,0,7.2496236772104077E-3,0.34178379061549113,0.19485276519973282,1.7040714428907752E-2,5.2408368678974351E-4,7.2454606912454866E-3,0.45023756031583134,0.48997769349661657,7.6773622463060442E-3,0.28012779200912552,0.20841873011097514,5.2283029464947055E-2,2.3803639633285956E-2]
[null,460,1.0093424996668487,0.97851677500870482,0.98751679547766247,0.99902268950842832,0.96941606023276494,0.98246610770896703,1.0426875619797855,null,2.1017748454706275,0,7.8808913714655225E-3,0.33712980878124138,0.21279132333380585,1.6756494216197397E-2,5.2953516019329399E-4,7.8762441725084859E-3,0.4727844190544323,0.48048970493825288,7.931801798840123E-3,0.28476135132280761,0.21053801802558386,5.2191072323087319E-2,2.5875963715142645E-2]
[null,461,1.0108055436849173,1.0021909370305535,0.98051340125514208,1.0258671716751231,0.98921275984857382,0.98578447286715798,0.99883759271185313,null,2.061497661788426,0,7.7646231629454159E-3,0.32681469160798388,0.20607188004072938,1.6467608455300341E-2,5.2036039866633355E-4,7.7599799477247149E-3,0.44535082055733621,0.49342236181970589,7.9199218415363318E-3,0.28434763774899158,0.20491986341016011,5.0173160313697875E-2,2.5493998809537659E-2]
[null,462,0.9737190578477718,1.011166332937834,0.98928591370046171,0.99279503002452563,1.0105122198332204,1.0223705834040888,1.0039205373195572,null,2.1437030152814351,0,8.3555539736683022E-3,0.35890848120902619,0.21440354047766927,1.6811507159649151E-2,5.4263291768190717E-4,8.3508117740081697E-3,0.47239798778367653,0.47748919915634552,8.2220910195926322E-3,0.29027383282190472,0.22391154332762903,5.3311872592351053E-2,2.7435069015566201E-2]
[null,463,0.98395374631489285,1.0104468995294686,0.98904471425277796,1.0242127167621642,1.0016735688117429,1.025991918875,1.0238123874601144,null,2.1457051508561849,0,8.2139681182865024E-3,0.35262850773662641,0.21104736199839436,1.7030327348662787E-2,5.3702220572433357E-4,8.2092722658313674E-3,0.4755338139049412,0.49260041416831996,8.1365540135352587E-3,0.28859484259489071,0.22002408583943717,5.2606850121887302E-2,2.6970066776221494E-2]
[null,464,0.99872708286678624,1.0249531895502955,1.0244626136609642,1.0118253312003138,1.0147564772980866,1.0227812194869605,1.0173347810261257,null,2.1112157218271785,0,7.5689302841988422E-3,0.35263522492665766,0.20468563974334703,1.716480094851108E-2,5.4339139945476143E-4,7.5645611779066729E-3,0.46115912812580823,0.48653665749008801,8.0182489034115144E-3,0.28590635561312877,0.21565474754872921,5.4063910151462162E-2,2.4851986082872909E-2]
[null,465,1.0240212607407979,1.009979480620292,1.0363272072420948,0.97487430237983952,1.0064328819311839,1.0069143414769921,1.0032853020430827,null,2.0613698841773553,0,7.2523418262939463E-3,0.34725567683914932,0.20336349389347941,1.6794237913090343E-2,5.3885706622052039E-4,7.2481290635951177E-3,0.44523896377442745,0.46873502645952603,7.8208644553522735E-3,0.28253846092998108,0.21096242142796934,5.4313688096888302E-2,2.3812406083967945E-2]
[null,466,0.98758298087721397,1.0247866157139969,0.9859548643129683,0.99866256009443188,1.0049378642088012,1.029557327824369,0.98960763595960044,null,2.1027244508505261,0,8.2065638118785332E-3,0.34980244278200789,0.20789623650159766,1.6532470438942227E-2,5.3052764653158276E-4,8.2018906160687462E-3,0.4559665385045924,0.48032116639385464,8.1064727941426561E-3,0.28637918580524119,0.21864806421688257,5.1600203250307557E-2,2.6945815712233128E-2]
[null,467,1.0054933338631153,1.0431336533215148,0.9924199508834145,1.0351537707880583,1.013667717861048,0.99231567257715436,1.0359690525312397,null,2.0562126632167117,0,7.4624835035128683E-3,0.32286657773639754,0.19750466035022479,1.6784757745952984E-2,5.204834473443589E-4,7.4579685619372768E-3,0.45468458325776651,0.49785213743531376,7.9624472279287498E-3,0.28295575800020389,0.20106501264981744,4.9518964823270881E-2,2.4501795484065229E-2]
[null,468,1.0010734733889979,1.0183936587718134,1.0414902234196377,1.0012627856843437,0.97207520993927166,1.044132590432501,1.0154828325819187,null,2.13076991179534,0,7.5762465112806099E-3,0.36711344252072342,0.2060464289807937,1.7305994947821774E-2,5.5194875198064227E-4,7.5719837360340983E-3,0.46516237483440304,0.4814080395442718,8.0004434942992243E-3,0.28182092338780618,0.22238757781461732,5.6100628750035415E-2,2.4876371543832741E-2]
[null,469,0.98494449751437241,0.98243609605604831,0.97997770632668824,0.98175448906169038,1.008155034474292,1.0360637559292158,1.0224235956371392,null,2.167980884654753,0,8.6731502737625484E-3,0.36461846828250755,0.21802116009392963,1.681359239381415E-2,5.3802614802833551E-4,8.6683433168117333E-3,0.48587066669383971,0.47220659108532848,8.127838735764269E-3,0.2912007214979217,0.22869425728023832,5.3416108414068415E-2,2.847826098626173E-2]
[null,470,1.0124990882150211,1.0087934283086428,0.99741610672460701,1.0318361738862094,0.98445092341314311,0.95822703697424461,1.0132508626114622,null,2.0447225393898916,0,7.296249922030899E-3,0.31933740840562586,0.20387641053217639,1.6683289193680558E-2,5.2626081609050493E-4,7.2917386286239999E-3,0.44423434384141181,0.49624119999083749,7.907637904090728E-3,0.28290955304759258,0.19830058768589442,5.0754681909784397E-2,2.3955677356113012E-2]
[null,471,1.0242693889108643,0.97589338242132695,0.96858285374436193,1.0170517454171095,0.99865798736163092,0.99600620416685914,0.96240082034545771,null,2.0535690770189312,0,8.0372351357728845E-3,0.329076518855211,0.20918029411034342,1.6101139710661613E-2,5.1330222359553574E-4,8.0325232723879956E-3,0.43140652382175237,0.48921889995778389,7.8151454067177974E-3,0.28628204419926317,0.207767207464015,4.9823322938235375E-2,2.6389390194737093E-2]
[null,472,1.0167940963510278,0.96690942806411095,1.0099124713168028,0.9591316687892667,0.99106244857523718,0.99928875418461494,0.96865392391331206,null,2.0808284909528432,0,7.8373543332915848E-3,0.35308390510153537,0.21442247908037143,1.6391785905033453E-2,5.391374497732529E-4,7.8328675118503471E-3,0.44327906873873707,0.4612398944822198,7.8749463377867004E-3,0.28612461919932869,0.21770565828174596,5.443802558992359E-2,2.573345760782924E-2]
[null,473,0.98228219414269924,0.98348405280375861,1.0098901269543188,1.0014185857598055,1.0003429797596137,0.98754318932436624,1.007071239558422,null,2.1433254590287016,0,7.8981168763479388E-3,0.35579885786926013,0.21819368775597112,1.7108475033292891E-2,5.5428709770448056E-4,7.8935037320293638E-3,0.47001740348454946,0.48157545121787043,8.1516265889862109E-3,0.29119510767561019,0.21938242612742759,5.5420082472295192E-2,2.5932666850053122E-2]
[null,474,0.98124408806363661,1.0008770161656382,0.98057196926629941,0.97681262194692686,0.98567584969143274,0.9946853442938195,1.025730197076888,null,2.1190976435787165,0,8.2509394105279524E-3,0.34733719168536287,0.21507025763614013,1.6619179460782105E-2,5.3634745471658161E-4,8.2461542069209044E-3,0.4769420410974114,0.46982789580092027,8.1585248511199301E-3,0.2873749883236269,0.21778056243421218,5.2364204371093293E-2,2.7091235666935685E-2]
[null,475,1.0011180220079283,0.96494779467082792,1.0086656639351745,0.98945221928841942,0.9632836886393078,1.0341929914758017,1.0103983542557284,null,2.162824161431562,0,8.2356509857630586E-3,0.3699674959737983,0.21799611415583597,1.7028184117045639E-2,5.4740063569962811E-4,8.2310819220583215E-3,0.47585938087080532,0.47582448357389123,7.9981846190607647E-3,0.28651826110124362,0.22827682107779851,5.5770685946099727E-2,2.7041718423987601E-2]
[null,476,0.98729665226389496,1.00034506332572,1.0020100407190018,1.0025167382920293,0.97571426007239448,0.98699453730194042,1.0329011419258776,null,2.1219487118019762,0,7.8279150393823875E-3,0.34627379473969622,0.21321934555346436,1.7010046263044337E-2,5.4379997808883245E-4,7.8233038819461743E-3,0.47465624292279257,0.48212691910408789,8.1097628430674747E-3,0.28618457146706178,0.21446569680226812,5.3661105239790889E-2,2.5702038046047596E-2]
[null,477,1.0203091716294226,1.0221269658068421,0.97035068273657832,0.98695195668442437,1.0243486495624912,0.99057288955284684,1.0066483171149301,null,2.0217455062793261,0,7.7875439892761246E-3,0.32015865249652686,0.20096472267663151,1.603765490893069E-2,5.0667315082844079E-4,7.7829124703982389E-3,0.44190085143819946,0.47473512105138393,7.845578668697591E-3,0.28379983611479742,0.2019294863160023,4.8302221545988074E-2,2.5569339430219277E-2]
[null,478,0.97496271413325575,0.98870300915124709,0.9897409651126563,1.0068881510779715,0.95559482452246103,0.96624305021825485,0.99511515994409716,null,2.1159131531383375,0,7.9885456743519247E-3,0.34349474096596688,0.21865809504822908,1.6737846391109278E-2,5.4706202386085162E-4,7.9837699257703457E-3,0.462692038058168,0.48426597937370214,8.2116299049034263E-3,0.28731607277994525,0.21423952658159093,5.3525717793107233E-2,2.6229219966333893E-2]
[null,479,1.0307055551762949,1.0062882936410669,0.99926383587386447,1.0082567754937712,0.97324587907178706,1.0038436011190655,0.99546126764806242,null,2.0377901537256338,0,7.5160476828039849E-3,0.33037500716356993,0.20111544456809477,1.640501699888755E-2,5.183576871816485E-4,7.5116235594814996E-3,0.43722123001302049,0.48489561705155254,7.768060340507579E-3,0.27918980885249084,0.20493875087310617,5.0689215107945308E-2,2.4678069192597071E-2]
[null,480,1.0129541026029947,1.0276598142386144,1.0097596031560543,0.98710538054319008,1.006133777287245,1.0001901860771458,1.0054803079993937,null,2.0485837802629381,0,7.4630091338757079E-3,0.33609487256743265,0.2016293195676048,1.6551066923709907E-2,5.2807629511570861E-4,7.4586127742257658E-3,0.44534034862572996,0.47469270756382292,7.9047906259370766E-3,0.28236833510135645,0.20724842684052522,5.1726320585307677E-2,2.4503911926044012E-2]
[null,481,0.99564878230187615,1.0077624649962749,0.99511967249911637,0.97772680170605653,1.0003109210410381,0.97681915446893475,0.99564035511925997,null,2.067072867035685,0,7.7481797336980632E-3,0.33732987263424563,0.21025031175998979,1.6436251651505335E-2,5.3425785460846809E-4,7.7435748820119154E-3,0.45074697304176142,0.4702250500257259,8.0413330957903508E-3,0.28613961231299151,0.20974813666452555,5.2185569888039122E-2,2.5440102958186252E-2]
[null,482,0.98515338810845066,0.99190768628897008,1.0106333918224701,0.99514580513710948,1.0041959223743175,1.0042244579868242,0.97362025407331643,null,2.1253057947947283,0,7.9537109760960695E-3,0.35892180602882862,0.21579116496690653,1.6842114060617034E-2,5.511634597253907E-4,7.9491318972146601E-3,0.45400003852242599,0.47855673058168707,8.1279126519115518E-3,0.29010184415621887,0.22121499204422712,5.5087184360068278E-2,2.6115423040992319E-2]
[null,483,0.96930854045187909,0.99363586349618072,1.0480827274903004,0.99246929007676521,0.96919439130465079,1.0442908201317567,1.0112375643592104,null,2.2151881473217778,0,7.9851679440072262E-3,0.39285304792043213,0.21941490950216322,1.773752033061516E-2,5.7910236051127671E-4,7.9807645770878545E-3,0.48722271351701363,0.47716121831851577,8.2630196444765085E-3,0.28855584261393713,0.23711328327299938,6.0072546766662842E-2,2.6219346441369931E-2]
[null,484,0.98841065880872392,0.98871299911533828,1.0125799045561874,0.9747118916476093,0.99482687807030623,0.96452902974137766,1.0342597693204014,null,2.1136154183010709,0,7.6435210937944587E-3,0.34647073173283227,0.21607938124973181,1.6996109311055222E-2,5.5103460999891048E-4,7.6389641414133938E-3,0.47492142044868907,0.46872464985218426,8.1012414676033088E-3,0.28849244779939948,0.21330622797668455,5.4880307355828571E-2,2.509642344944402E-2]
[null,485,0.98976559058903923,0.99080173495276469,0.97743738095277743,0.96282695960080822,1.0130729874806459,0.97556627773724047,0.98782249091971419,null,2.0795308609521621,0,8.1321141599051423E-3,0.33985753880735636,0.21537717538318532,1.6222219989380938E-2,5.323395838113988E-4,8.1273292380311928E-3,0.45474001628087157,0.46311014022246832,8.0881006532080718E-3,0.28960608079747369,0.21347650970669851,5.1824666545967339E-2,2.6700857903613512E-2]
[null,486,0.97309554532007958,0.97516904195922083,0.96654910928834314,1.002440421716319,1.0068048811741135,0.98195641289878555,1.011639920210067,null,2.1487169012926199,0,8.5141172490825826E-3,0.34696422299916441,0.22209455619930041,1.6709547073808013E-2,5.3943553552124204E-4,8.5091415082179239E-3,0.4780457921314209,0.48219678202013694,8.2260137074011714E-3,0.294123584780979,0.21931991137292428,5.2546798732582174E-2,2.7955232480246461E-2]
[null,487,0.98527592868537495,1.0161276759641948,0.99091547039771488,0.97918545110629052,0.98880392142893636,0.97954135810526122,1.0024031106626725,null,2.078426764438801,0,7.8671754171909369E-3,0.33919765352500503,0.21089681475007666,1.6476435902790944E-2,5.3602309655804807E-4,7.8625090550199141E-3,0.45733789573724143,0.47093884477946557,8.125744808788771E-3,0.28559217505537943,0.21141713511529325,5.2081868538649774E-2,2.583083949172179E-2]
[null,488,1.0138724836975832,0.98346413767277041,1.014257054787175,0.9571448065731466,0.99137895989321723,1.0110528053133123,0.99046551408176375,null,2.0882776979643731,0,7.8101694438949118E-3,0.35540793468061677,0.21164158392794294,1.6540495520150036E-2,5.3916536189459457E-4,7.8057283210369848E-3,0.4525663086822973,0.46027216838363955,7.8978872611998006E-3,0.28475976856866048,0.21860140695485575,5.4411122999762557E-2,2.5644296746209935E-2]
[null,489,0.99951410158629428,1.0205762210030915,0.99815344221179636,0.97276330538639721,0.98666211389675529,1.0016909909658629,1.0132564620886759,null,2.0728781169042776,0,7.8054915790844101E-3,0.34222064450093653,0.20678843497564628,1.649614054696804E-2,5.3098647630661286E-4,7.8009477254577225E-3,0.45818119526037682,0.46782913951952643,8.0104110196893789E-3,0.28277658535188782,0.21242120004377829,5.1999332091438442E-2,2.5628590971346132E-2]
[null,490,1.025985271416668,0.9649189387597602,1.0002735463500487,0.96942671576619255,1.021874991241853,1.0028450532240976,1.0032686214361353,null,2.0892093828267475,0,7.8805411190404906E-3,0.34721143395311427,0.21262825838465368,1.6536945552405313E-2,5.3005132706282108E-4,7.8760280065950632E-3,0.45530477383124679,0.46621837404306804,7.80385599347856E-3,0.28854124611139903,0.21525896320506066,5.3304739996242557E-2,2.5875253541459649E-2]
[null,491,1.0231978442382275,1.0000749384207603,1.0364707406650684,1.0110605466961964,0.99989651626262899,1.0028398307048849,0.99592936614195371,null,2.0752291036369948,0,7.2106652707589628E-3,0.34537228659303898,0.20432894502465981,1.7014552484399491E-2,5.4149101196851598E-4,7.2064333521656291E-3,0.44239344728200275,0.48613352524405873,7.8271664364824578E-3,0.28365424916590726,0.20980148267105678,5.4490767213247672E-2,2.367542242876431E-2]
[null,492,1.0166714223366242,1.0030089547804211,0.99159905463258835,1.0202784731376029,1.0163509879687309,0.96775446270832077,1.0338999982510826,null,2.0589208859185741,0,7.4521107626481274E-3,0.321804969099871,0.20471275682392884,1.6722213575202712E-2,5.2250620984567345E-4,7.4475694413260888E-3,0.45495019279485077,0.49070043498830235,7.8748551833584153E-3,0.28606277859336837,0.20049804644949848,5.0609042451721632E-2,2.446763106994718E-2]
[null,493,1.0211812382020993,0.96941623639736518,0.97546210338644312,0.97478590465827863,0.98123767652000449,0.99527924338233209,1.0085531238223444,null,2.0756868870527203,0,8.1151674571003536E-3,0.33760551308848613,0.21256491037652164,1.6239157269419671E-2,5.1953424556653259E-4,8.1104756812989919E-3,0.4571949092403475,0.46886807262790203,7.839166732323908E-3,0.28475455691800855,0.21230411712121824,5.1156152591909344E-2,2.6645488616816166E-2]
[null,494,1.0021217053096751,0.99599337052841563,0.98611486380418489,0.98344858135971114,0.99863119938365463,1.0053521656736186,1.0100715692511497,null,2.0953991661083502,0,8.0752372930713613E-3,0.34432960558982306,0.21106767182256941,1.6514537461125661E-2,5.2890303476526917E-4,8.0705801761998489E-3,0.46183609926036506,0.47300331261103651,7.9888737578276345E-3,0.28645750938197351,0.21520742685329625,5.1955464241258707E-2,2.6514419211179141E-2]
[null,495,1.0046164388357928,0.99333828179064709,1.0317331480179306,1.0252487495008786,0.98111231905042029,0.99129765229843225,1.0078162608612731,null,2.1104265983650419,0,7.3593834841354068E-3,0.34866519189889073,0.2098410963497947,1.7265256291467912E-2,5.5063564172348647E-4,7.3550316218413637E-3,0.45590797417812395,0.49296955700116618,7.9716637912588591E-3,0.28541023196766707,0.21236160988145242,5.532411828419085E-2,2.4163614941597193E-2]
[null,496,0.98837334258321552,1.007147660702417,0.98469029837991562,1.0033534885844193,1.0125604078234409,0.98163397336599156,1.0011280353943248,null,2.0903983471659675,0,7.9286742406213025E-3,0.33696191860658803,0.21138529368101672,1.6592351959052263E-2,5.3317509194460546E-4,7.9239636103274197E-3,0.45670460849335465,0.48258113739133612,8.0999166024343285E-3,0.28903391598379807,0.21077504309040548,5.1702959671573546E-2,2.6032737224757758E-2]
[null,497,0.9978968403953391,1.0045663192128296,1.0084959538474776,0.9675544272850487,0.99954371729683267,1.010752235373876,1.0118229972330908,null,2.1033598286132533,0,7.8805711529148139E-3,0.35387135487028631,0.21066787860691852,1.6715575735270438E-2,5.4031577931282801E-4,7.8760594119026087E-3,0.464331799919596,0.46529438881153584,8.0239926790646558E-3,0.28582897052748629,0.21836618467713445,5.3848522029787356E-2,2.587535671786971E-2]
[null,498,1.0248552888043747,1.0088098598506567,1.0258869970878131,1.0025789231110729,0.98659637612870232,0.9889017327107964,0.97698277653750742,null,2.0360865615318402,0,7.1733386594491468E-3,0.33529824670853459,0.20229818328247337,1.6606814751261651E-2,5.3360066801817296E-4,7.1690627093484267E-3,0.42911744996639006,0.48208634233013475,7.8139080627009933E-3,0.28099078753945222,0.20488870241699381,5.2904153758326154E-2,2.3552647997656048E-2]
[null,499,1.0095824889867127,0.97837901501945423,1.0151435915886726,1.018482406433711,1.0003639266446527,0.97512989192001576,0.97051884580055037,null,2.0824633444341889,0,7.4738169120560811E-3,0.34078895176878682,0.21226116202362269,1.6803749474443793E-2,5.4301902784163021E-4,7.4693534257249377E-3,0.437944609033112,0.4897655601006855,7.9314984445349179E-3,0.28824568743370865,0.20950489940752229,5.4139472828659191E-2,2.453919837760422E-2]
[null,500,1.0129381897104419,1.012554690193304,1.0410092566735629,1.0159499021540366,0.96967837997448469,0.99248913810969797,1.0035358891634609,null,2.0740294148124172,0,7.1002552975390643E-3,0.34365666523658583,0.20380030814046496,1.7108363265561463E-2,5.4650272804284696E-4,7.0960297826991123E-3,0.44560168401537942,0.48847103289612226,7.9067053214634982E-3,0.28072367433733647,0.20823362751685481,5.467236523213842E-2,2.3312711637304938E-2]
[null,501,1.0080758166876453,0.98788795884010472,0.99181698584022804,0.98360101187232696,0.99516450306678506,1.0142783745277117,1.0098535458433506,null,2.1031871506469297,0,8.0706870865506607E-3,0.34870614130693217,0.21143609523112683,1.6590477779149584E-2,5.3027950169488381E-4,8.0660805859717952E-3,0.46245717398936703,0.47305986001249367,7.9420145465217383E-3,0.28615489722927012,0.21723151528648105,5.2583665636326653E-2,2.6499636628145407E-2]
[null,502,0.982144380952236,0.98426410544743093,1.0320092468631845,1.0010255815708473,1.0319824801659025,1.012517965104639,0.96858976649082396,null,2.1573930347148256,0,7.8383323352872302E-3,0.37160082350331869,0.2181329527610863,1.7239955411760755E-2,5.6544712022245586E-4,7.8338663296742706E-3,0.45641685101581231,0.4813215452209828,8.1540766158869956E-3,0.29429541606175758,0.22629615903073688,5.7637534937252953E-2,2.5736739041619747E-2]
[null,503,1.0001437436985126,1.0413047457288436,1.0198396546615078,1.0120331128461422,0.99729242833563325,0.99745610937198437,1.0055949109752764,null,2.062418056351079,0,7.3225467349233289E-3,0.33753036888301335,0.20067173514773254,1.6855900795846195E-2,5.3693675046919266E-4,7.3181820365422236E-3,0.44664290880560764,0.4866502754220603,8.0066232580566481E-3,0.28213296155397521,0.20695373101883108,5.2398427063935521E-2,2.4042552349931134E-2]
[null,504,0.97154566731831271,0.99856384332252035,1.0073671797572372,1.0252748655395387,0.97860577468027565,0.9702017752688481,0.97556015447959887,null,2.1200186293720447,0,7.7565907365178049E-3,0.34738773806009565,0.21690477784486834,1.6975384826856038E-2,5.5572897335987308E-4,7.7519378670150565E-3,0.45278751097373704,0.49305541633900613,8.2415596906171631E-3,0.28946240170135595,0.21450239197672125,5.4682793834803095E-2,2.5467578020125906E-2]
[null,505,1.0259930723630886,1.0026597747113521,1.0257060926928621,1.0082019846348187,0.99301226830301625,1.0208123699088065,1.0201737293527262,null,2.0864309375819734,0,7.4204390975056789E-3,0.34671014939484618,0.20315792869941413,1.7008151001172193E-2,5.3422657263073694E-4,7.4161562991736487E-3,0.45433020954167774,0.48479070364018473,7.8052325301181218E-3,0.28224140173096601,0.2118835729295335,5.3609215419052197E-2,2.4364428920710574E-2]
[null,506,1.0158076088075374,1.0067488429617628,0.97991903902355049,0.96456749190391711,0.9748397103342149,1.012512408216617,1.0178367595827438,null,2.0598086050744664,0,8.0403138621233713E-3,0.33796147312638258,0.20608384761008874,1.618298710315463E-2,5.165749948354639E-4,8.0356979161804332E-3,0.45785272466474264,0.46394011871544438,7.8808886546825156E-3,0.28063065845633856,0.21198175406267245,5.0382373724159074E-2,2.6399819907907792E-2]
[null,507,1.0241727805522827,0.99294392776872786,0.96573982014600512,1.0223554687147567,1.00547788455478,0.99490423065432221,1.0170905350283774,null,2.0595205842793134,0,7.9379365237739821E-3,0.32287555968813886,0.20501831902653367,1.6342984668166416E-2,5.0846008697220707E-4,7.9332374714866927E-3,0.45099158079011042,0.49177888275374237,7.8157230241974705E-3,0.2850911250242531,0.20418929247503945,4.8850150990265816E-2,2.6063204804177682E-2]
[null,508,1.0026440677875093,0.98887863438945911,0.9631499780703221,0.98053482312826801,0.97320693341253983,1.0019242326458464,0.98170922197207733,null,2.0733286882122468,0,8.3668534200973949E-3,0.33829091202007305,0.21247243308434843,1.6024954224067883E-2,5.1897777693709094E-4,8.3620275536869636E-3,0.44988260709294098,0.47166979627190025,7.9833933456873035E-3,0.28452350688398564,0.21426094758523581,5.0234069379377015E-2,2.7471916414104007E-2]
[null,509,0.96844941115493899,0.9929737012794192,1.0022266506902187,0.98812390379572357,0.99913704885787991,0.99432064581086355,1.0036023441708914,null,2.1534813995365503,0,8.1503022152586077E-3,0.36071921447700478,0.21968345794644489,1.6999883356427967E-2,5.5613593099358553E-4,8.1455888752708771E-3,0.47498369530108187,0.47520453163305032,8.2676019405568003E-3,0.29167013051023383,0.22338499924896427,5.5255615920310537E-2,2.6760846611469338E-2]
[null,510,0.97738714289358863,1.01030740518174,1.0137752543666341,0.97714709276961853,1.0006017267103804,0.99769496847114769,0.9918650948388289,null,2.1178897195409112,0,7.8677717676027877E-3,0.35762721364536654,0.21410764545234356,1.6842199526901105E-2,5.5305700427555823E-4,7.8632110186151218E-3,0.4614064157257784,0.46989226167506548,8.192682621560525E-3,0.28843161513442622,0.22002623126492157,5.4981812574175282E-2,2.5833145665085773E-2]
[null,511,1.0056891049203001,0.95315696353747192,1.0090493839639847,1.0332669015675748,0.97642462228889582,0.99993433197278003,1.0402072464087559,null,2.1693512928611889,0,7.901800881442704E-3,0.35527647299657195,0.2186324961976997,1.7451326912903235E-2,5.4779097837217596E-4,7.8972327137908794E-3,0.48232809510344471,0.49689365649533296,7.9618531601813904E-3,0.28962265312161556,0.21916457370748757,5.5532024615711974E-2,2.5944917739517952E-2]
[null,512,0.98475553877486233,1.0284244086377154,0.98233681853468113,0.97652708765510599,0.99272536035457637,0.97645685553139339,0.99714327973436701,null,2.0577640207063661,0,7.8777441327513038E-3,0.33297829102270476,0.20849511693148876,1.6265641101776741E-2,5.2952530345320493E-4,7.8730395445865999E-3,0.45169950132178482,0.46968538406360744,8.1295363804932703E-3,0.28473177337652505,0.20856539707733066,5.0823123220783327E-2,2.5865435494583318E-2]
[null,513,1.0198703119648858,0.96744495561635113,0.97370684589866563,1.0233807765389884,0.99040588005114127,1.0125599297717789,1.005270393518753,null,2.1055177662950002,0,8.1980488286590748E-3,0.33967144240151409,0.21200072715596099,1.6566565886125595E-2,5.1977924791586627E-4,8.1933352327749828E-3,0.45765389115443061,0.49224742559649071,7.8491440207111435E-3,0.28715758382347673,0.21382029747127732,5.1117914572180387E-2,2.6917708560800314E-2]
[null,514,0.98792785752249701,1.0069284234320652,0.9690365387115325,1.0296111538420791,0.9837088821540767,1.0184232247439025,1.0280664018083185,null,2.1296577442218179,0,8.360558353569426E-3,0.34267785303283854,0.2105647099829373,1.676902253909238E-2,5.257832329945098E-4,8.3557371201915236E-3,0.4746096653473944,0.49525877209570879,8.1026567234412268E-3,0.28668659852574163,0.21629761900421168,5.0718634628693512E-2,2.7451250342139313E-2]
[null,515,0.96936674878062468,0.99248591809552056,1.0167688124209235,1.0308196569472268,0.99147393278874218,1.0439559842389725,1.0157924557305202,null,2.2167276123896937,0,8.2840098197671796E-3,0.37916699720818153,0.21870698109670045,1.7643942950263367E-2,5.6315109166372036E-4,8.2793986299365182E-3,0.4876914811145705,0.4956933431910468,8.260646590268983E-3,0.29188216733780004,0.23288495107429086,5.703810776928922E-2,2.7200454155448951E-2]
[null,516,0.99708155059416126,0.98903347743840386,0.99803449619673612,1.0181203309471871,1.0288175177781114,1.0239867072213571,1.0116247754634633,null,2.1446147007024927,0,8.1057448862253655E-3,0.35529175483547143,0.21285491035297577,1.7054154384276068E-2,5.3894949177074125E-4,8.1011315893394168E-3,0.46869483164470016,0.48964296446337219,8.0299468939517213E-3,0.29170550694322006,0.22054957510100781,5.3641929581720003E-2,2.661479030691094E-2]
[null,517,0.99666863705883801,0.98219257008147764,1.0240802781454352,0.99703483702905449,1.0239886925807298,1.022715113564497,1.0141902577562505,null,2.1586668016648258,0,7.8844739400859825E-3,0.36701694465614215,0.21515491493144673,1.7301517760203684E-2,5.5368274630325693E-4,7.8800180576376559E-3,0.47283266609142421,0.47942575711738805,8.0347869418798575E-3,0.29156369503394841,0.2244980305084692,5.6400899633635149E-2,2.5888362126432182E-2]
[null,518,0.95758220004720085,1.0035760018001363,0.97186217000439878,0.99878287571513769,0.99671436231570276,1.0027957273972505,1.0228906527930779,null,2.1672608519623084,0,8.618731514674188E-3,0.355579403303382,0.21981578996984658,1.6866314434763198E-2,5.4459659578794106E-4,8.6137711780655442E-3,0.48824584479008004,0.48042136619978215,8.3595985992950834E-3,0.29219530346663725,0.22407349821072198,5.2865122551037327E-2,2.8298974177584178E-2]
[null,519,0.98325372475550532,0.98864458606945538,1.0015727135249239,1.0077475200905099,0.98148451613210685,1.0229540583711996,1.0196285425165199,null,2.166518977292669,0,8.2243226334428772E-3,0.36345012998232101,0.21665260550058105,1.7149070420672218E-2,5.4839189629818223E-4,8.2196677165148144E-3,0.48017896841807062,0.48464379604986357,8.1430827233250087E-3,0.28874925505812638,0.22515989667592695,5.4844216350948792E-2,2.7004219133461297E-2]
[null,520,0.97687576351998018,1.0175261366509201,0.98172825327987834,0.96822320426173036,0.95677453799259038,1.0124307874538423,1.008394174634041,null,2.1096122236849051,0,8.3429303719294023E-3,0.35215374655780934,0.21280298205737022,1.6435433941263643E-2,5.3577478907240988E-4,8.3381633792664975E-3,0.47047017937084168,0.46569319025176542,8.1950757760598895E-3,0.28312583718573331,0.22065350530233699,5.215775042378426E-2,2.7393515021527683E-2]
[null,521,0.98928535515966387,0.98397715367142391,1.0440992469930843,0.99113812069476981,0.96438408442193657,0.99057854066355455,1.0037396817624664,null,2.1396163685084448,0,7.4864250148758962E-3,0.36494101821554814,0.21671006633047599,1.7342848796853792E-2,5.6759194815264721E-4,7.4820683659682415E-3,0.46582341676306543,0.47653261228921406,8.0959285847675543E-3,0.28623676118219565,0.22075221137187187,5.8037298680455755E-2,2.4580970994751403E-2]
[null,522,1.0153124155011612,0.98422439528933159,0.987581985853344,0.98673459569932587,1.0131985318431982,1.0434564338839323,1.0104619304632538,null,2.1187868959311258,0,8.2963899792503175E-3,0.35496971917750225,0.21045389904612843,1.6609662862705512E-2,5.252298861790248E-4,8.2917812762388597E-3,0.46507245993744178,0.47457943393096652,7.8851674546646672E-3,0.28745355007200707,0.22167077416324232,5.2330473021839762E-2,2.7241135081458746E-2]
[null,523,1.0145114675384885,1.0212627464738651,0.99085601075270457,1.0076863336384523,0.97046759707001506,1.0393454329514358,1.0229049742543534,null,2.08337236231718,0,7.9469190392973173E-3,0.34259695295351089,0.20169043252795987,1.6605584068363897E-2,5.1949928588979869E-4,7.9423958876790827E-3,0.45956057056974892,0.48464651155604876,7.8915789392728607E-3,0.27953240127013501,0.21354314071484595,5.0696920472808105E-2,2.6093293110214407E-2]
[null,524,0.96592312951736203,1.0254287707729834,0.99909013016760873,1.0279710533718145,1.0079850804229618,1.0125180910279763,0.96056512440708852,null,2.126816637343099,0,8.0766930873562987E-3,0.35487918444331745,0.21220141206043658,1.6851383377024586E-2,5.4888219617763435E-4,8.0720065114522292E-3,0.44913529390354306,0.49437723131309741,8.2890373587791097E-3,0.29033196360687163,0.22016100262170682,5.3526827862538796E-2,2.6519105175507811E-2]
[null,525,1.0236425513540617,0.97333831859211162,1.0211137250078675,1.0349570555941652,0.98496041053169647,1.0282157633815534,1.0401207538393511,null,2.1425700779370458,0,7.6709895642587981E-3,0.35464201503021991,0.20937539198246771,1.7422008820438505E-2,5.3959263503793129E-4,7.6666164831777212E-3,0.47230935247334194,0.49766970700626334,7.822894855640701E-3,0.28552901704322575,0.21728995311023533,5.4787247886333372E-2,2.5187270174921363E-2]
[null,526,1.0402468351776559,1.0073548198608149,1.0187504522617772,0.99255611408913402,0.99689341827404143,1.0141271596862227,0.99691681200268289,null,2.0361659595539434,0,7.3211536250786663E-3,0.33662378893500838,0.19938930049799475,1.652784153948814E-2,5.226090415749961E-4,7.3168944284171507E-3,0.43567366054228507,0.47728766084473789,7.6978950886276345E-3,0.27992744073252174,0.20652433688453131,5.195736249555534E-2,2.4038322148277402E-2]
[null,527,1.0186407560288144,0.99661835881360084,0.98391720027351015,0.99332465313117591,1.0278140721229914,1.0039982377121635,0.9857371388771865,null,2.0597112998132987,0,7.8994654919002094E-3,0.33512479703117964,0.20673637687228899,1.6290932491164593E-2,5.1914123924518343E-4,7.8948704287824349E-3,0.44180564033666364,0.47775988839710504,7.8591957249442672E-3,0.2872516862607819,0.20971909528716748,5.0711984352905144E-2,2.5937156882969516E-2]
[null,528,1.0308113449121594,1.0177575534591807,0.98459686445971961,0.97438491681426886,1.004216064469108,0.97780759285451491,1.0136573507348214,null,2.0036325845406808,0,7.4846883829519442E-3,0.31802195231815028,0.19999706938290984,1.6055850062358053E-2,5.0904215799932881E-4,7.4801899711122114E-3,0.4395200061121185,0.46864844797110194,7.7664417445421786E-3,0.28059309721085368,0.19893847743921628,4.901189868222508E-2,2.4574799871044117E-2]
[null,529,0.97149258454044363,1.0148682453201436,0.97826791055005791,0.9630170111510532,0.98515040599665538,1.0409215978611015,0.97672140727456613,null,2.1289664407158093,0,8.7079622977031916E-3,0.36463630100431393,0.21468137513879415,1.6328045749553492E-2,5.3758408198200595E-4,8.7031397547240302E-3,0.46438906514124068,0.46319914614880253,8.2402806543967529E-3,0.28686484512965588,0.22893112884289979,5.257091303049484E-2,2.8592578336652852E-2]
[null,530,0.99804596048174798,1.0348501178284744,1.0150071018828972,1.0116278317463099,0.96548303470831465,1.0188616312663175,1.0170328996260469,null,2.089210164123271,0,7.5924935916625597E-3,0.34609668485206463,0.20263817092461728,1.6921279757598787E-2,5.3703693895359463E-4,7.5880778498631767E-3,0.45812796243195908,0.48646975369218659,8.023171626515356E-3,0.27994610777329004,0.2127842806341165,5.2740885414285711E-2,2.4929245819483341E-2]
[null,531,1.0358826548062923,1.0343262021845316,1.0017021373403361,1.0200041932049009,1.0353711738278404,0.95459135419491226,0.95800055591331212,null,1.9569633397740975,0,6.8888745258051231E-3,0.3045054875071056,0.19277297400066995,1.6085771090643866E-2,5.1127040512564503E-4,6.8845360383798055E-3,0.40352982096250473,0.49053785762334007,7.7293734621799422E-3,0.28159409885791864,0.1886293944491613,4.8453742389109232E-2,2.2617887513760395E-2]
[null,532,1.00193055973381,0.96488495663604534,0.9774427530712666,1.0021113398500892,0.98841811885168074,1.0131029791380119,0.98966204757070353,null,2.1274813729216699,0,8.4075506355545792E-3,0.3513800582195965,0.21749390702628801,1.655613439597511E-2,5.3148393105890708E-4,8.4027734656296135E-3,0.46125950164537599,0.48200551811122289,7.9898990517400167E-3,0.28930599857714329,0.22071352592948071,5.2644343527391092E-2,2.7605779676323387E-2]
[null,533,1.0074381538609096,0.98876750442857375,0.98747700369535829,1.0147763170393931,1.0109349735412607,0.98257638261589131,0.98615646129327195,null,2.0761179229176654,0,7.8033277517330236E-3,0.33377954324014414,0.21045232376356929,1.6529678487022453E-2,5.2830980257871575E-4,7.7986908687692662E-3,0.44474830399505971,0.48806668654460988,7.9467928909011474E-3,0.2883862475545711,0.20845053215265213,5.161296488920749E-2,2.5621176480314405E-2]
[null,534,0.99980405483485268,1.041066990829848,0.96594952356256436,0.98180283340924346,0.97941928167698689,1.0174822691931169,0.99066119493746974,null,2.0407507638250495,0,8.1550010183999554E-3,0.33187014802778703,0.20201369969212477,1.5943763867053592E-2,5.1118531423494779E-4,8.1502791339597216E-3,0.44496027000521221,0.47227141367440778,8.00623161585403E-3,0.28005586914649622,0.20985194575514954,4.8494703010212969E-2,2.6776255600955822E-2]
[null,535,0.97730961219072854,1.0016502690689533,0.98085952546841249,0.97704940046312205,1.0166129769466778,1.0025614965575271,0.99391752404298106,null,2.1195853174804209,0,8.3488621919144707E-3,0.35169510486728628,0.21583563328854519,1.6518367297533806E-2,5.3848353699245753E-4,8.3440612087539914E-3,0.4653945890810392,0.46994093760495809,8.1913865843535293E-3,0.29097316724114652,0.22047643709681408,5.2613120600282691E-2,2.7412891264629587E-2]
[null,536,1.0013795911491785,0.96633511644662295,1.0177407913072929,0.96596959959051365,0.99099337220810702,0.99087763517710503,1.0055920089224504,null,2.1230867843498813,0,7.8195568556890249E-3,0.35870536486558346,0.21794609324353464,1.6881396597680638E-2,5.5148961798186041E-4,7.815051530984312E-3,0.46624906204732258,0.46450594259314382,7.9966204023220726E-3,0.28842081004968551,0.22019683224425596,5.596275156100293E-2,2.5674926452072502E-2]
[null,537,1.0306958144267346,1.0113355827704238,1.0348304335124299,1.0131346928509715,0.98461943594563628,1.0034453083567141,0.98849804476106595,null,2.0454560522264722,0,7.0938975517870935E-3,0.33849578810313141,0.19982606666029909,1.6818714409998974E-2,5.3435704504424498E-4,7.0897051611689427E-3,0.43270968260640702,0.48713563476507027,7.7701338842776748E-3,0.27979181331836572,0.20581207529012047,5.327404528758365E-2,2.3291933246787553E-2]
[null,538,1.029743352382168,0.96370438615168497,1.0355954109824717,1.0042712423830451,1.0337382212558577,0.989807750554897,1.0039280137254207,null,2.1005663055409953,0,7.2948783237538209E-3,0.34870202298576514,0.21131920179524777,1.7159200266787918E-2,5.4564967042309382E-4,7.2906050703290814E-3,0.45033945122644858,0.4828716761457536,7.7773640580158909E-3,0.29017311048288186,0.21192738468888972,5.5803564217125859E-2,2.3951953257079783E-2]
[null,539,0.98000000635325102,1.017666386174473,0.99870914652697362,0.99775932973262438,0.98101997681935893,1.0021310476020608,1.0126641462528507,null,2.116043178364301,0,7.9639235222518853E-3,0.34961561714214118,0.21136747812859541,1.683697045939769E-2,5.4245513394384826E-4,7.959287638188076E-3,0.4675972506635645,0.4798487802373898,8.1699498324017076E-3,0.28580295398439221,0.21694265486118225,5.3174915929657375E-2,2.6148787875699415E-2]
[null,540,0.99171340560667753,1.0263628945545322,0.9892852700645115,1.009314444539841,0.99746936661294827,0.99720055521075623,1.0345380527582093,null,2.0930952539088907,0,7.8351156036285986E-3,0.33654501392963765,0.20612963587984034,1.6782496008053344E-2,5.2961713528924608E-4,7.8304871449561969E-3,0.46770167549623159,0.48543428721230975,8.0729035613868513E-3,0.28502350456706321,0.2099597674973786,5.1195343733827774E-2,2.5725637346543186E-2]
[null,541,1.0219999433355951,0.99921344897187525,1.0275941445738632,1.0130966335683287,0.99200183091579219,1.0177253060719671,1.0051428021760165,null,2.0897011420330078,0,7.4251532145356795E-3,0.34844412663097563,0.20470161658560052,1.7013313785291282E-2,5.3797353456169511E-4,7.4208595980933571E-3,0.44970780496481466,0.4871386919191788,7.8358361550874799E-3,0.28315946001453413,0.21271831296989052,5.4068418338016497E-2,2.4379880751497218E-2]
[null,542,1.0276559176948343,1.0169637254708734,0.9897166974156727,0.98956297816195293,0.99698800593121906,0.99688504720368065,0.99739559854946835,null,2.0213075374211291,0,7.5750045250081053E-3,0.32569692786112109,0.20029150300007728,1.617769067012733E-2,5.1318185958860215E-4,7.5705242859812113E-3,0.43661008360013892,0.47593345547618349,7.7905760491322508E-3,0.280599698577496,0.20314175907446133,4.9685564704962396E-2,2.4871576786866682E-2]
[null,543,0.98293964934404665,1.0190047071092923,0.96885333844004995,0.99541521477210382,0.98370801779554395,0.99657674507320793,0.98347430208016884,null,2.0786093094558837,0,8.2354897486061132E-3,0.3374053437982874,0.21033871858018799,1.6224447452023571E-2,5.2584789006200248E-4,8.2306658231726289E-3,0.45133083622738013,0.47881055213764895,8.1437652535883785E-3,0.28547741428973694,0.21299227490466524,5.0324581440744975E-2,2.7040351406989113E-2]
[null,544,0.96326825493150692,0.99926621584555408,0.99897701282576201,1.0178082118742018,0.95472438780202229,0.97113707671193583,1.0074055949645411,null,2.1416957843486721,0,7.9552454622994519E-3,0.34944572293245513,0.21902304582651946,1.7067111518149755E-2,5.5605672887570369E-4,7.9504963540644857E-3,0.47228096764629901,0.48949000634978479,8.3118760818970371E-3,0.28805063387441604,0.21680414497420794,5.4551061809185883E-2,2.6119905715115122E-2]
[null,545,1.0271590209764629,0.96979521521041345,0.95258910606873204,0.98217247922639306,1.0056204365968744,1.0157971940724742,1.0083154622932644,null,2.0763324356166626,0,8.4799146961701734E-3,0.33457346734201143,0.21089768585998531,1.6025483757475475E-2,5.0554604725656645E-4,8.4750941853776428E-3,0.45727661845727324,0.47248915252198476,7.7922655929359907E-3,0.28657760360105955,0.21321900814636216,4.9137048590313287E-2,2.7843376210796612E-2]
[null,546,1.0078587658840128,0.99301184825296707,0.96890689894580551,1.0351513459433683,1.0046181300125763,0.97994847972534238,1.0355536159064838,null,2.0881541105830372,0,7.9170739364810248E-3,0.32439544695469502,0.20849939186800326,1.6672533203902398E-2,5.1820026807637015E-4,7.9123207722638367E-3,0.46411669984725745,0.49792409555533207,7.9424152604025775E-3,0.28752730056477999,0.2047732106679796,4.9795082753041599E-2,2.5994486803786038E-2]
[null,547,1.0004294015999213,0.99648210220911038,0.96734233637313838,0.98734276566901813,1.0258589021602498,0.99225134850520824,1.0183324973054992,null,2.0875113750201688,0,8.1956565517689421E-3,0.33460057686075328,0.21120649012652687,1.6369887252553721E-2,5.2056284228053191E-4,8.1908639341064481E-3,0.46374868371502292,0.47493209163577671,8.001307116296489E-3,0.2894903926750772,0.21140720549496284,5.0329380358824866E-2,2.6909589559754175E-2]
[null,548,0.97630068584193075,0.95801700271411594,1.039149344861654,1.0241017895161058,1.0331150430336837,0.986140506578428,0.99397136679073883,null,2.1988341342146951,0,7.7278431318115997E-3,0.37243778057987825,0.22505748267827219,1.777631891127561E-2,5.7873699307205021E-4,7.7233486716172398E-3,0.47276239758227129,0.492395997417297,8.2033083665783938E-3,0.29878670837257593,0.22590621112992601,5.9560033210838942E-2,2.5373653432904347E-2]
[null,549,0.98441451615677933,1.0330414389637237,1.0118475189112806,0.9988602763435066,1.0288877977741635,0.97455069767685309,1.000752236517771,null,2.0754692269831168,0,7.464111779524241E-3,0.33776439957495535,0.20696591664694786,1.6818040050609349E-2,5.4328665406007056E-4,7.4596111018169209E-3,0.45109354203435159,0.48033941000040919,8.1340846419786297E-3,0.28835499325895597,0.2080321870162623,5.2920676033027289E-2,2.4507191749264159E-2]
[null,550,1.0389548705108538,0.99434350007573735,0.97707510604690184,0.96463985509616179,1.0090753480944419,0.98911585244419775,1.0096726766092894,null,2.0169677971107891,0,7.7402533834148518E-3,0.32320973352582688,0.20346299313399219,1.5958739446696221E-2,5.0624279557771033E-4,7.7356991161285239E-3,0.44213607893763185,0.46398317688756563,7.7051497476649713E-3,0.28231310519305558,0.20306191802836512,4.9220985115896003E-2,2.5414228565802759E-2]
[null,551,1.0012169509844104,1.0064704488953327,1.0341055250556346,1.0353864035621005,1.0115868933715679,1.0010220270669641,0.96650959590785146,null,2.0963918911084307,0,7.3383076224325765E-3,0.34957391908081226,0.20722097357958841,1.7126692254384141E-2,5.5079113226524207E-4,7.3339788825571052E-3,0.43672773540674314,0.49783688908871937,7.9988681097647226E-3,0.28760329514000732,0.21263363852109113,5.5028967528531869E-2,2.4094450006395558E-2]
[null,552,0.9992128356149923,1.0158915382850435,1.0001837522656294,0.98764133286967171,0.99987922587388944,1.0024834988496318,0.98859610129538866,null,2.0737917048889551,0,7.7883367179561675E-3,0.34307425023955224,0.20740422847479295,1.6506707284279169E-2,5.3311717898530168E-4,7.7837965351328598E-3,0.44778927462038515,0.47497844253471233,8.0129436227023756E-3,0.2849452957760053,0.21270492502629335,5.227481645040373E-2,2.5572243863664187E-2]
[null,553,0.99785625445538406,1.031225623888617,1.0133633068095051,0.98609191155454878,1.003285695136475,0.99212011852167903,1.0078828471867707,null,2.0660593038598076,0,7.488785182864637E-3,0.34007271145816825,0.20454364099897701,1.6696773362530701E-2,5.370878214054029E-4,7.4843518001135598E-3,0.45166236306675273,0.47419485862361171,8.024601499135935E-3,0.28381421693092851,0.20927466884790782,5.2654341831969202E-2,2.4588472801170307E-2]
[null,554,0.9802457608983185,1.0008236236396775,1.0084054199306156,1.0354709014247965,0.99242316678276166,0.98397944051919672,1.0081221526535429,null,2.1329164296730685,0,7.7313754275322149E-3,0.3470914236978489,0.21382664808086979,1.7218017385370665E-2,5.5082141342418947E-4,7.7267749759195809E-3,0.46473674326946718,0.49795552020892703,8.1684736835751816E-3,0.28948444827127123,0.21419341940531639,5.4310604777829827E-2,2.5384909930781074E-2]
[null,555,0.98177109969285303,1.0309097709820427,0.9970297755305948,1.0067796838250516,1.0144260275263275,0.98834147237016068,0.97490511953473624,null,2.0754189576333979,0,7.7568699993643487E-3,0.33920242300244702,0.20774491664794614,1.6568979061678705E-2,5.3785349239731848E-4,7.7522551044304864E-3,0.44320769148289763,0.48419193358872298,8.1551125805311743E-3,0.28765538241780036,0.21068267979213784,5.2007980215975191E-2,2.5468620245794764E-2]
[null,556,1.0074261550170336,1.0131427778854811,1.0066836784108351,1.0094242733805801,0.95441567402840222,0.95961235638427722,1.0094655421296221,null,2.0431589458395227,0,7.2791714410444328E-3,0.3254872645517829,0.2052179494080302,1.6625877295260941E-2,5.3250494018753573E-4,7.2747057905428701E-3,0.44533222225027846,0.48543489524718714,7.9479890558988679E-3,0.27984981086001209,0.20105732130642687,5.1777857501816557E-2,2.3899719073142103E-2]
[null,557,0.98967294690767749,1.0328078831157224,1.0317055271104636,0.99005438399826717,1.0071743848892745,0.96298909502309715,0.97481315145279246,null,2.0496016848098004,0,7.1352668379409045E-3,0.33801953302699939,0.20610213762436827,1.6744096036376378E-2,5.5029186775711406E-4,7.1309174085223007E-3,0.43538461574014709,0.47604715731182651,8.0920297053012503E-3,0.28526401935747586,0.20588082838867239,5.4093996611347513E-2,2.3427328568945943E-2]
[null,558,0.98773592581257474,0.97780984346542221,1.0121905962762536,0.98344937727759196,0.97404275075329916,1.0067642957063039,0.97887327561439452,null,2.13510279840765,0,8.0402022503146472E-3,0.3641338594042634,0.21843335728278734,1.68330220445327E-2,5.5366555675754627E-4,8.0356193171704851E-3,0.45977093351475956,0.47292750686637164,8.1067526835786156E-3,0.28789145463704191,0.22422991230023284,5.5827355365272349E-2,2.6399561685195933E-2]
[null,559,0.9945016222971691,0.9888461094901253,1.0102340719314218,1.0157533678491704,1.0473684827837568,1.0014640451529697,0.98624328076250645,null,2.1262689123919043,0,7.8199245785119578E-3,0.35255736290316148,0.21364745897731055,1.7030662547151177E-2,5.4645879814608144E-4,7.8153802900896435E-3,0.45450297337644513,0.48846792026806302,8.0514876860754616E-3,0.2939159615639067,0.21734145898749543,5.4535705042418788E-2,2.5676006530152142E-2]
[null,560,0.99059068300177977,1.0307458939022127,0.99295363459316155,0.99640784568323093,1.016207329167772,0.97108770590822091,0.99393162026167092,null,2.051981449048744,0,7.6024196246703146E-3,0.32932701446613782,0.20597240071293202,1.6456524725921986E-2,5.3110509037161864E-4,7.5978183730453413E-3,0.44494966986568107,0.47921588840098051,8.082267033638714E-3,0.28639730257064494,0.20502565786964941,5.1066973032543581E-2,2.4961246531867032E-2]
[null,561,1.0144425479834822,1.001222692587576,1.0015794494547516,0.99806937264813633,0.96960441202139025,1.0105208128464509,1.0356923981147814,null,2.0919774885884364,0,7.7517744782561954E-3,0.34256807423075186,0.20660146759513945,1.6792797482330035E-2,5.288538341791933E-4,7.7472854779983774E-3,0.46608705825082136,0.47998938200213259,7.8927257379781679E-3,0.2815301957851557,0.21222250414714752,5.231662507851529E-2,2.5452293444540443E-2]
[null,562,0.96849004333195987,1.0003195512463385,0.97823240552044244,0.97727650798759147,0.98241745459605845,1.0111005835159865,1.0015360934438442,null,2.142317741960746,0,8.5551470374239814E-3,0.35820253578945321,0.21819495703227487,1.6595532264291463E-2,5.4235646261927191E-4,8.5502812723706727E-3,0.47552303522965927,0.47005789030198269,8.265825302498489E-3,0.28890910492865113,0.22489639991596019,5.3044580826337319E-2,2.8090389672069158E-2]
[null,563,1.0158896561213604,1.0182305285564026,1.017564246587757,0.97373674936343591,0.99852336940257036,0.99177190486107625,1.0226640993543368,null,2.0542244393940567,0,7.3712372208770451E-3,0.33799718252830918,0.203478107247166,1.6659248954810718E-2,5.3227049251799454E-4,7.3668870867165427E-3,0.45309383117555391,0.46824143804285778,7.882393709490388E-3,0.28196902846669958,0.20750541710049605,5.2667307901135899E-2,2.4202563909178344E-2]
[null,564,0.96291284283746792,1.0143457324588223,0.98810682212604273,1.0024160734449312,1.0176533291661152,1.0086617572390058,0.96119879422420895,null,2.1310617689271081,0,8.3332905879522235E-3,0.3569744248281751,0.21615715708547414,1.6644962042222201E-2,5.4743875017670897E-4,8.3284929877457826E-3,0.4542297949217497,0.48212001673806215,8.3142921515616496E-3,0.29246148458347421,0.22285555939816107,5.3399691314328819E-2,2.7361744713926675E-2]
[null,565,0.99990332875925025,0.97116451437519957,0.98265726411139187,1.0301444313753858,1.0319989089567627,1.0110903399873905,0.99750944765517424,null,2.1404139310463108,0,8.2469977645715804E-3,0.34885244974443963,0.21583770718589851,1.6882477023858151E-2,5.3374959333514569E-4,8.2422592508375834E-3,0.46259996400791042,0.49547301002225541,8.0063984360456385E-3,0.29390994034530399,0.21846808650881125,5.2776447193077954E-2,2.7078439499107883E-2]
[null,566,1.0294629616712703,0.97961980239458657,1.0132196936523095,1.028846323072087,0.98897983060016104,0.98347953195223936,0.98465262844817469,null,2.0614972157633811,0,7.3420344323499457E-3,0.33329624048763062,0.20668966981730921,1.6756922711368794E-2,5.3132974450209277E-4,7.3376470877504693E-3,0.43540883988137358,0.49475516446178158,7.7782210474897015E-3,0.28427716154033644,0.2051211786842593,5.27803735063982E-2,2.4106501225530486E-2]
[null,567,0.99714788715082603,0.9565714991802291,0.98273060088049236,1.0207596296827626,1.0034280637886761,1.0110510192669695,0.98540459050788709,null,2.1509004149052302,0,8.3938511274793612E-3,0.35512649973526261,0.2201556750306293,1.6811938209491711E-2,5.3851223196972836E-4,8.3890711641324469E-3,0.46276417402556286,0.49095893684855063,8.0285269394005758E-3,0.2929005924894727,0.22238780958733223,5.3671766507047691E-2,2.7560763263857133E-2]
[null,568,0.99530555852397695,1.0400847272820906,0.98002372008118988,0.97785071723965489,0.99824940905056592,1.017391465930507,1.0009490764839271,null,2.0607485495189795,0,8.0510662768673788E-3,0.33849428415441241,0.20348987585895464,1.6224204996861166E-2,5.2044091625943817E-4,8.0464169418200029E-3,0.45230214341195735,0.47032881046866992,8.0432311683967632E-3,0.2826192481286634,0.21230313885295651,4.9992785585242658E-2,2.643503531165052E-2]
[null,569,1.0283100687945219,0.97753043043263876,0.99201755249058921,0.98420840130827758,1.0040525548606045,0.99292197767047496,1.0061299593028805,null,2.0641827368306731,0,7.7655721802368889E-3,0.33567445661524942,0.2089976535345979,1.6413205813359283E-2,5.2213773111791793E-4,7.7610385638077033E-3,0.44972002835763591,0.47335139303285984,7.7857492805774812E-3,0.28543716162829819,0.20908924208761931,5.1698765666182762E-2,2.5497476699601972E-2]
[null,570,0.98144586266404332,0.99361478014711491,1.0299938735205849,0.9807291873748808,1.0327663914813217,0.97187654041987948,0.98045625255039448,null,2.114082760643611,0,7.5352821902951493E-3,0.35556944830793585,0.21664116274611858,1.7020891934106455E-2,5.6268582752773801E-4,7.5308167612322596E-3,0.45357271954661821,0.47156822092827128,8.1597607803092428E-3,0.29293024885176838,0.2167771807722545,5.6543781421376955E-2,2.4741124956385301E-2]
[null,571,1.0160913523675124,0.98225351344074019,1.0095018148119008,0.97017081910303127,0.98530751542852801,0.99906430801566215,0.99923163603858622,null,2.081877211032094,0,7.7321552715424839E-3,0.34801264370410223,0.21115313811838091,1.6569119182566063E-2,5.3592217033843973E-4,7.7276908679174633E-3,0.45309050477958318,0.46654972284790747,7.880369369808753E-3,0.28433323175412634,0.21462866584112855,5.3740438740879852E-2,2.5387918926894595E-2]
[null,572,0.98778339540476368,0.99141418340415699,0.99285093144189296,1.0205242970676967,1.0010390719428455,0.98365019152071675,1.0308412615030973,null,2.1310863607180686,0,7.9192043194053954E-3,0.34297284188827104,0.21453042743556244,1.7058367954751387E-2,5.4091688909554264E-4,7.9145169212607204E-3,0.47434707797867282,0.49081485179397211,8.105230892257757E-3,0.2900383342129812,0.21353353774777395,5.3147759472106232E-2,2.6001701850769304E-2]
[null,573,1.0220758253157871,0.99633718928206905,0.96229918998584307,0.95905211441622618,1.0085905526612464,0.99082400350430755,0.99416503081624674,null,2.0282367263951793,0,8.0857910868738277E-3,0.32628053033312215,0.20692937844074283,1.5784026156551154E-2,5.0718081412950565E-4,8.081065370965956E-3,0.44326088357098481,0.46133837811396805,7.8315648528865089E-3,0.28416689913200927,0.20675652555196758,4.8837218738491998E-2,2.6548866406234502E-2]
[null,574,1.0476275561409061,0.98967159262605353,0.97547959428275177,1.0145222776814586,0.99557468357232592,1.0083113376554387,1.0006081179360795,null,2.0284727436526784,0,7.7399743312189075E-3,0.32200731890078821,0.20048939320463721,1.6160586282079753E-2,5.0225562260095935E-4,7.7354387824625555E-3,0.43607174190539577,0.48798105365688688,7.6412757092517878E-3,0.28106016747065704,0.20249310371151541,4.8657009450594882E-2,2.5413373287024341E-2]
[null,575,0.98995650988137163,0.9843580475358803,1.0292961229447233,0.99601078904693818,0.98864253266023849,1.004639455276835,0.97524568193853622,null,2.1333137654605876,0,7.7404468948262901E-3,0.3646699394318359,0.21632347898504126,1.7065450478801595E-2,5.5958707537379928E-4,7.7359987224291929E-3,0.45437967072136104,0.47891816553253608,8.0895704555771185E-3,0.28868045235076439,0.22241209437580739,5.680459135822849E-2,2.5415212867659728E-2]
[null,576,0.98648404671942602,0.98484692791894957,1.0010282185244614,0.99784205273421545,0.95661564822706469,1.0228170323403898,1.0014095077348062,null,2.1506532565821104,0,8.2408717321580515E-3,0.36372415936454372,0.21692477756380027,1.6919123096859542E-2,5.4716507017253712E-4,8.2362212311602491E-3,0.47135549893583878,0.47988169182973767,8.1163856266459923E-3,0.28595148981124063,0.22539945890254265,5.4779554195019238E-2,2.705860268670594E-2]
[null,577,1.0081262041881425,1.0109010229707014,1.0345344402362597,1.0161277306788619,1.0451271226009702,0.9941155272609371,0.98909383857458943,null,2.0838646546215283,0,7.2332839473357498E-3,0.34491072807571105,0.20534241743934895,1.7100856374658479E-2,5.4626780180967759E-4,7.2289951084680325E-3,0.44218655557330588,0.48857562215258415,7.9440721161878614E-3,0.28922008588325804,0.20974705919782985,5.4545733881544593E-2,2.3749544964156065E-2]
[null,578,1.0049990649108127,1.0268396027983411,0.97722710967706139,1.0025269591287393,1.023929382508254,0.97327516148324478,1.0096227616355185,null,2.0367960853856828,0,7.6615716028639366E-3,0.32003099749985325,0.20298622157529125,1.6300145358370273E-2,5.1673103839187408E-4,7.6569246585845201E-3,0.44579164648514924,0.48220607762302492,7.9654916016815413E-3,0.28562418869047435,0.20104717235016364,4.9176630654691501E-2,2.5155429452869801E-2]
[null,579,0.99593524387964527,1.0357848436125061,0.97675542695273843,0.97902294523353761,1.0117887676894,1.0211277637484493,1.0196834811904212,null,2.0759793886968052,0,8.1362666181087253E-3,0.33949937456552237,0.20418800632956718,1.6345515148358906E-2,5.1940078872644054E-4,8.1315904305918393E-3,0.46211630549334337,0.47090225750704939,8.0379567849101705E-3,0.28436743820796756,0.21333555005994148,4.9957402724344374E-2,2.6714857274591285E-2]
[null,580,1.0040091453575313,0.98257490631141287,0.9940006878657548,0.97832213992103412,0.99573218583442247,0.9984189732920159,1.0391063162099543,null,2.1166052051657425,0,8.0033757949838982E-3,0.34754593833897296,0.21364644331635357,1.6791206411163849E-2,5.3465009778968619E-4,7.9987553184151239E-3,0.47674384038361528,0.47051463172538738,7.9743087176576168E-3,0.2872043899372948,0.21623855674264073,5.313740823068612E-2,2.6278451740748263E-2]
[null,581,1.0360458802015511,0.97990995747705667,0.98262556031382764,1.0048632428224322,1.0150023948438114,0.98727689820196451,0.96955127284965481,null,2.0311440621987318,0,7.6936525234171296E-3,0.32541599871914562,0.20594876262678827,1.6131184961616328E-2,5.1327074947205681E-4,7.6890954735515365E-3,0.42729368776432591,0.48331350332836459,7.7270927603046878E-3,0.28561878808666863,0.20379477891809533,5.0130430535866362E-2,2.5261120797950062E-2]
[null,582,1.0270389352025455,0.96515279075568072,1.033705869073043,1.011926325276125,0.99750499556884464,0.98822729631092843,1.022502634520094,null,2.108145464520133,0,7.303951697594074E-3,0.34761759813155102,0.21137911315226984,1.7261402216736766E-2,5.4582478613759034E-4,7.299657933368911E-3,0.45895996261939442,0.48655793610090325,7.7977366188967025E-3,0.28688063480750586,0.21149076978173334,5.5677085281741062E-2,2.3981694787485151E-2]
[null,583,1.0230372448018905,0.99217961708391467,1.0185349813727191,1.0208716190372511,0.99539344616347114,0.99092528655809464,0.96651699896094967,null,2.0563705472956335,0,7.3414092202847255E-3,0.33738329057221128,0.20569687931101122,1.6680446214656704E-2,5.3453184189277878E-4,7.3370506318357369E-3,0.42886715520717006,0.49090430368852189,7.8273773038065823E-3,0.28426877625789759,0.20701539817031026,5.3092205638193661E-2,2.4104541678407629E-2]
[null,584,0.99760695345646133,0.99776150188512991,1.0116551478754006,0.97593449902352014,1.0032542600189704,0.97122771023380983,1.0015085378697075,null,2.0793890070581278,0,7.5637679182463599E-3,0.34212456298834226,0.211998189199785,1.6688022524815549E-2,5.4351023248852385E-4,7.5592633365848096E-3,0.45409595255726509,0.46931524402795582,8.026507662539711E-3,0.28716151187601885,0.21074055841709541,5.3864871162022813E-2,2.4834580991459979E-2]
[null,585,1.027724077223777,1.0337175164278809,1.0065675389510147,0.95741533638836285,0.97831120622611134,1.009034501160176,0.96502497043495483,null,1.9953450237314112,0,7.4543826006131927E-3,0.3332426927270622,0.1980655697138097,1.5916532744117539E-2,5.177519074065994E-4,7.4500394759364442E-3,0.42202497918758997,0.46042398398766204,7.7910068582804056E-3,0.27643780491479047,0.20586149414140825,5.0591804755798241E-2,2.4475745918160718E-2]
[null,586,0.97616629989043868,1.0279641179438901,0.95619249943412976,0.98767140226676231,0.97266307731900969,1.0060914781849821,0.99367336269906137,null,2.0843367091566254,0,8.5011122399127406E-3,0.3382200097069043,0.21027674162440008,1.6105682873869671E-2,5.2145725807958203E-4,8.4961824432157711E-3,0.4592359185874344,0.47512363286773968,8.1995276484143793E-3,0.28423940599483644,0.21508824842415675,4.9418356131757775E-2,2.7912657835728927E-2]
[null,587,0.95490154186731024,1.0276709294096262,0.97927649126347449,0.99907197659168911,1.0036777989593815,0.99024014295338081,1.0379694550007472,null,2.1470116252556761,0,8.2967522397057857E-3,0.34821753303759578,0.21537225953495434,1.6942644358725816E-2,5.4469690488125771E-4,8.2918775754778472E-3,0.48806207621361436,0.48053810314972834,8.383513161279452E-3,0.29075350177987641,0.21849567697488945,5.2465043349311721E-2,2.7241451455044838E-2]
[null,588,1.0075863517837096,1.0234444141401227,1.0013811835222046,0.99910902646145328,1.0002585135988844,0.9705305681063755,0.98072218379677889,null,2.027368773524107,0,7.3793974551582906E-3,0.32595334896182632,0.20331655919629962,1.6362088731156719E-2,5.277016804666985E-4,7.3749161292400263E-3,0.43239029681125041,0.48048995777368492,7.9464209995940942E-3,0.28317133809961192,0.2019523767063682,5.1034224025759196E-2,2.4228941864007401E-2]
[null,589,1.0084617564751441,1.0294632990730272,1.0129784817394929,0.97441975152121163,1.0064302858955747,0.97413008628339182,1.0144339928310313,null,2.0366019071490937,0,7.2922728986817261E-3,0.33085141009508573,0.20280953296631399,1.6536379246987469E-2,5.3161660457366061E-4,7.2878806772423456E-3,0.44719302410819495,0.46858301961705717,7.9401885614135328E-3,0.28262670638194326,0.20364428320352329,5.1947135824954832E-2,2.3943002760483421E-2]
[null,590,1.0371682064399879,1.0158009978801319,0.99295465409555872,1.0147406442798372,1.0094097367455199,0.98727081220384838,0.96037230556142417,null,1.9919471261714956,0,7.3267913095276379E-3,0.31738850941013896,0.19701313271737347,1.6073320831521219E-2,5.1022661161316519E-4,7.3223709501825792E-3,0.41362325473527273,0.48803292585240965,7.719305730937499E-3,0.28090075838621587,0.1975931130688541,4.90406849248015E-2,2.4056314261698936E-2]
[null,591,0.98785465484724921,1.0168505593362405,0.98890575453466234,1.0339407985175144,1.0235589653620873,0.9628520619724863,0.99574302829049854,null,2.0743866658516978,0,7.6109107622041863E-3,0.3266205113700073,0.20818364509725842,1.6725393912448511E-2,5.3348327755677017E-4,7.6062443169310611E-3,0.44733932983565466,0.49727961500255519,8.1044157119492723E-3,0.28963314420902547,0.20381251911788409,5.1170346328898268E-2,2.4988928433732616E-2]
[null,592,1.0359441896911996,1.0016722604335531,1.0341066422195822,1.0269229694993396,0.98975888370327658,0.99150854419277701,1.0309614555262281,null,2.0605216975597562,0,6.9954640257283681E-3,0.33323968128263387,0.20004190939651292,1.7134771465916243E-2,5.3334639690666538E-4,6.9912723973919594E-3,0.44844987158007027,0.49376747778050462,7.7307276635226966E-3,0.28079507938238835,0.20269796446185609,5.3166509423659539E-2,2.2968550354118388E-2]
[null,593,1.0396330898340105,0.96121261757503595,0.99606160520532416,0.99354778298175106,1.0445825680886067,0.97532464474241132,0.9886591000479853,null,2.0511913103754131,0,7.559616355751842E-3,0.32983808399886888,0.20978993361838597,1.6417562922125963E-2,5.2187727914031613E-4,7.5551282493779683E-3,0.43737151764958399,0.47783115976284279,7.701176493620141E-3,0.29001272570607295,0.20497956986781066,5.191119526671225E-2,2.4820995916622318E-2]
[null,594,1.0258737316550184,1.0049889147897471,1.024085874240078,1.0406307882550832,0.968142869007101,0.9923165667008943,1.0142373111956422,null,2.0632696885858532,0,7.1460377906851398E-3,0.33263584883053809,0.20098192060585574,1.7034610633133388E-2,5.3300861564311967E-4,7.1417483446022303E-3,0.44456102708702644,0.50038892125002865,7.8060488616168711E-3,0.27979265936195019,0.20346705981714958,5.2609961334962992E-2,2.3462911634029623E-2]
[null,595,1.0152960945812255,0.98515932216926083,0.98208605957463768,1.0195223514381411,1.0278622834359037,0.98517829516453359,0.98180001671594919,null,2.067789194883956,0,7.8196408430749997E-3,0.33033173987644188,0.20916520162005087,1.6444283974082857E-2,5.2238194207522158E-4,7.8149969572760807E-3,0.4401075132646961,0.49036581022349524,7.8849820944239726E-3,0.28946630913683052,0.20693756785354833,5.0893301624000853E-2,2.5674747160107578E-2]
[null,596,0.97939143927808348,0.98687327400153302,0.99814203016394198,1.0197541241111081,0.97318563289359661,1.0182608800171669,0.96055085024197273,null,2.1442817455837906,0,8.2546632358657616E-3,0.36190901004305354,0.21769007373568044,1.6823564574916187E-2,5.4921849756457426E-4,8.2499632367309204E-3,0.45341034192461671,0.49042837596401218,8.1749929528846122E-3,0.28894939871867131,0.22464350847520975,5.4604211156651837E-2,2.7103749539664247E-2]
[null,597,1.0195148831676384,0.98694338309846896,0.96863130908492912,1.0016454284397014,0.99873646353381074,0.99955027135039376,1.0236405049890167,null,2.0757817459161623,0,8.0755041100867633E-3,0.33068141903035586,0.20835182444222453,1.63673510204887E-2,5.1340179373606735E-4,8.0707918752230701E-3,0.45966221050925071,0.48180805694619022,7.8515940554173252E-3,0.28543089013777556,0.20877460953219934,4.9829985973675987E-2,2.6515114709709089E-2]
[null,598,1.016259349906498,0.98806911725790203,1.0028240769654413,1.0269325098557258,1.0363900880319197,1.0340852906756297,1.0365955058935195,null,2.1365718703804792,0,7.919003596799425E-3,0.35097012035162745,0.20801393657529274,1.7189738116478472E-2,5.3131397629669426E-4,7.9145069978530866E-3,0.47183615112753374,0.49386638970481417,7.8786864592677308E-3,0.28994799041600988,0.21727382225463007,5.306654874824946E-2,2.6001669249223418E-2]
[null,599,0.99453879024142,0.99326646849159816,1.0220877590083011,1.0069375533465994,0.98286907793814138,0.9910944304525825,1.0032390912327396,null,2.1170919609600833,0,7.5971717269081914E-3,0.35201364152993747,0.21294957636068182,1.7094990864040458E-2,5.5138676699438116E-4,7.5927133503265326E-3,0.45975769722438403,0.48419336796580981,8.0518775399456791E-3,0.28672585033035214,0.21556160217273654,5.5251953670975885E-2,2.4944474910807094E-2]
[null,600,0.98794914475229045,0.98286087622364127,1.0082753856705131,0.97862096465936399,1.0015490724137535,0.9648987997998405,1.0179097666538144,null,2.1134929152142536,0,7.7264474653145091E-3,0.34676598135489528,0.21735770107554031,1.690796094014816E-2,5.5043466997083828E-4,7.7218488274351125E-3,0.46907800238567599,0.47061689533920559,8.104773628383341E-3,0.28996360777184188,0.21400834414125902,5.4775086576818836E-2,2.5368725968393974E-2]
[null,601,1.0032253934515829,1.0213071047200286,1.0232135094455541,0.98735528876379908,0.98927640891659518,0.96558545424363507,1.0336627343471108,null,2.06164788598252,0,7.1878397911906266E-3,0.3339066962955089,0.20535709952828579,1.6901640926609625E-2,5.4111243726057145E-4,7.1834761304740546E-3,0.45823666307433708,0.4747738360357352,7.9822240443533591E-3,0.28271180002116192,0.2043443653273333,5.3296811288684763E-2,2.3600000663963634E-2]
[null,602,1.0053454125913752,1.0116022403613962,0.99328448611599796,1.0420775873587262,0.96298868851435337,1.0005038338668064,0.98872669669987467,null,2.0727558683961824,0,7.6940781328418712E-3,0.33355655159109199,0.20450409179251419,1.6662242013498127E-2,5.2740994051950695E-4,7.6895124781091806E-3,0.44285149860252015,0.50117942627275203,7.963668430580214E-3,0.28157900423908061,0.20761951723825414,5.1054533139734432E-2,2.5262490790368575E-2]
[null,603,1.0108136774684973,1.0151178973938744,1.0402135219639435,1.0128903699600509,1.0086231859710899,0.97872968131685567,0.99766767437121862,null,2.0645710021376709,0,7.0210846290165328E-3,0.33919952167803158,0.20388455564319127,1.707123574185376E-2,5.4670537239724572E-4,7.0168495907187104E-3,0.44119840110905512,0.4870023372009204,7.923277713884673E-3,0.28463067688377891,0.20562365719022094,5.4442289084753522E-2,2.3052579557881311E-2]
[null,604,1.010682145344971,0.99011277401540143,0.96978275793055679,0.99604650287053442,1.005733258672042,0.96003483742390183,1.0055832345886324,null,2.0482757034470223,0,7.8216685080489037E-3,0.32113529423065817,0.20993005035981571,1.6217347578929359E-2,5.1777855298983512E-4,7.8169290842186202E-3,0.44841228438919695,0.47911141155501841,7.9202776523277525E-3,0.28690818649460159,0.20261222075044502,4.9834496496081487E-2,2.5681094810785125E-2]
[null,605,1.0329700704961797,0.9736832600681391,1.0045960994186833,0.97899692145212192,0.96562408668012656,0.97743596243006814,1.0174428036507741,null,2.0539082097068633,0,7.4968745290848408E-3,0.33361633493701165,0.20895699104868401,1.6495308017222869E-2,5.2664830200526737E-4,7.4924360935647921E-3,0.45108495651726549,0.47080834644362302,7.7513293956143776E-3,0.28123235407857722,0.20632292485498077,5.250242227455458E-2,2.4615032272845491E-2]
[null,606,0.99398126723242597,0.97271616600267363,1.0265680953074312,1.0159055215572055,0.99612937503816512,1.0334022727296752,0.9894160186460863,null,2.1746183559868655,0,7.986843046469759E-3,0.37392392093356591,0.21747976556645318,1.7354749652867357E-2,5.5859665479334364E-4,7.9823740006740359E-3,0.46623621718985492,0.48849236562771825,8.0566553956389047E-3,0.2906351299192505,0.22840434104725932,5.7256449136229709E-2,2.6224633909026632E-2]
[null,607,0.99875045174213439,1.0020256704738753,1.0148853165377842,0.97486632965074227,1.0338837072416063,1.000085562846869,1.0415461124866445,null,2.1184527915609297,0,7.7176263353251765E-3,0.35170266711113496,0.21086292428719053,1.7053966724567188E-2,5.4356181988340544E-4,7.7131556542652871E-3,0.47591244683170308,0.46879229870478423,8.0175052350547026E-3,0.28961669950493241,0.21624575481108979,5.4369271078194524E-2,2.5340166133454248E-2]
[null,608,0.98741831634807675,0.96887026945970778,0.96691735402379986,1.0156385824957272,0.98682502495692714,1.0303672101366199,1.0205402311958729,null,2.1757781363953526,0,8.7841808115574193E-3,0.35828422812348004,0.21977753965981747,1.6845540032155076E-2,5.3317322189830416E-4,8.779267135636995E-3,0.48475027962221728,0.48854426634052595,8.1067145792133224E-3,0.2911037339255414,0.22642692769628411,5.2567965908036751E-2,2.8842680962103261E-2]
[null,609,1.003322375678438,1.0381936557525315,0.96659835549721007,1.0221281600089613,1.0075851492514294,1.040635164823065,1.0113214460465536,null,2.0763744198143526,0,8.213722165244762E-3,0.33476465580826842,0.19987904081920735,1.6382561201854471E-2,5.1026414012712222E-4,8.2090160514031729E-3,0.4550273326281587,0.49166688215423626,7.9781935687096E-3,0.28317445983619144,0.21160237104038704,4.8424139700606224E-2,2.6969225030447491E-2]
[null,610,1.0084363118301902,1.0044446537971079,0.99045499491871614,0.9900796987238023,0.99786776366763674,1.0143631933024324,1.008694889243746,null,2.0853501916023127,0,7.9654936142856472E-3,0.34307726990770426,0.20756943389841323,1.6524323765565035E-2,5.2591754307118848E-4,7.9609102227763146E-3,0.45712457787146143,0.47617979020262036,7.9390974841090037E-3,0.28473176079942647,0.21389163936688596,5.1636845573137975E-2,2.6154118581427983E-2]
[null,611,1.0157559598224695,0.99414599173784424,0.95720627064865715,0.9862107180611277,0.99787260709990222,0.98527300788796635,1.0239693286659226,null,2.0546466621030248,0,8.1184583565372635E-3,0.32375251139631112,0.20810833224168779,1.6095304285636932E-2,5.0836488126682099E-4,8.1136639058028703E-3,0.45796285489453314,0.47441791742939998,7.8800037110916508E-3,0.28477927002469822,0.20576566706732916,4.8725267674865284E-2,2.6655962946937378E-2]
[null,612,0.96947357095587761,1.035535439366928,0.97936717215005897,0.97174848594592234,0.97048722066020854,1.0174949912820661,1.001942966090908,null,2.1058851625849901,0,8.3730472343894555E-3,0.3514990227828616,0.21080390317515585,1.6399216857377774E-2,5.3492095150738128E-4,8.3682610887066636E-3,0.46751700500057192,0.46739566358497242,8.2575070713248253E-3,0.28382078894223245,0.22054317426975628,5.1626350538407965E-2,2.7492395556504106E-2]
[null,613,1.0003907358552651,0.99296562735563942,1.0043138391192474,1.0357748671262139,0.98529616866066061,0.98106335292652647,1.0486452789962903,null,2.1204998429473028,0,7.6012460236049026E-3,0.33803826889697602,0.21047863346611317,1.7255973865522713E-2,5.3941116685933413E-4,7.5966969848842133E-3,0.47419461967433935,0.49811423244212499,8.0037475932756633E-3,0.28667085408350762,0.20909114285586425,5.3159945525851356E-2,2.4957562415588715E-2]
[null,614,0.95907421746991084,1.0015001963773578,1.040857709051459,0.98355129121182294,0.99457092797437108,1.0104957327592512,1.0054779891246588,null,2.1906540721882486,0,7.8810157933457727E-3,0.38132278331307401,0.22032696611957533,1.7555183746237407E-2,5.7965648866288902E-4,7.8765323309022157E-3,0.4820159358016487,0.47289413838888555,8.3507561900888188E-3,0.29150225255220841,0.23107627599680144,5.9157696646518661E-2,2.5876910406989296E-2]
[null,615,1.0079316962985656,1.0260858695060826,0.96703358825354835,0.98102691577643164,0.98922306479694366,0.97501905755758211,0.98992104353642729,null,2.0122915622686697,0,7.8130413341414365E-3,0.31874615143555379,0.20327694560156517,1.5866530015654402E-2,5.1052630649702239E-4,7.8083376694361196E-3,0.43714838418176499,0.47189495583339752,7.9417337223158004E-3,0.28146683436248821,0.20142621302554298,4.8365122164125279E-2,2.5652869284467691E-2]
[null,616,1.0207908070710372,0.98627916352456013,1.0443223419847483,1.0115585072790345,0.99971656196709002,0.99934741096332391,0.97722426842480203,null,2.0870329487935471,0,7.2045008429463975E-3,0.35137739731799916,0.20806351641227053,1.7081425045314728E-2,5.4967040782430388E-4,7.2002839771418449E-3,0.43811748533669892,0.48634994610957388,7.8460704340620174E-3,0.28554683301064032,0.21252134984311358,5.5928251963171846E-2,2.3655219778681211E-2]
[null,617,1.0389945726441687,1.0123683723979591,1.0205820092438525,1.0307706750466206,0.96841858424936911,1.004492481267397,0.99213556621383925,null,2.0289252822726715,0,7.1272383179187652E-3,0.32909112623855602,0.19649511007747097,1.6675563268808764E-2,5.2307167497812359E-4,7.1229937914690841E-3,0.42934707195165372,0.49565824990779694,7.7072753037967347E-3,0.27697370429389034,0.20169511084254013,5.1361946269356445E-2,2.3401296970271358E-2]
[null,618,1.0384012824128253,0.97829048484177017,0.98344754806162349,1.0034639153319334,1.0139036393690986,0.99403504260961273,0.98658857296690994,null,2.0417019940655017,0,7.7278969923250829E-3,0.3274880872735193,0.20582030091580758,1.6235989683258515E-2,5.1283470633017652E-4,7.7233526878335065E-3,0.43532237070388996,0.48263798806335817,7.7096110494967599E-3,0.28534475981599677,0.20499545832499294,5.0265471205892989E-2,2.5373666627450393E-2]
[null,619,0.95692265929108999,0.95787925971870747,1.0243902072997761,1.0058542447516126,0.9810386948683425,1.0291997688889813,1.0118109136789559,null,2.2620059956455223,0,8.4821113064436782E-3,0.3951239946437945,0.22998843419812148,1.7816520859486519E-2,5.826550360052518E-4,8.4774257005436372E-3,0.50097699087691705,0.48366567099279167,8.3685322502028234E-3,0.2958074700486375,0.24164864401006717,6.0180732356755799E-2,2.7851035978639666E-2]
[null,620,1.0268427758519689,0.99923418766525207,1.0043473094436064,0.98497542293892781,1.0320473901368306,0.98663100481192301,1.0151052320719776,null,2.0502686070927614,0,7.4610810711866708E-3,0.33183257814761702,0.20458707050323513,1.6552690920954002E-2,5.2421050890762589E-4,7.4566605754201008E-3,0.4477398609226696,0.47368418679802937,7.7975684971810042E-3,0.28609774441368196,0.20524875726146602,5.1710861281862898E-2,2.4497498332920978E-2]
[null,621,1.0047241586558717,0.9807594108210882,1.0136347500633687,0.99526798116655391,0.97469572460503773,1.0061418364263974,1.0175027340515297,null,2.1245464144353612,0,7.8088902338479286E-3,0.35483729136894815,0.21356484135730372,1.7003358429969972E-2,5.4436531534643722E-4,7.8043996665077761E-3,0.46763692715734395,0.4786066790608578,7.9697640903224308E-3,0.28558803790396392,0.21832707399551091,5.4832634629050601E-2,2.5639931694081689E-2]
[null,622,1.005248812575402,1.0154360363320267,0.98370372015369756,0.97301021562683321,1.0343010855692243,0.99963575299421814,1.0046012053709501,null,2.0621543127305184,0,7.927927738462813E-3,0.3361657076605663,0.20647369348508879,1.6300439372865391E-2,5.2203294590625596E-4,7.9233047384690593E-3,0.45228296114204841,0.46798986542927906,7.9638838345272196E-3,0.28734221859621983,0.21039632240822084,5.0691238234352419E-2,2.6030572621435859E-2]
[null,623,1.0276011890433154,0.98993723289275215,0.99888323477300067,1.0347942316606888,0.99501701192694902,1.0109452358353443,0.98894858050439327,null,2.0714614736069068,0,7.6445419175243676E-3,0.33572899958856706,0.20437706553731688,1.6674261050700554E-2,5.2315911396388481E-4,7.6400727842192775E-3,0.43981111484675955,0.49765930614294968,7.791506115540409E-3,0.28400998367724478,0.20830510291292068,5.1485378061066726E-2,2.5100065693182252E-2]
[null,624,1.0076656744485852,0.97878599410296097,1.0286201301669553,0.96879203352530008,0.98277499456135653,1.0107097154294589,0.98592232302611071,null,2.1102175403510852,0,7.7099680776731702E-3,0.36267038987641337,0.21388723697758238,1.6827495471196257E-2,5.5066495316705329E-4,7.7055838229739297E-3,0.45421043571165326,0.46583230971134987,7.9473617906980522E-3,0.28552367644967797,0.22127616417182802,5.6180899229476909E-2,2.5315290262739595E-2]
[null,625,0.99965947694970414,0.99764772147132541,1.0029353892228297,0.99860134331364525,1.0196813278560481,0.98437722887051171,0.99839711883145155,null,2.089424892509173,0,7.6991652646057731E-3,0.34130662259862199,0.21092825160858941,1.6738864694305151E-2,5.381112089816128E-4,7.6946123407406345E-3,0.45296794207858165,0.48024120092757361,8.0095226436780517E-3,0.28906703409897311,0.21127811077540376,5.3074539339428239E-2,2.527924545890263E-2]
[null,626,0.97435449334916246,0.99349400948080491,0.97806843367629048,0.99675697444089428,0.97671301677682143,1.0238524851051627,0.97661063372940693,null,2.1428805537390558,0,8.6053921719379638E-3,0.36017138815527072,0.21792704457969866,1.655981793682754E-2,5.4048851190311223E-4,8.6005412771472823E-3,0.46383499409613838,0.47942824504195075,8.2160652168718571E-3,0.28876177921502694,0.22615394186728155,5.3036130261815355E-2,2.8255509751060847E-2]
[null,627,0.97193704602113562,0.98966168989248571,0.99150067663756303,1.0154682951316503,1.0159808146348597,1.0094101972758451,1.013634384100121,null,2.1732138391159954,0,8.3325850852481991E-3,0.35975771860857125,0.2190111809039198,1.714287767842489E-2,5.4944196768801979E-4,8.3278085394998987E-3,0.48027827356512709,0.48838728981799345,8.2372974401724811E-3,0.29395542466652574,0.22415682836877771,5.4382786560495215E-2,2.7359496084048331E-2]
[null,628,0.96618931331516555,1.032309376110117,0.97095842402436505,1.0335800506244595,1.0244881768974392,1.0096449076758021,0.99542896333740172,null,2.1241295173941266,0,8.3285138581588192E-3,0.34288459954890255,0.21027778462049207,1.672379121004107E-2,5.3323733194659661E-4,8.3236465471348275E-3,0.46264328706342089,0.49716186627175629,8.2850749006066482E-3,0.29129344512097127,0.21618691322140576,5.0798562798385009E-2,2.7345822617220437E-2]
[null,629,0.98482925372770336,0.96403735739176322,1.0112656720713147,1.0152607252299348,1.0084169380314705,0.99233221191147147,0.99264134843151797,null,2.1635264942407928,0,7.9903460456252854E-3,0.36110054293815835,0.22165293498836192,1.7221985944418053E-2,5.5798818276958607E-4,7.9857172037791236E-3,0.46743586536009413,0.48822792250959535,8.1306249489733595E-3,0.29415984549707175,0.22247827547909638,5.6329519841023905E-2,2.6235617393076241E-2]
[null,630,0.99010085386495572,1.0152041698656233,1.0206308549172229,1.0464921085842827,1.0037060588345521,0.98914569372762073,1.0241424789660929,null,2.1193603620290857,0,7.4266610192501433E-3,0.34295403886303444,0.20747775753162573,1.7403151351735778E-2,5.483128290658956E-4,7.4222121848365958E-3,0.46350930393129669,0.503217936965351,8.087883180897185E-3,0.28760078699301883,0.21018571700193497,5.3995597786989473E-2,2.4384324428549754E-2]
[null,631,0.99782936388744958,1.027359051128014,0.98435644673950362,1.0216409502954604,1.0061905189561524,0.99760908507322432,0.99639768733499123,null,2.0659877792767172,0,7.7976549841391827E-3,0.33113791095181733,0.20380066322273244,1.6515795657445216E-2,5.237802228109735E-4,7.7930236902765959E-3,0.4465781121455446,0.49137784755989694,8.0231377109508395E-3,0.28505273836937089,0.20717179178263148,5.0208074948389296E-2,2.5602557998988567E-2]
[null,632,0.98427306913742529,0.98101317893505235,1.0351035737324272,0.98229291918202244,1.0098722188225036,0.99345547089072006,1.0250575344488819,null,2.1622176029230049,0,7.6895490600962235E-3,0.36715415504107085,0.21864798668915927,1.7445064966907946E-2,5.6655470330962932E-4,7.6851069267079627E-3,0.4800708614010491,0.47230550689649631,8.1366244788838096E-3,0.29159733854573244,0.22320297291965138,5.7846962259382156E-2,2.5248017154749069E-2]
[null,633,0.99587121463453177,0.98020685628818582,0.9916781017926356,1.0025498726197568,0.98253616712731506,1.0238067227492382,0.96487977902240829,null,2.1227864053689691,0,8.2835268212290182E-3,0.35778942003540387,0.21555615225619928,1.6575945031350334E-2,5.3838793883157464E-4,8.2788483423548807E-3,0.45058882260573291,0.48217367143079792,8.0393374818807702E-3,0.28786718657413679,0.22290779028674892,5.3555723920794739E-2,2.7198646285964023E-2]
[null,634,1.0022996299079387,0.99389482882691715,0.99368555322134322,1.0323423076092175,0.98823136036082404,0.98579317122001264,1.022181932083996,null,2.1027248581371407,0,7.7393588801156141E-3,0.33583011750900776,0.20989039572190696,1.6929820012317642E-2,5.3295922682021957E-4,7.7347495727785711E-3,0.46198175967563537,0.49649608191050149,7.9878914885252467E-3,0.28653386682340864,0.20898676094092275,5.2148705121121464E-2,2.5411109014309541E-2]
[null,635,1.0182805763349798,0.97730856430681823,1.0362416460870572,0.98815247193376221,1.0271081066630698,1.0292966058055992,0.98248686293351928,null,2.120530217149879,0,7.6352986655556883E-3,0.36552708056768457,0.21139217282991862,1.704501479884003E-2,5.4902720639442998E-4,7.6310055248361664E-3,0.450204197703158,0.47511962650887807,7.8649506742702203E-3,0.28920408898333366,0.22207311268295224,5.6484961468950677E-2,2.5070276866216719E-2]
[null,636,1.0022597108190052,1.0197724204952634,0.98924418792229185,0.98948871261568261,1.0069407662595964,0.98166188180440017,0.99052720249116932,null,2.0462798752900953,0,7.6916096076607016E-3,0.33034748191551322,0.20574306132639866,1.6310754015245836E-2,5.2537641421457305E-4,7.687017762239479E-3,0.44250165544716569,0.47589913444716248,7.9879538477497548E-3,0.28485466807855192,0.20609817660334825,5.0761910183787291E-2,2.525429485637895E-2]
[null,637,1.0195419676550037,1.0098950569563079,1.0033897133265546,1.0098762706865787,1.0040847090996359,1.0215549770795307,0.99177715117903531,null,2.0690895884598759,0,7.6854209614130283E-3,0.34105982083999958,0.20294822495666151,1.66037243314354E-2,5.2526703406226651E-4,7.6809814936646143E-3,0.44293215762049337,0.48566210967679008,7.8533515501898847E-3,0.28349412212745262,0.21107084474718815,5.1709941246445637E-2,2.5234463796904794E-2]
[null,638,1.0024775442446612,0.9978290299559861,1.0153147784839041,1.0340221241047394,1.0097743427465737,0.99342402245464356,0.99116362000233027,null,2.101127183496891,0,7.5283176603423299E-3,0.34341144045466387,0.2089216185343202,1.7049412098806189E-2,5.4266318456378773E-4,7.5238589065421066E-3,0.44816445372415054,0.49723774429284084,7.9877219262539153E-3,0.28823258793823242,0.21109673594537529,5.376899795767081E-2,2.4718266193813412E-2]
[null,639,0.9639234993837128,0.96554475155574337,0.98612936753493907,1.0185358950892796,1.034485297936784,0.9684535812752969,1.000917910981876,null,2.1759658796225296,0,8.2898040879274704E-3,0.35348546155480493,0.22633000868531122,1.7133072945442595E-2,5.5674123331919071E-4,8.2849020178098667E-3,0.47736711680307176,0.4898790013202331,8.3054564343196264E-3,0.29976140188956457,0.22092803443118297,5.5005951862830485E-2,2.7218534532568065E-2]
[null,640,1.0438409733987792,1.0371156962517727,1.021177238614235,0.98708284853743511,0.96686139128997428,0.99638235996825097,0.99231915857748054,null,1.980184829913465,0,6.9787871538566758E-3,0.32267833636083609,0.19224932668233996,1.6240409973541276E-2,5.1591686682744614E-4,6.9746065794096309E-3,0.42220991841738598,0.47464872012630382,7.6715246257930284E-3,0.27307091022602492,0.19769868248136718,5.0291466878747172E-2,2.2913797848742905E-2]
[null,641,0.97505624455679563,1.0112377867299132,1.0096916152170241,0.99637803152048421,0.9973330351251215,0.99736608187853359,0.96959165701203109,null,2.1136069465898726,0,7.8919002465043606E-3,0.35535642031419079,0.21403673227156761,1.6782086461393765E-2,5.5211333159316408E-4,7.8873030325806621E-3,0.45108132596663891,0.47915206648861441,8.21202489932653E-3,0.28881405789876968,0.2191342329991979,5.4578187589571642E-2,2.5912295582932794E-2]
[null,642,0.98051485838467001,1.0137180089549969,0.97025656622959366,1.0130871247389168,1.029075810636414,0.99222779558973695,1.0231426405198663,null,2.1136593470873,0,8.2033252480072025E-3,0.33718035277742658,0.21152790583373163,1.6687877425804326E-2,5.2893537434131241E-4,8.198489148134841E-3,0.4705596966040787,0.48730672250113194,8.1639869001666754E-3,0.29132507259475843,0.21267697221438106,5.0772020151637946E-2,2.693464080971511E-2]
[null,643,0.99342466855594891,1.0165492744043911,0.98174315141445279,1.0259998716071395,0.9850314328899954,1.013341645191296,0.98699519492897636,null,2.0907419642257761,0,8.0551968076554761E-3,0.34001661943960987,0.20716011254120284,1.6551038625968326E-2,5.270593288552607E-4,8.05050752559156E-3,0.44972690867085691,0.49348239834436752,8.0585594638372185E-3,0.2848478216346208,0.21304676142346898,5.0880899856482156E-2,2.6448474178568337E-2]
[null,644,0.96190433314443291,1.0111884423415773,1.0233955293798749,1.0167325063209764,0.99112083783024196,0.95598768992084016,0.99986269368167768,null,2.1289447206230645,0,7.5038204491977472E-3,0.34873121134266316,0.21683865021535126,1.728843808506805E-2,5.6670318765085818E-4,7.4992523864601769E-3,0.46373785512958521,0.48889944969424781,8.325131868568765E-3,0.29057949452359377,0.21339488849548599,5.5950040183627051E-2,2.4637425959959516E-2]
[null,645,1.0093102236041991,0.99479633899566466,0.97091345587589006,1.0056817702700926,0.9735299595374115,1.0040658354555032,0.98905669753637404,null,2.0710148750411612,0,8.129298221595296E-3,0.33464894199097101,0.20890560507239217,1.6238311832297573E-2,5.1804829381725049E-4,8.1245690487026616E-3,0.44767591717185939,0.48374266389019421,7.9311078547828068E-3,0.28351649706375881,0.2109998768483092,5.0150844390676644E-2,2.6691789804993447E-2]
[null,646,0.95966552241143432,1.0186870059497957,0.97032292504125661,0.97869584157579559,0.98763555233292033,1.0234279156923671,0.99924830971426581,null,2.1444505702007377,0,8.7346931959540533E-3,0.35908526969872973,0.21646091402809542,1.6518238011798476E-2,5.39404077284515E-4,8.7297621572644292E-3,0.47654530619490837,0.47076391786615834,8.3413586181524113E-3,0.28885295313843989,0.22648481007542035,5.2183288145781895E-2,2.8680041384656095E-2]
[null,647,0.98696241108258276,1.0329001960866517,1.0431481214579323,0.99236217294215812,0.97478537159218226,0.99676357319569009,0.98911702287230252,null,2.0891091803525321,0,7.2833864943449376E-3,0.3542639663559502,0.20669775592472092,1.7047996809421009E-2,5.5751407870345342E-4,7.279097572352294E-3,0.44885162138800638,0.47712385702062621,8.1149273157178087E-3,0.28241278918529378,0.21440659026017964,5.5722303464625228E-2,2.3914147471279141E-2]
[null,648,0.97958696195670947,1.002415610521513,1.0429869101688838,0.98139148902826445,1.009833397017204,0.9858141763124123,0.99035669690810124,null,2.1272209221428473,0,7.4657427506953158E-3,0.36300000529139198,0.2152507079081486,1.7226247318431216E-2,5.6840069625949889E-4,7.4613684126792722E-3,0.45937053324895977,0.4718496525646983,8.1760161767294431E-3,0.28996705087739494,0.2197134124148421,5.7590304910412449E-2,2.4512965073594191E-2]
[null,649,0.99642919430670718,1.0149408521939045,1.0235604375352887,1.0227771059338333,0.99891215268420941,0.98953252876303854,1.0372607690169204,null,2.1102750495957254,0,7.3894495472319709E-3,0.34355111167246755,0.20703029691739436,1.7314247823521138E-2,5.4633960645813129E-4,7.3850473487295865E-3,0.46750372870214274,0.49180552326059696,8.0366874359139896E-3,0.28591377589062972,0.21020564826605931,5.4109866081190651E-2,2.4262226137851658E-2]
[null,650,1.0190512015978153,1.0013189323833456,1.0046970813251708,1.0192610489224558,0.98223763972845168,1.0104080742740282,1.0022052094578577,null,2.0762536368498163,0,7.6234380763159732E-3,0.33933055229220144,0.20459793000579216,1.6731588831579113E-2,5.2794742881640119E-4,7.6189897566717769E-3,0.44765499298105421,0.49017141948926318,7.8572078628738763E-3,0.28245074489474464,0.20984481831905985,5.2060081812659864E-2,2.5030801251415876E-2]
[null,651,0.97038277557213948,1.0390815971450416,1.0343561300814728,1.0218527894474609,0.96666576455145636,1.0169207708571097,1.0025907844613715,null,2.1365658952159841,0,7.5926957670812501E-3,0.36190455443466929,0.20835848911786981,1.7371723897426646E-2,5.6121724755624398E-4,7.5882876996569253E-3,0.46408981207369721,0.49132888077537756,8.2530493187792254E-3,0.28385880045376222,0.22010320285652454,5.5810637865037344E-2,2.4929935242707126E-2]
[null,652,1.0095738999162818,1.0115952946539666,0.98405597007599244,0.98331308175190335,1.0329174142434665,0.98616251287387235,0.98769647885239664,null,2.0439324436355633,0,7.7759840450654771E-3,0.32998859304873579,0.20595643692372576,1.621429352800877E-2,5.207544012433633E-4,7.7713762211316512E-3,0.44074373288633767,0.47294420843255741,7.9297860967494378E-3,0.28721622676632363,0.20648841019326969,5.040316999524648E-2,2.5531439187299818E-2]
[null,653,1.0387382918325174,0.97779801054511728,0.99982087222711746,1.0299906351823143,1.0149162653350376,1.0322745305888179,0.96380615706813799,null,2.072703266846569,0,7.7756024191820653E-3,0.34223041225458833,0.204756597555739,1.6547994146301467E-2,5.2055816712932813E-4,7.7711653776761473E-3,0.43024337267771989,0.49534626346527061,7.7080196288985192E-3,0.2858094489344099,0.21222558542667389,5.178870513176264E-2,2.5530746499581574E-2]
[null,654,0.99546000428498738,1.0114923409815277,1.0018102743524311,0.9884253101335817,0.99626957886273027,0.98532263039063617,0.9698669459698066,null,2.0634802629208751,0,7.697941821069902E-3,0.34036630720818201,0.20922881600575616,1.642519550588762E-2,5.3685674706714431E-4,7.6933873830283628E-3,0.43926135211422512,0.47535070334799456,8.0432464590592251E-3,0.28559468259793241,0.21083082305659903,5.2571613232459527E-2,2.5275221083753626E-2]
[null,655,0.98629649756974169,0.9835742070828899,0.99671998960090824,1.0289000807919362,1.0179829218004279,1.0062412359549726,1.0024721550476454,null,2.1527679692581656,0,8.1039044775805917E-3,0.35413037757710569,0.21644510071687592,1.7114894892226486E-2,5.4539178277092013E-4,8.0992214642413313E-3,0.46783218941245008,0.49483127470683058,8.1176765487760583E-3,0.29302193744754024,0.21999348129041718,5.41318129572287E-2,2.6608514939280518E-2]
[null,656,1.0368840071278562,1.0265550370335241,1.0286605993644196,0.97713627690505955,1.0097555082566725,0.99959597837513237,1.0060460740791379,null,2.0161110785660186,0,7.0672383245588598E-3,0.33246036177329252,0.19670649541692506,1.652749653051757E-2,5.2506353386374996E-4,7.0630583020144062E-3,0.43489093292938169,0.46984442608953758,7.7234155159499364E-3,0.27939269866681882,0.20283952376702666,5.200045451420892E-2,2.3204389851039103E-2]
[null,657,1.0033515973980387,1.0095368000364884,0.97044275266063962,0.97586783434164293,0.98543695144610832,1.0023219834690262,1.021573086813593,null,2.0717326747117024,0,8.1534497793560347E-3,0.33527791494116915,0.20804222437082348,1.6240089884875311E-2,5.17841376142109E-4,8.1487172065172614E-3,0.46269557499041664,0.46940326048723846,7.97818151552083E-3,0.28336119502368901,0.2114541679984612,4.9995832522988171E-2,2.6771124173216709E-2]
[null,658,0.97923550519259805,1.0092171208326886,0.99199573230266269,0.96465543277187837,1.0113449458177288,0.97634999495468522,0.99316447813819864,null,2.0874631059064099,0,7.9593116610575942E-3,0.34402934649470179,0.21404187714508785,1.645142606747596E-2,5.4134180087123227E-4,7.9546110563085554E-3,0.45797813070173288,0.46394752788943755,8.1759322208304896E-3,0.28904110564939101,0.214296119271596,5.2831575451157221E-2,2.6133423818875515E-2]
[null,659,1.0309659236134789,0.97630762146334704,0.98995173191187846,0.97829285296551927,1.0261531230130809,0.96755176665600728,1.0358992818385233,null,2.0550782740908593,0,7.584610615269138E-3,0.32628502811391835,0.20881189982702542,1.6482718904246862E-2,5.2006335438900368E-4,7.5800728293248867E-3,0.45776216356766336,0.47051236599690882,7.7655768818255403E-3,0.28731415187971659,0.20348116187747914,5.1244734689125424E-2,2.4902946784505376E-2]
[null,660,1.0308522436862013,0.98860912052275096,0.99136560708206689,0.9940864810491995,1.0216038964026577,0.97196702019623971,1.0096762695044335,null,2.0378763206750645,0,7.4972302016771764E-3,0.32358134070424205,0.20563406002648651,1.6385286514395629E-2,5.1819641428084906E-4,7.4927238440929394E-3,0.44312259778712765,0.47810415316562244,7.7665124111099019E-3,0.28583393267203827,0.2016317401949892,5.0687029517632626E-2,2.4615977624724172E-2]
[null,661,1.0156900015669157,0.97639971389880409,1.023342637877128,0.96410363051175274,1.0277852277450947,0.99979923695159034,1.0183541776448435,null,2.106837480825849,0,7.6335710985190892E-3,0.35473000132424665,0.21263840936904257,1.691501181531559E-2,5.4423601397625269E-4,7.6291835893610126E-3,0.46396117820851668,0.46359281644459222,7.8842730923872253E-3,0.28911568641153862,0.21707209595155072,5.5323868474331926E-2,2.5064291229507919E-2]
[null,662,0.99740190826803821,1.0307848756143465,0.9933985559172307,1.0024944249772521,1.0019646683125438,0.979838349530609,1.0209311092014208,null,2.0595800766206258,0,7.5853509367960203E-3,0.32892685958849249,0.20404156145824548,1.6602563614716993E-2,5.2768613327540707E-4,7.5807841267179774E-3,0.45481289651853996,0.48214185925928554,8.0270992507944627E-3,0.28406311660475542,0.20472445277387874,5.0811264606358493E-2,2.4905283622359962E-2]
[null,663,1.0141668621870998,0.98154082132546117,1.0090843758245158,0.99592530711090677,0.95755514728864277,0.98808705891894733,1.0178842987085042,null,2.0901582797943754,0,7.6231543334742023E-3,0.34277267645179776,0.21112724009794379,1.6796314196416067E-2,5.3689024654643056E-4,7.618677440880843E-3,0.45954137044968901,0.47893613969285881,7.8952993855167224E-3,0.28247950559747675,0.21144698653758992,5.3600558836286387E-2,2.5029775194846664E-2]
[null,664,0.99672471722752543,1.0136819522640501,1.00941055210675,1.006736422524819,1.0072325571468792,0.9875268964129349,1.0264307734540181,null,2.0957620218162507,0,7.567061176972022E-3,0.34050457531300826,0.20784914494652018,1.6979870061841942E-2,5.3945073723565341E-4,7.5625664077009509E-3,0.46319603134655823,0.48413418836132327,8.0334818112045639E-3,0.28661875248002011,0.21000908563592402,5.3056503262703898E-2,2.4845432629179397E-2]
[null,665,1.0086258996138151,0.99079446270171168,1.0176520482706133,0.9701889319275171,1.0127186656200955,0.97590945098642534,0.99363150104827802,null,2.070449746285246,0,7.4827466941538058E-3,0.34317922103703746,0.21106495743909923,1.6639112282999021E-2,5.4203652040345164E-4,7.4783176649885165E-3,0.44797481307063941,0.4665351464669884,7.9391648853609775E-3,0.28719554625046489,0.21067639357078702,5.4139135039873908E-2,2.4568648750756421E-2]
[null,666,1.0077126765112903,1.0390201086160034,0.9972184494186429,0.97378380268460429,0.98894287717083573,1.0086479113693838,1.0371802084867019,null,2.0559665999492469,0,7.6780907087553836E-3,0.33590773724430817,0.20095861371235424,1.6494304455769868E-2,5.2245807396558881E-4,7.673609914524134E-3,0.46127953488316398,0.46832263271126345,7.9451860971768828E-3,0.27997029745810936,0.20861386211436975,5.0746208174886211E-2,2.5210245818108736E-2]
[null,667,1.0214682185810458,1.0054266924554918,0.99788652299470448,1.0355127838477651,1.0199384272831074,0.99768964028223961,0.98168387797615286,null,2.0533679797710267,0,7.5160829039172339E-3,0.32932434942990158,0.20220544891170167,1.6600860285686136E-2,5.2256356431102898E-4,7.5116082977670015E-3,0.43333894060607975,0.49800794428186917,7.8382305038029836E-3,0.28559494496129129,0.20444738992657371,5.0813762852941396E-2,2.4678019053017614E-2]
[null,668,1.001157391099643,0.97391740171133001,0.98169036999059844,0.99943634953647154,1.0108758373066724,0.99320963462809453,1.0158120227995802,null,2.1186288482468392,0,8.1463083208850474E-3,0.34382087465115962,0.21573164789326138,1.6698826539178788E-2,5.3200219304195802E-4,8.1415744688027192E-3,0.46788594316568216,0.48070611206891373,7.9963138602005719E-3,0.29060892898738666,0.2154369707643625,5.246830396454602E-2,2.6747658011188197E-2]
[null,669,1.0099564750701187,1.0302596566377356,1.0079349957926411,1.0063285949722081,1.025546159340849,1.0406245865555932,0.96758851645103328,null,2.0694278590282451,0,7.7550111211472563E-3,0.34778334322441007,0.20092324910025988,1.6546397231195744E-2,5.282271520681346E-4,7.7505944572323305E-3,0.43502436620445789,0.48394245237443889,7.9281480640092366E-3,0.28471887525470196,0.21467759715759188,5.1896455436719988E-2,2.5463164492303379E-2]
[null,670,1.0226368393734364,1.0065619209362691,0.98442389633761196,0.98113655164009927,0.97011250104725688,0.96643736500145994,1.018923903591316,null,2.02041191879953,0,7.5268432473720006E-3,0.31968378982058132,0.20405138216240384,1.6174308278009301E-2,5.1530420928942266E-4,7.5222876281487378E-3,0.44620962699528821,0.4718962802936999,7.8285134849821955E-3,0.27957746380651155,0.19999792554112314,4.9768775781631747E-2,2.4713104045230569E-2]
[null,671,0.99963644551045849,1.002513718967321,1.0180338586602748,0.98153887259639672,0.99590702030782785,1.017161661504727,1.0086552386480236,null,2.1138655077908903,0,7.7883991289340489E-3,0.3575197365555367,0.21039925731204864,1.6907670067701462E-2,5.4453379719260678E-4,7.7839537140441915E-3,0.46304853487742692,0.47199189627116256,8.0105817414332248E-3,0.28576831441664502,0.21943281484865895,5.4673853071664127E-2,2.5572760246310191E-2]
[null,672,1.0106069771732931,0.99640126299203691,1.0031010514550847,1.0112242800942024,0.98475378052849072,0.98776884600326653,0.99499842860281917,null,2.0731853379189551,0,7.5984827072329278E-3,0.33697177788671873,0.20812279576011861,1.6668052167942645E-2,5.3262913625999218E-4,7.5939779357170681E-3,0.44633778221674869,0.48631124931735209,7.9227681761563085E-3,0.28435895918825599,0.20857508981550918,5.244010954994191E-2,2.4948629475465507E-2]
[null,673,1.0397332676398596,1.0128444651396609,0.97946698461940074,1.0047263235123449,1.0161746299169025,0.96209648929643021,0.98493036879258022,null,1.9770902783142639,0,7.2980551034879078E-3,0.3064279577487668,0.19757064542365241,1.5940058699779467E-2,5.0326025323508715E-4,7.2935533052239905E-3,0.4201180091585342,0.48325718073754903,7.6995137758550988E-3,0.28148746878099778,0.19225289345862975,4.7876152930414397E-2,2.3961639145111381E-2]
[null,674,1.0102245821030764,0.99498779162058804,0.99274104702127375,1.0010215216670941,1.0113706614439908,1.043252250954614,1.0159764321580784,null,2.123496568291404,0,8.183362411636988E-3,0.3543347698881486,0.2088677206174813,1.6783097078252509E-2,5.2808687781283543E-4,8.1787850011755345E-3,0.46657897882640675,0.48143544059123622,7.9251745491617925E-3,0.28708401495732966,0.22062129293876864,5.2472662948630726E-2,2.6869906428633263E-2]
[null,675,0.99865166306721365,0.9956929681980996,1.0428388800641684,0.99881357652017277,1.0233047459769087,1.0212368544334871,1.0022299420200278,null,2.1416953941783303,0,7.5568940342758432E-3,0.36731273892972582,0.21171655649996207,1.7378706014778707E-2,5.5897785611632518E-4,7.5525907082852747E-3,0.46236561814360488,0.48022655992371527,8.0199237923971201E-3,0.28976598278965821,0.22234202095152472,5.7199953314663425E-2,2.4812659288173274E-2]
[null,676,1.0143792400580396,0.99364238651691161,0.97707766143258012,0.99296988272976017,0.95282800647494204,1.0050552127512866,1.0074649571828029,null,2.0701456052723741,0,8.0491204289983367E-3,0.33611201060687662,0.20839224126892988,1.6286462534957129E-2,5.1865521183228102E-4,8.0444545253000113E-3,0.45459355092586806,0.47760966016394446,7.8918245655737185E-3,0.28060066404268513,0.21116767759866129,5.0548936106650219E-2,2.6428588150090637E-2]
[null,677,1.0080664297438175,1.0114588638000572,1.0352071232545672,0.97763631070224555,0.9783517770449397,1.015566754098852,0.99292530672956347,null,2.0857171258133373,0,7.4599188083546587E-3,0.35627621116676095,0.20667121840322342,1.6847467658492855E-2,5.4651186044734528E-4,7.4556348719347944E-3,0.44933261239969879,0.47006622493576755,7.9445819550213043E-3,0.28178925075317962,0.21657748862369522,5.5175713422277881E-2,2.4494128571193565E-2]
[null,678,1.009492833111004,1.0074732187224043,1.000694105365725,1.0254659911579072,1.0242052140098159,0.98594309486087217,0.9600449559489086,null,2.0520203355040678,0,7.5231216964020712E-3,0.33177736205821379,0.20525937855792079,1.6517061054298794E-2,5.2969544179550963E-4,7.5186161077477566E-3,0.42748961747159442,0.49316759909796881,7.9313744081244558E-3,0.28744315421551786,0.20564115287285756,5.1567403979842275E-2,2.4701041934585655E-2]
[null,679,0.98260679653324745,1.0079012347034264,1.0204719479266022,0.98453446720727078,1.0230404592249103,1.0197516665119364,0.98745158535761834,null,2.1342773411947538,0,7.9108632572371142E-3,0.36519115543496777,0.21323441871327894,1.6993745118629101E-2,5.5401240378132044E-4,7.9063664874039451E-3,0.46089109513068255,0.47342534119277518,8.1495577434941412E-3,0.29039139317759188,0.2238341311076722,5.5642062854859543E-2,2.5974925086854755E-2]
[null,680,1.0302291541846826,1.0159432938642907,0.97359523659254488,1.0212586276083728,1.008228937546892,1.0142219379953534,1.0297542808483464,null,2.0468675221090038,0,7.7930187544261384E-3,0.32280234718727657,0.19826980416676834,1.6391081488357988E-2,5.0453095076645287E-4,7.7884422241200051E-3,0.45101193780688809,0.49122701320545636,7.7702154958147656E-3,0.28182102533654346,0.20321447346351559,4.827216311039579E-2,2.5587506427524605E-2]
[null,681,0.95519046518858419,0.97081376502134353,0.99669614778067905,1.039207851206698,0.97912323803405721,1.0099328679452559,1.0413007215116279,null,2.2455952703792081,0,8.5329740160390681E-3,0.37286268315493287,0.22705079233393641,1.7753312498177552E-2,5.660894672540964E-4,8.5281130070000363E-3,0.50733219326809009,0.49978868808421606,8.3820294096640623E-3,0.29545588208614432,0.23163354676321876,5.675735444324552E-2,2.8017559879366626E-2]
[null,682,0.99217050962773656,1.0364449796799446,1.0149330436892416,0.97224938079262446,1.0084605922870564,0.97108625942767846,0.99472024503131895,null,2.0455610565240359,0,7.3655622540203351E-3,0.33568772980103406,0.20528581830946033,1.6531933571188186E-2,5.3984806620213904E-4,7.3611226195340659E-3,0.44433114351792846,0.46753372761133494,8.0706790447236682E-3,0.28433764048966592,0.20639335300524478,5.2669996938134345E-2,2.4183625803606206E-2]
[null,683,0.98115431815242249,0.96514347258416855,0.9941757014013366,1.0228581897257076,0.99004541119857781,1.0203191661881625,1.0398121229247963,null,2.2071699652782542,0,8.438641172804448E-3,0.36660042443523655,0.22210254501593332,1.7426817543530926E-2,5.5112410445996656E-4,8.433880303239924E-3,0.49628194025884909,0.49193328341298698,8.1600710907911017E-3,0.29292162077906364,0.22807120030742195,5.5417723681691539E-2,2.7707975517852371E-2]
[null,684,1.0258354952693431,1.0102379200680074,1.0067612700749293,1.0350384794267038,0.97661401294991124,0.97137336381739048,0.97341735636590276,null,2.0166706691592537,0,7.1558145434352759E-3,0.32002872361788626,0.20001667677188087,1.6479696413512164E-2,5.2358688189551932E-4,7.1514244879392376E-3,0.42222574653832085,0.49775259952035877,7.8053611730984377E-3,0.28000573413960006,0.19767682136917103,5.0665411950851821E-2,2.3494700838174017E-2]
[null,685,0.99987670778277815,0.96694567280054933,1.0163614183423344,0.98586000671452678,1.0071591195171163,0.9907011559986727,0.99676595692780234,null,2.1280230117062238,0,7.8078643918168874E-3,0.35702951966055196,0.21792697575677694,1.6968235029750513E-2,5.5148581834906093E-4,7.8033443620675715E-3,0.46187290313557894,0.47407464184346748,8.0085599090101676E-3,0.29079022644722291,0.21933841219859268,5.5830107252857371E-2,2.5636464683815741E-2]
[null,686,1.0022168050790188,0.97028967649608056,1.0320262869448393,1.0349188711716464,0.98819897545225477,1.0128737148590594,1.00457533783967,null,2.1602232932592975,0,7.6621093983939275E-3,0.3632589860151858,0.21546271540331102,1.7517039294901539E-2,5.5730949749525091E-4,7.6577078425931885E-3,0.4651789891427891,0.49761835063935361,7.9907675460697304E-3,0.28931662485966303,0.22121407329162115,5.6954836663616733E-2,2.5158002461088774E-2]
[null,687,1.0186342235128525,0.96936182069018373,0.95352340060379004,1.0039536060933538,1.0280820610691295,1.0080556348947056,1.0199871890165599,null,2.099145083533259,0,8.4471591127186201E-3,0.33400182842275783,0.21240901496803372,1.6322272334694746E-2,5.103139144042076E-4,8.4423039409925078E-3,0.46452756919552862,0.48296443330632627,7.8575304905560972E-3,0.29054627672010702,0.21273810835088319,4.9536941158352575E-2,2.7735649843338133E-2]
[null,688,1.0097353595175231,0.99320705951607546,1.0231155526603837,0.9869693920744057,1.0361900932684267,0.97585678049543434,0.99790423772231818,null,2.077426559343186,0,7.36655743764374E-3,0.34213564630250271,0.20989898231850976,1.6850232977652469E-2,5.4360875969301564E-4,7.362172629719544E-3,0.44800870302702284,0.4745885590823779,7.930755418903793E-3,0.28954565875661209,0.20939182848821808,5.43498935990539E-2,2.4187075420563853E-2]
[null,689,1.0349295613927421,1.0098479712230837,1.044276748269791,1.0138109555983272,0.99655549242941455,1.0180008981739039,1.0042478689600864,null,2.0632389134608604,0,7.0670567366428964E-3,0.34463856535332016,0.19912510304534248,1.7056445030424538E-2,5.3704172740748032E-4,7.06293630952105E-3,0.44038554805448654,0.4874330403875608,7.7388782924475369E-3,0.28056246430821791,0.20845080632940924,5.4111152292414456E-2,2.3203989066951859E-2]
[null,690,0.96834141966286469,1.0203708245092542,0.98270251934340203,0.96689559572609696,1.0063746539516845,0.96669137239151381,0.97513656081850497,null,2.0745576494700066,0,8.0271036940567468E-3,0.339578551885308,0.21426395335373602,1.6252232037021218E-2,5.403798309339987E-4,8.0223068337596758E-3,0.45058456669018659,0.46505181345497293,8.2673599346553012E-3,0.28900250687514328,0.2126547890589025,5.2010467260487817E-2,2.6355825948955185E-2]
[null,691,0.9875852235342315,1.0030901220658417,0.99480350422614305,1.0426324551931567,0.9629548460766103,1.0078715410563388,1.0371073914410771,null,2.1425112850868326,0,7.9695034441825061E-3,0.34671567772310607,0.21107521494836803,1.7205245806227856E-2,5.3946537718648673E-4,7.9648502207606154E-3,0.47750057002555224,0.50144156583119115,8.1069714828703524E-3,0.28525849853669188,0.21562306092864408,5.2882604924206725E-2,2.6167062726206454E-2]
[null,692,1.0197071449815309,0.9974384354989686,1.0193815777725062,0.97526323384199498,0.96930993889859873,0.98303311211328293,0.9975052584070605,null,2.0502341823866024,0,7.367807967066744E-3,0.33925939733723876,0.20698359034032121,1.6544983861118755E-2,5.3555713721750036E-4,7.3634497606390216E-3,0.44370949818615874,0.46897027567988409,7.8529876314933841E-3,0.28073465706900846,0.20806745290900641,5.3388869240311783E-2,2.4191271201269484E-2]
[null,693,0.99219739548652375,1.0020100049194238,0.97624605999728609,1.0391257071455235,1.0394222692530222,1.0041653950301712,0.98553942355967572,null,2.107862102757823,0,8.1228372979817876E-3,0.33853577872111107,0.2102322357709584,1.6685518939306983E-2,5.2806781309246013E-4,8.1180773271994303E-3,0.45116163141633292,0.49981280258102323,8.0682081604543238E-3,0.29236809485534265,0.21279266355656962,5.1011398476422387E-2,2.6670462437991194E-2]
[null,694,1.0019423257107851,1.025545513626229,1.0306654316489103,1.0353077273643392,0.99191863881466757,0.99305055769507256,0.97653132349747307,null,2.0687643159020483,0,7.1978753148531152E-3,0.34017216385129495,0.20259570098340707,1.699697354111562E-2,5.4457659990212685E-4,7.1935604577681713E-3,0.43481024111602101,0.49780942780391635,7.9928776927551438E-3,0.28330321281020343,0.20731227414814865,5.3598051330316872E-2,2.3633130882052215E-2]
[null,695,1.0278149271078085,1.0218575245935608,1.0163413660399925,1.0160182204818373,1.039233086758274,0.97620687108440263,0.98450017156139635,null,2.0155120027309681,0,7.0491215543204344E-3,0.32230955022427116,0.19792113937733702,1.6572618786938515E-2,5.2476231266551719E-4,7.0448203487525332E-3,0.42507345786615564,0.48857700865386428,7.7908689030853637E-3,0.28454803451365268,0.19801069605462698,5.104369486200086E-2,2.3144472381937536E-2]
[null,696,1.0123945547437074,1.014854449644963,1.0166615372634464,1.0020168309211037,1.0159343016457851,1.0332731176054679,1.0256789577256811,null,2.105161407369303,0,7.6820501665138072E-3,0.35152307508386099,0.20396302302167443,1.7012343596207041E-2,5.3437859213976426E-4,7.6776734600629091E-3,0.46289100711473974,0.48184315771940572,7.9095545040332362E-3,0.28504065986547122,0.21591905887305457,5.3305929849323086E-2,2.5223595855844126E-2]
[null,697,0.9848361844208654,0.95609627380009443,1.0034025648606364,0.98653524993360164,1.019588661518384,1.0363013279636295,0.97509533215203648,null,2.1886536405608665,0,8.5505439072114751E-3,0.3794738164755776,0.22374236627666866,1.6990154935781987E-2,5.5582261894266945E-4,8.5458463319178554E-3,0.47043506348641406,0.47443708374872789,8.1301056582976268E-3,0.29531048098624052,0.23484230441454615,5.6665320050883594E-2,2.807581948408076E-2]
[null,698,0.98474927777700905,0.9892005172717363,0.96715008172515304,1.0234308201116287,0.97465779645515116,1.0011475492322255,0.99933819046373618,null,2.1250625050115999,0,8.406943735700308E-3,0.34307517601716192,0.21562290102859627,1.6596633867476562E-2,5.303106622824345E-4,8.4020591428019351E-3,0.46491488398842445,0.49229178082114483,8.1287003903751185E-3,0.28814668785529918,0.21678584636959694,5.1371035705181645E-2,2.7603432898955265E-2]
[null,699,0.97306716312284847,1.0057718307654504,0.96076513419203857,0.98238643360939948,0.95332065893723805,0.98943907136442377,1.0212085261144177,null,2.1116961957324758,0,8.4908747477736232E-3,0.34141096470543703,0.2158306673180011,1.6367680958289853E-2,5.2996206501784498E-4,8.4859187248508341E-3,0.47660775435666097,0.47256760011261489,8.2259121651383962E-3,0.28491498821782868,0.21653802355647916,5.0828660038931869E-2,2.7878938260995505E-2]
[null,700,1.0373150884246234,0.98811027721383926,0.96751201669122189,0.99167245061258436,1.0328225019921908,1.0126125962867016,0.9887040508646846,null,2.0398943060822199,0,8.0296264880924308E-3,0.32795341960789348,0.2042562890466918,1.6008767660312614E-2,5.0382890245269645E-4,8.0249898030287266E-3,0.43790464906280679,0.47701424921807623,7.7167995857930728E-3,0.28611546601104931,0.20718696928986124,4.8873864027194056E-2,2.6364640355153651E-2]
[null,701,1.0018118734582264,0.99323202519148679,0.99956334635215816,0.98306223602846332,1.0248412880509599,0.9662719507528662,1.0146950627985627,null,2.0787423041979474,0,7.6314056093826042E-3,0.33567435575778948,0.21178438518913723,1.6666569499408194E-2,5.362483972746919E-4,7.6268320392080379E-3,0.45787822502937442,0.47277806534170014,7.9921195480299415E-3,0.28942104242859418,0.20819053729598741,5.276876364045411E-2,2.5056565640369236E-2]
[null,702,0.96994596075794648,0.98605808737847433,0.96981644770531927,1.0108018778486483,1.0223809347587125,1.0098380296724165,0.99570968251166325,null,2.1623590634644705,0,8.6584676501196729E-3,0.35553193860925153,0.22033769888281296,1.6766204637760018E-2,5.4042766151000097E-4,8.6535213062962184E-3,0.47403366807915931,0.48620883717148516,8.2529186890322025E-3,0.2951880941031802,0.22430953146536559,5.276512453470026E-2,2.8429565974034496E-2]
[null,703,1.0081183505368283,0.99519653897000426,1.0489923013780935,0.97679410254838428,0.98393612128915309,0.9729553318441706,1.0080471318083917,null,2.0829101155976812,0,7.0944452912298497E-3,0.34974780234897701,0.21019131245794775,1.7091654509698663E-2,5.5691414657753487E-4,7.0902197261590002E-3,0.4528837469653415,0.46962231214573252,7.9449684488048511E-3,0.28404053206057406,0.21099038033531475,5.6551093987569821E-2,2.329362375621313E-2]
[null,704,1.0129098739485727,1.0052100896555449,0.99771266624530797,1.0175638104617228,0.99446063503500315,1.0186391003303139,1.0122008717163116,null,2.091096311660182,0,7.8045272588268527E-3,0.34183122968542562,0.20527958900125523,1.676499762748869E-2,5.2694014706295388E-4,7.8000133167458949E-3,0.45565541855505032,0.48937629166861896,7.9044478777295282E-3,0.28410766378796298,0.21223280247382281,5.1795923635898189E-2,2.5625521141946134E-2]
[null,705,0.9877498128735398,1.0092840439319302,0.99009585546845258,1.0107215903078168,1.0046606633282538,1.0047526871102925,1.0323550734389524,null,2.1250931780687181,0,8.0291509590442525E-3,0.34552964804901931,0.21084449329974528,1.6938428134605804E-2,5.3572334200927658E-4,8.0244781305010126E-3,0.47459373929755311,0.48610861220738721,8.1053454582040944E-3,0.28823049094466574,0.2154648949840062,5.2383515831677926E-2,2.6362959348385555E-2]
[null,706,1.0142277757835931,0.9807322832601032,1.0047451685811621,1.0224597355879328,0.97687076153438679,1.0011464272281276,1.0068951000074937,null,2.1031152606054482,0,7.7212095150581373E-3,0.34372063753515469,0.21040762574737351,1.6899350696896048E-2,5.3490798936882866E-4,7.7167030614273035E-3,0.45577981519470401,0.49170954988207022,7.8945776154495783E-3,0.28501769371568736,0.21255388188176758,5.3249906307917608E-2,2.5351820492689012E-2]
[null,707,0.97622647903402515,0.97258182724122155,1.0103471636046202,1.0099517710062542,0.99143108002815483,1.0004399633065906,1.0073421046762205,null,2.1788947344874274,0,8.1101432090194391E-3,0.3657396407847186,0.22192675749451177,1.7303700826361231E-2,5.6045173040666289E-4,8.1054838052424145E-3,0.47831363126310178,0.48567764027766047,8.2022197571999869E-3,0.29258910494344564,0.22545353233527152,5.6503625760046035E-2,2.6629088718478657E-2]
[null,708,1.0338601812481547,1.0032119535231339,1.0251794428402456,1.0388082477984657,0.9725927045667937,0.99829177306323458,1.0057810903648179,null,2.0530790305084294,0,7.1185503388312655E-3,0.33219426665042778,0.19949387082013292,1.694515831686727E-2,5.2979139574480991E-4,7.1142978011228134E-3,0.43857110430336371,0.49950922697455269,7.7458094264141611E-3,0.27926767535760127,0.20307244404701305,5.2381207874005978E-2,2.3372727880012243E-2]
[null,709,0.99939181123086063,1.0100466644935535,0.99701879189217912,0.9996830185110015,1.0166196498660061,0.99881026606793533,0.99134191504422153,null,2.0817658565135013,0,7.8035179452232983E-3,0.34123678360061266,0.20821577659902391,1.6599251244934863E-2,5.3270375243356341E-4,7.7989471171028592E-3,0.44919607791273325,0.48077895727412345,8.0113256099749834E-3,0.28746699836643386,0.21194757323629676,5.2162961407573039E-2,2.5622018337478413E-2]
[null,710,0.97101057723130213,0.97207537649789588,1.0168360740613234,0.97173914848114984,1.0083115092493795,1.0024166615623267,0.96890234689896326,null,2.1639627833265411,0,8.1768046392049609E-3,0.37431410752706479,0.22365757338351056,1.696741215652714E-2,5.6692480299722937E-4,8.1721632886302496E-3,0.46483905447077145,0.46728292960578932,8.2466661170959334E-3,0.29388205334489687,0.22989558873033181,5.7466962538359263E-2,2.6848151999770847E-2]
[null,711,0.98370875287225079,0.97614304899878546,0.99094085596519532,0.99893270839745496,1.0223050426131062,0.97855261846005681,1.0292602540171989,null,2.1456968337288864,0,8.0813832329859839E-3,0.34845570207739684,0.21944876022230025,1.7023043993104947E-2,5.4558059729708358E-4,8.0766339537387249E-3,0.47997854665794643,0.4804362044326615,8.138691665155226E-3,0.29395434316498542,0.21718439004405179,5.4002012360071072E-2,2.6534307793161186E-2]
[null,712,1.0050873266412672,1.018326970839311,0.97362379432734636,0.99636339412521713,1.0051009148293961,0.99965768125521126,0.96251272298068524,null,2.0391156856438699,0,7.9766831366639025E-3,0.33043185540280545,0.20507424387501261,1.6012871530166266E-2,5.166807055795292E-4,7.9719967154835807E-3,0.4316128960144941,0.47925228072478604,7.9645857323527268E-3,0.28455155726245407,0.20801405577349957,4.9498803812697598E-2,2.6190541231200924E-2]
[null,713,0.97819550972495184,0.99613753914831371,1.0270183834966615,1.0207174872866851,0.99638888256929037,0.96284489477520008,1.0039600744563475,null,2.1273653086776227,0,7.4392426220453549E-3,0.34863295980422943,0.21596512149581421,1.7333634991520731E-2,5.6246429994636065E-4,7.4347474241974673E-3,0.46206061769306311,0.49080482924098168,8.1866974446753449E-3,0.29043158830245491,0.21290217043321438,5.6064213498347358E-2,2.4425506671222563E-2]
[null,714,0.99955307966724971,1.0155921233874268,0.98166939472502546,1.0203264628826894,0.97624062423843994,0.97516145260114551,0.99359375653420778,null,2.0532109534903817,0,7.7094798944971725E-3,0.3253607015653841,0.20607895608586199,1.6407606289201352E-2,5.2398954225203005E-4,7.7048171082970129E-3,0.44362217910053053,0.49075384486777618,8.009146964555524E-3,0.28308781445251263,0.20387235296769052,5.0186253079310156E-2,2.5312771361506309E-2]
[null,715,1.0118452783831875,1.0024904162394475,1.013368502396816,1.0062232007649641,0.97903694407979591,0.96756624361050902,0.98255310435238941,null,2.0457131262796953,0,7.2959016265649358E-3,0.33131300325268348,0.20667367159356662,1.6592674776679351E-2,5.3568640374557382E-4,7.2914798661958225E-3,0.43547848337879164,0.48387563842236886,7.9136595954646428E-3,0.28283572451356959,0.20388350300794031,5.2660675855905253E-2,2.3954827239349778E-2]
[null,716,1.0384620959818898,1.0257625146198699,0.98834624931783721,0.96186395578075823,1.0287312107538382,0.96982175076406685,1.0183729973738966,null,1.9804469412569046,0,7.2946542326873913E-3,0.31264553923710453,0.19705557048172315,1.5968167682951576E-2,5.0545603634109923E-4,7.2902270727100782E-3,0.43528887597779903,0.46261546311442453,7.7094316064190462E-3,0.28099727298735183,0.19515467918011459,4.8560200697806755E-2,2.3950711414843881E-2]
[null,717,1.0191688669132095,0.99631964932243977,1.0030988286182705,1.0329905522208274,1.0107219971020474,1.0184502433890561,1.008305312341516,null,2.0958411248870918,0,7.700818157834243E-3,0.34151268358575765,0.20507751627873261,1.6913491410510142E-2,5.2817082584125574E-4,7.6963510694545746E-3,0.45229051882067012,0.49677894682144108,7.8562100243950769E-3,0.28604642472630293,0.2113860367165411,5.2170635030304044E-2,2.528495773497318E-2]
[null,718,0.98173306100941482,0.98247224731972738,1.0223454778205632,0.99073867931112491,0.99458875156228466,0.98828595331686508,1.003479184814394,null,2.1459167475095811,0,7.7936373888604325E-3,0.36133344598730771,0.21877464793198995,1.7179468460051677E-2,5.6115721537168019E-4,7.7891027772942914E-3,0.46954338341332869,0.47640327163795754,8.1569214852671573E-3,0.29050698838278571,0.22123673609362468,5.6635584958958589E-2,2.5589676554503331E-2]
[null,719,0.95819369545214528,1.0325671421748646,1.0248569486508783,1.00240746501099,0.99934355248078122,0.99149568880613204,1.0131836987118858,null,2.1450369590682272,0,7.7063130155909125E-3,0.35935843973293452,0.21355388887836727,1.733136950605085E-2,5.6490580293836563E-4,7.7017751598809081E-3,0.4735823040347647,0.48200691616453001,8.3574597279196181E-3,0.28935460881006958,0.21971777567597747,5.5911050995590024E-2,2.5302777594792821E-2]
[null,720,0.98762171176202329,1.0137669864355392,0.99780116960311471,0.98739843121426052,1.0167995816539137,0.98844758395628196,1.0228149709361416,null,2.1014641728226913,0,7.8337137299080376E-3,0.34317615104274546,0.21064220576945056,1.6789828387424762E-2,5.3864698169100729E-4,7.8291004713012865E-3,0.46729894790914139,0.47486861589038537,8.1068473101848001E-3,0.28851418937601958,0.21305707392396911,5.2755197807126911E-2,2.5721081683159303E-2]
[null,721,1.030123707224696,1.0108157940786884,1.0031745498435041,1.0165597017397872,1.0313120991058333,1.0110888376610145,1.0241951720369593,null,2.061247554002954,0,7.4860358584694642E-3,0.33204342353761984,0.19981717957239548,1.6753072967793919E-2,5.1957945430005053E-4,7.4816422214646046E-3,0.44976908763296392,0.48887690333663486,7.7726674882972737E-3,0.28469501670110953,0.20551600898251496,5.0909436991619351E-2,2.4579570974707341E-2]
[null,722,1.0105326033180988,1.0115030179129614,0.96276990407237584,1.0188925397017721,0.98212702023568876,0.99295276444979608,0.9710420304220424,null,2.0350497727881152,0,7.983559791216073E-3,0.32250354404391224,0.2042720406935413,1.6004050766645822E-2,5.1010755961380016E-4,7.9788121200270179E-3,0.43226482285113055,0.49012230694185366,7.9210508603491537E-3,0.28253371343187916,0.20430706390858694,4.8402887401993396E-2,2.6212931999796636E-2]
[null,723,1.0090680939336327,1.0016567402888947,1.0130894785924225,1.0288887672112776,1.004867412066071,1.0053337000810303,0.97580121628956273,null,2.0849133780032481,0,7.5661567081178743E-3,0.3433709852954035,0.20658927857171017,1.6838048218475378E-2,5.3720277891859572E-4,7.5617195001258311E-3,0.43928519368457986,0.49477596980661703,7.9354237649373292E-3,0.28625820564238907,0.21133703513789021,5.3147822041513013E-2,2.4842650268805101E-2]
[null,724,0.97207040950467105,1.0362280489723401,1.0099162584588315,0.99258190724501172,0.9849408701682687,1.035053399123518,1.0064189852362682,null,2.1368552206002054,0,8.0726394040295212E-3,0.36368955752789772,0.20955423713989235,1.6974777059547225E-2,5.4854021914668683E-4,8.0680743716060425E-3,0.47030246583547375,0.47732587549617878,8.2372625339856842E-3,0.28527349092180326,0.22424444658170192,5.4202945469790403E-2,2.6506186847208912E-2]
[null,725,0.9921921211925615,1.0131486551873095,1.0456268945895897,0.98204291377567254,0.96629950687200628,0.97265773141676815,0.97510680019351648,null,2.0732209324365352,0,7.1612828578889844E-3,0.35031617107492485,0.20996883447785941,1.6902922396840447E-2,5.6012373091208145E-4,7.1569990212725903E-3,0.44107398402644338,0.47215536378686807,8.0723000522251575E-3,0.28269400664028005,0.21172659986689532,5.6241895269175966E-2,2.3513014950726056E-2]
[null,726,1.0021316707634262,1.0260490781248168,1.0255517942914651,1.0134519736165768,0.97410027489837681,0.98131254934793988,1.0221601095519879,null,2.0710077224234382,0,7.2088714041492093E-3,0.33669643425898116,0.20351913229062985,1.7024528217146284E-2,5.4184928289353364E-4,7.2045259098812778E-3,0.45397651896929059,0.48731560119256173,7.9910712155201145E-3,0.28120683648794548,0.20578171627332723,5.3289223854382527E-2,2.3669155875029109E-2]
[null,727,1.01872851252675,0.98505866668573971,0.99792953497323889,1.0113552507921866,0.99988899383372754,0.96877746430157008,1.02141126759301,null,2.0691869493434965,0,7.5000083642510762E-3,0.32865014717191188,0.20870931571120438,1.6726520137984213E-2,5.2829682085746396E-4,7.4954851266427818E-3,0.45373303523926761,0.48638976100732895,7.8593126004921458E-3,0.28602109699053579,0.20402383696531995,5.1925100621276983E-2,2.4625049314923462E-2]
[null,728,0.9781665589087688,1.0060128088674467,1.0072577061173562,0.99460126630265666,0.97522837385607208,0.98679306018433943,0.99339360039826918,null,2.112875986065879,0,7.839555069189286E-3,0.35101884569568853,0.2144357951134504,1.6832920460116533E-2,5.5027388614417182E-4,7.8349466776423977E-3,0.46006269510359071,0.47830478240838664,8.18576877407611E-3,0.2866538879806167,0.21675794717420724,5.4337389533319305E-2,2.574028832782909E-2]
[null,729,1.0175746557937315,1.0220743740887874,1.0138858938994664,1.0078981701523797,1.033593566131223,0.97975872785094043,1.0366975846851403,null,2.0546863742370429,0,7.2111387551320166E-3,0.32785572163550653,0.2008129971566566,1.6893112627719153E-2,5.2881342185707482E-4,7.2067790716218603E-3,0.4536369504769307,0.48467956704338788,7.8691317873321124E-3,0.28535539059426157,0.20169705275718655,5.1685438192731525E-2,2.3676558226983509E-2]
[null,730,1.0362546519269611,1.008957044078501,0.99326310184383637,0.97171102116340002,0.9783609232826741,0.97624899572980184,0.99568557262209068,null,1.9952079308665041,0,7.3863779139716687E-3,0.32019896466585784,0.20075755676949189,1.5998275038356824E-2,5.1220453363483558E-4,7.3819436637359388E-3,0.43123176049525441,0.46733721419571789,7.7261282006859371E-3,0.27813888876485432,0.19930763436096996,4.9751708545042891E-2,2.4252029546872521E-2]
[null,731,0.99818898111967691,1.0010887486245659,0.97167131598494938,1.0054275967250665,1.0241336732242716,1.0127670015862302,0.96971992996717116,null,2.0859079911840461,0,8.2665289507020262E-3,0.34089774556612573,0.21021542077277594,1.6281236647973339E-2,5.2286835006065875E-4,8.2617643614698848E-3,0.44424366799840542,0.48361810184674753,8.0195153320797713E-3,0.2895046481032062,0.21484540244803568,5.0621628725231238E-2,2.7142519982638717E-2]
[null,732,1.00715497836364,1.0012761352088388,1.0218537299244588,0.9970025075541753,0.9754018708041261,1.0018151324688751,1.0221345807362205,null,2.1001975197004201,0,7.532413703160541E-3,0.34882609628867189,0.20843398223363135,1.7008876279401005E-2,5.4261794992362556E-4,7.5280237984514083E-3,0.46223015169856879,0.47941671135003772,7.9510017268047597E-3,0.28310207914910285,0.21363772242696152,5.4320721315459786E-2,2.4731949186565051E-2]
[null,733,0.99388174680443431,0.98148117396321499,1.0037738342798157,1.0049853068492804,0.98712102319897943,0.95967727684732962,0.98791198503797251,null,2.0914542594287222,0,7.6361792748787455E-3,0.33916689924972199,0.21573121221608535,1.675186931194983E-2,5.4520650784294718E-4,7.6315754746821363E-3,0.45058356751161366,0.48330884026523185,8.0561331716158275E-3,0.28852031151050361,0.20985358655674419,5.3869087595125514E-2,2.5072149332484996E-2]
[null,734,1.0133746040633973,1.0063989131794773,0.99978471954211068,1.0096727513608263,1.0029302471081059,0.99345692395704455,0.98552612254347838,null,2.0576918486810292,0,7.5943943924114358E-3,0.33421975464434439,0.20524275269878525,1.6524374066623319E-2,5.2745156274757907E-4,7.5898982089101751E-3,0.43926815591900331,0.4855750327062715,7.9009410941484823E-3,0.28465157042394246,0.20726224369241661,5.1588841779120174E-2,2.4935226277124942E-2]
[null,735,0.98905297993279429,1.0148202423836892,1.011468949820689,1.0151455298904573,0.99224034046660969,1.0394413228700741,1.0448215399622416,null,2.1585843736075252,0,7.994163850518184E-3,0.36144798371908432,0.20919103253736787,1.7346343388598508E-2,5.4441348342691904E-4,7.9896497925911521E-3,0.48433915395106131,0.48817191777676239,8.0959152192300338E-3,0.28623673657618282,0.22266675335730343,5.4300100460062964E-2,2.6248537196370526E-2]
[null,736,0.99177633526188502,1.0251644257432864,0.99931608135193217,0.98084977757756742,1.0089436049690603,0.99599135532252214,1.0018264859091528,null,2.0763937091274194,0,7.78011947222853E-3,0.34202453949990685,0.20742324604195816,1.6553419349865709E-2,5.3474015085477455E-4,7.7755560916592014E-3,0.45437597004252361,0.47171476175591798,8.0729754087821883E-3,0.28579504741171352,0.21215889428494208,5.219950717195404E-2,2.5545171389569823E-2]
[null,737,1.0198573081215307,0.9933506884615404,0.99411505642065101,1.0067888156661051,0.99691762474184764,1.0087333090566637,1.0081422687492245,null,2.0795035738340109,0,7.7990908286885065E-3,0.33876333087986732,0.20671416334157947,1.6609532259633748E-2,5.2410560980404642E-4,7.7945627064471132E-3,0.45229001237901245,0.48420506271366553,7.8503977186098646E-3,0.28455143931752941,0.21076035841839405,5.1632085162231479E-2,2.5607614155922383E-2]
[null,738,1.009161327172079,1.0028644772823658,0.96737754495038975,0.98479357046954863,0.98483622122427705,1.0002679134860901,0.98364373902688929,null,2.0513505350911752,0,8.1361955992478776E-3,0.33220086112000941,0.20783810910173894,1.6005358387421387E-2,5.1475921959752099E-4,8.1314568097223348E-3,0.44358006997111232,0.47370577153370197,7.9320765657926139E-3,0.28339713314194476,0.20988672316418638,4.9579993387598616E-2,2.6714418287595063E-2]
[null,739,1.0070140420194817,0.9928401769176487,0.96250911928445881,1.0128261864457531,1.017387836264102,1.0075201923429014,0.99657029388387608,null,2.0859956867776721,0,8.2777041380152402E-3,0.33418866208877263,0.20962585885241719,1.6315989007646706E-2,5.1559199562087766E-4,8.2729024465919704E-3,0.45295187465762604,0.48720498479121571,7.948712564030163E-3,0.28862197111133064,0.21174181113124071,4.9705920139312257E-2,2.7179112129880834E-2]
[null,740,0.98929379263828787,1.0069607919357966,0.99632762292911492,0.96008283659165183,0.98886562456300442,1.0034541030409565,1.0326965904833685,null,2.1109368954212253,0,8.0496324267078229E-3,0.35144091046157089,0.21225742325475025,1.668021475505229E-2,5.3845832743701371E-4,8.0450046443735351E-3,0.47674135102311427,0.46173596065455208,8.0930592513725474E-3,0.28549003984329474,0.21837160495840977,5.3162105208031288E-2,2.6430395465972881E-2]
[null,741,1.0034536513325893,1.0036814351062251,0.98700991411461902,1.0215771039129284,0.99411677695089073,1.0201219320849988,0.97077562289624009,null,2.0874610748135605,0,8.035837002144745E-3,0.3433599003277652,0.20777296333603518,1.6494965576651838E-2,5.2701381175090922E-4,8.0312063649325763E-3,0.44200255276175937,0.49133902003302959,7.9783210771092634E-3,0.28568257674958031,0.21449110387175729,5.1432224169855927E-2,2.6385063735477294E-2]
[null,742,0.97949435038805499,0.98023273698294866,1.0273425251488884,1.0147755456055081,1.0251208938622582,1.0014813397184554,1.0000392235801445,null,2.1740050508859965,0,7.8304499706463304E-3,0.36725107568178028,0.21937130809429561,1.7483054790447219E-2,5.6551273715087062E-4,7.8259338740140367E-3,0.47106899672621522,0.48794672771858183,8.1758608355668241E-3,0.29477895825106065,0.22423115155385373,5.7426242188359664E-2,2.5710678405313846E-2]
[null,743,1.0202858322630841,0.9800726999674565,1.0165107160411773,0.96713538538531196,1.00953068913667,0.98628295427279977,0.96542358237736592,null,2.0564655930472684,0,7.535727553809532E-3,0.34470237240660612,0.2107509784368693,1.6404580183789173E-2,5.3762012904945975E-4,7.531322725764622E-3,0.43431960674817965,0.46507003006068298,7.8483704425275792E-3,0.28636523075863701,0.21174750989420216,5.3980911604191044E-2,2.4742787210575722E-2]
[null,744,0.99538200644434327,1.0272427374169366,1.0007273708709643,0.98945436056878777,0.97903485085235342,0.97504452363708205,1.0061005497582114,null,2.0537062123072607,0,7.5361457744048226E-3,0.33237638297508426,0.20583293883499634,1.65173296263974E-2,5.3306124543290321E-4,7.5316119137269801E-3,0.44990913661399101,0.47584877064823078,8.0438138252513034E-3,0.28220978220979515,0.20600853648443263,5.1687256419443099E-2,2.4743737284882331E-2]
[null,745,1.010353191507829,0.99892283874807541,1.0020273482547239,1.0311907062070176,0.96461549478827702,1.0021211733190487,0.99267567370396737,null,2.0828894867777259,0,7.6635183006113277E-3,0.33901539958822213,0.20676403460034026,1.6756942760136669E-2,5.3170124511012099E-4,7.6590099194379594E-3,0.44625084513773,0.49591665269755075,7.9246968027589411E-3,0.2823624614869038,0.20996812218281999,5.2240858460244122E-2,2.516228019708219E-2]
[null,746,1.0369438294953928,1.005559126263853,1.0049610801595803,0.96761806087079838,0.99461584076350951,1.0095707474807309,1.003115060544044,null,2.0310490928337748,0,7.5323578889181083E-3,0.33548243273192857,0.20150795032790206,1.6267741863421392E-2,5.1808656421439456E-4,7.5279953836542698E-3,0.44082410123931043,0.46533510530011446,7.7216452410115025E-3,0.27996846178202189,0.20743402689932036,5.1262047554859511E-2,2.4731855834931496E-2]
[null,747,0.96136371010647115,0.95895103077491506,1.0230157871859502,0.97948148030902948,1.0115031933761354,0.99695713732019431,0.99742525041029839,null,2.2111937544313212,0,8.225691840768299E-3,0.38196019345429766,0.2286955230397153,1.7435231894720484E-2,5.7898095120132744E-4,8.2210206142222294E-3,0.48600936968687142,0.47098824999023031,8.3297905899252234E-3,0.29718539528158672,0.23377809644597738,5.9228930491209419E-2,2.700866383212993E-2]
[null,748,0.98970353117931908,0.99443952388131951,0.98351571985717501,1.0391874414151632,0.97496056810979548,0.98221207885589112,1.0192860806105444,null,2.1160079077771412,0,7.9358782173198535E-3,0.33635188144938666,0.21265836303287258,1.6907690869146577E-2,5.3458975459202854E-4,7.9311419044666761E-3,0.46602183791069679,0.49981978930084664,8.0889616721589643E-3,0.28711377445095332,0.21053560964783075,5.1923825800574197E-2,2.605632020093469E-2]
[null,749,1.0128953263638372,0.98971045629332344,1.0105030739961536,0.98450687036614537,0.99015578057083486,1.0259518616093779,1.0132732232891892,null,2.1114154912447893,0,7.8841108198556501E-3,0.35567759393620452,0.20994881242233537,1.6820852316126997E-2,5.3647966198101219E-4,7.879652358372605E-3,0.46320222537944189,0.47344094039413576,7.9052918233417351E-3,0.28480079725206675,0.21923163569084819,5.3968160141594862E-2,2.5887160688195136E-2]
[null,750,0.96297845756361589,0.98667858027456679,1.0108893838859654,0.98737163968926434,1.0026519587177751,0.98684609915124055,0.96350276275409819,null,2.1485008664414589,0,8.0835651520020126E-3,0.36499558820028905,0.22237315066400185,1.6913056958183372E-2,5.6518084896061349E-4,8.0788724624237754E-3,0.45916195666199683,0.47481745819073273,8.3150930820064285E-3,0.29343866928794471,0.22492589941355279,5.6457843818195345E-2,2.6541662005174146E-2]
[null,751,0.97472265851099527,1.0095805294767062,1.015893432356219,1.0318400670214163,1.0286090729415864,0.99962243835118691,0.99403199035015055,null,2.1446819868945073,0,7.7791238218823076E-3,0.35532864843741063,0.21340292143779258,1.7297138063347775E-2,5.5580060905004343E-4,7.7745633776348409E-3,0.4618143304959223,0.49618668642137226,8.2152039084001562E-3,0.29290470072770092,0.21835106929666395,5.5088137932395378E-2,2.5541910008699542E-2]
[null,752,1.0008429873177194,0.99546555821865601,1.0402877221076992,1.0094030818786914,0.97079484618229628,0.96759716259800754,0.98745572530875958,null,2.0850601959588642,0,7.1476948036426876E-3,0.34537535274253328,0.21089583088360406,1.7095380182840153E-2,5.5652369823428339E-4,7.1433844638738942E-3,0.44468652275620074,0.48532541611806879,8.0022160332546832E-3,0.28439830871369115,0.20935884071442801,5.5901827650282954E-2,2.3468286805492053E-2]
[null,753,0.97773897153540412,0.99060501412173263,1.0258471907740221,1.0125778681779551,0.99980581498580989,0.99263521217438766,1.0256743585388046,null,2.166436931526369,0,7.736613636934099E-3,0.36159832567714861,0.21753401015491758,1.7520442452680494E-2,5.6338310392001429E-4,7.7320986033836397E-3,0.47968870391522972,0.48689441564741165,8.1904505465477725E-3,0.29127968913590047,0.22096466107801374,5.6804965110288971E-2,2.5402399737861181E-2]
[null,754,0.96692567061151924,1.0061666793379407,1.0224964968625061,0.9902584046723113,0.99640515946883845,1.0311918541532794,1.0194720563750412,null,2.1888149348225712,0,8.1365430139254853E-3,0.37737102053806648,0.21727962605471046,1.7412691130050156E-2,5.6442288813591916E-4,8.1319836427470368E-3,0.48663771645569259,0.47617189035786611,8.2818447193041163E-3,0.29027210960597477,0.23103661559825822,5.7075407744279646E-2,2.6716149101410947E-2]
[null,755,0.97188554574452379,0.99021269615419349,0.98710806185771616,0.99806943287991023,0.95869119004265246,0.96479273724710235,1.0251910485215188,null,2.1292255314696686,0,8.0464804317278444E-3,0.34388549513356154,0.21924211341953548,1.6859016042880433E-2,5.4712991680851782E-4,8.0416741625648578E-3,0.47802726138521334,0.48003244757766705,8.2374731392951418E-3,0.2876797616338484,0.21480733284656181,5.3492852868034575E-2,2.6419453775422447E-2]
[null,756,0.9979073193426683,1.0015379087054528,1.0164660527860598,0.99679158935227985,0.99214912610274997,1.0479272562864494,0.98550503131215728,null,2.1341558060071044,0,8.0335940571571677E-3,0.36744866939334969,0.21059205205008463,1.6925999102900307E-2,5.4491135749670794E-4,8.0291290185304249E-3,0.45815590001521445,0.47933105127270881,8.0243710262933188E-3,0.28606816698718096,0.22572603150524326,5.4964879342505081E-2,2.6378238992751119E-2]
[null,757,1.0163083594435605,0.99852915008220711,0.99704935953323959,0.99029053808990719,1.0225394609370149,0.99425159411582809,0.99906372273309041,null,2.064230986569386,0,7.6924096422808178E-3,0.33640152861436479,0.20700929692949332,1.6496515280576329E-2,5.262601837662087E-4,7.6878944300015246E-3,0.44693368847818687,0.47626172843165415,7.8779780795907896E-3,0.28676748156922016,0.20894067698106367,5.176317224532883E-2,2.5257174988419569E-2]
[null,758,1.0104704634511414,1.0047454040456829,1.0136873019395427,0.99253867317966005,1.0143100204874167,0.97381248555883837,1.0319937486378914,null,2.0729754513880598,0,7.3674587191365328E-3,0.33481077454201003,0.20700623193487053,1.6877734429765145E-2,5.3608920752520038E-4,7.3630369731803617E-3,0.45927522846051649,0.47729404976789208,7.924444953526422E-3,0.28610345446603308,0.20599889159104731,5.2963058717466663E-2,2.4189915063360549E-2]
[null,759,1.0009936904047059,0.99941764632423791,1.0026282721595516,0.99325565517128489,0.96752355127557299,0.9979354878492176,0.97669697226562502,null,2.0787845289171214,0,7.7958143050305111E-3,0.34534882195458766,0.21037783566684012,1.6507827696478676E-2,5.3686200626182508E-4,7.7912686433174137E-3,0.44459883396097338,0.47767128983725743,7.9988290960380862E-3,0.28331410917948557,0.21381765655740595,5.3020216511205594E-2,2.5596792112299489E-2]
[null,760,1.0025840181554493,0.99658233011655883,0.96216770939657104,0.99130412041422322,0.9952819601659102,0.98507439876807834,0.9847843870907913,null,2.0586821647253926,0,8.1661169395347843E-3,0.32941965081519681,0.21055108439714773,1.6051057895140299E-2,5.1692698365088234E-4,8.1612989070108301E-3,0.44594606339226145,0.47685314275849383,7.9838152355637838E-3,0.28618419376335746,0.20876171831602036,4.9606870145617502E-2,2.6812459055467155E-2]
[null,761,1.0144400537393941,1.0159007281756971,0.96306325412769611,1.0208019275242677,0.99966725160894432,1.0159174171924976,1.000502659006397,null,2.056293416421032,0,8.0903186585807394E-3,0.32704211917739573,0.2022038333832071,1.6212237581496525E-2,5.0740035013470148E-4,8.0855994755837206E-3,0.44615100218268655,0.49103987882190697,7.8905569310841056E-3,0.28325598169294308,0.20714684705345077,4.8284516049722004E-2,2.6563762380000713E-2]
[null,762,0.98806784092338473,1.0009797535081586,1.0050740999263552,1.0318996845389634,1.0384558473781023,1.0143889924200051,1.0275021740402972,null,2.1542954660241049,0,7.9345000081106811E-3,0.35348607583044162,0.21191223223669794,1.7339472707258899E-2,5.4476431457293843E-4,7.9299140933147706E-3,0.47516102369290769,0.49624829641339746,8.1036125182852737E-3,0.29287950515603062,0.21855194300769915,5.4020839610277774E-2,2.6052286451330203E-2]
[null,763,0.98737171514717892,0.99468425322024945,1.0077738393519184,0.98368064633473207,1.0014817091019126,1.0272578590906516,0.98415301024672808,null,2.1368410975683139,0,8.1529868080768425E-3,0.36549772078818754,0.21488997999417031,1.6819278069069948E-2,5.4787728196676157E-4,8.1484040943498436E-3,0.46164450823389835,0.47305154417412737,8.1094840192916639E-3,0.28892793363001301,0.22563281775694674,5.4954440834069598E-2,2.6770095500297814E-2]
[null,764,0.98493291626417911,1.04253074152064,0.9918501052146903,0.99520601867992908,1.0276263299241195,0.97606154527164468,0.96204179087883535,null,2.0389063639174538,0,7.6432329571107186E-3,0.33025176033493936,0.20488227542756016,1.6263784592222347E-2,5.3119276517929004E-4,7.6386188855384956E-3,0.43151471187382828,0.47864115373006716,8.1286294526198965E-3,0.28709540032696629,0.20573119369554221,5.0775586615861866E-2,2.5095289174236743E-2]
[null,765,1.0030407077709833,0.99521052894769857,0.99620252059691761,0.99451022314226034,1.0156954070581721,0.98579234221890644,0.97883100790176669,null,2.0741503609732357,0,7.7762179644293031E-3,0.33940060612948136,0.21075304243587278,1.6489639067326742E-2,5.3351661599032097E-4,7.771631293353733E-3,0.44346042241089673,0.47829361307823376,7.9821347147353717E-3,0.28837349539362894,0.21090528721191873,5.2430913405662874E-2,2.5532277180563962E-2]
[null,766,1.0001321488510533,0.97899074500767824,1.0024656206868623,1.0132750742646655,0.98905306203862564,0.96798216382718127,1.0106760999276811,null,2.1027914460223092,0,7.6549320860562903E-3,0.33897489393818475,0.21454967639345904,1.6908227267803794E-2,5.4170054238700336E-4,7.6503436876412144E-3,0.45957478336052571,0.4872994123016231,8.0057101044569284E-3,0.28828919327236902,0.20989073510026918,5.3627893266534346E-2,2.5133808873109988E-2]
[null,767,1.0187950480086543,1.0054465705128497,1.030109201579954,1.0051544159131576,0.96378754752570894,1.0151773595259603,1.0060326626272571,null,2.0829453677388474,0,7.3895059606899245E-3,0.34878805234571264,0.20441753605895274,1.6952128669216894E-2,5.3955346203169287E-4,7.3852252759741251E-3,0.45004761731700704,0.48331237036401836,7.8606292523561473E-3,0.27995527527550434,0.21262912340765225,5.4184551585745949E-2,2.4262810685362221E-2]
[null,768,0.99516265042229379,1.0268274616784472,1.0179643640499205,1.010667085664199,1.0312913571774809,0.98320523596837173,0.9970343809368325,null,2.0742852082276912,0,7.3709873434228126E-3,0.33829462113764508,0.20519176791554117,1.6901423160166944E-2,5.4172954083534191E-4,7.3665640940600262E-3,0.4465131528242961,0.48599896555787248,8.0465895965167525E-3,0.28787733386914038,0.20764124890226318,5.308129619706229E-2,2.4201502775714576E-2]
[null,769,1.026765306637901,0.97855711366936216,1.0465102881022179,1.0113373498810176,0.99593409981605052,1.0154333890348404,0.99840825169821579,null,2.1084718285475321,0,7.2888135075596435E-3,0.35728917739586913,0.20841169496639714,1.7261470256701203E-2,5.4927335270205785E-4,7.2846214122379432E-3,0.44951443556778597,0.48623722566256411,7.8005400968150958E-3,0.28520268634952106,0.21583553624077703,5.6441685713967904E-2,2.3932295039754511E-2]
[null,770,0.98791640428364635,0.98403970748455882,0.97335135121176697,1.0153904634313828,1.0000521389651178,1.0068841192093108,1.0064071490932607,null,2.1362276626811765,0,8.3974871727259936E-3,0.34764823858370386,0.21625347448330123,1.6716719101716185E-2,5.3277758747741091E-4,8.3926516209756694E-3,0.46936990037180909,0.48840516416961233,8.1030019022992252E-3,0.2906530339162065,0.21888666532832854,5.2090996586679573E-2,2.7572526201791719E-2]
[null,771,1.0184615547738989,1.0214003543243451,0.97532480203225858,0.97968625952968391,0.97499245703588244,0.98441454661992889,1.0259221027858512,null,2.0246702464876005,0,7.7222520115225709E-3,0.32115146082216539,0.20186385447568561,1.6107181543062427E-2,5.1008531121763312E-4,7.717644064364715E-3,0.4507592395184154,0.47122552887578512,7.860092557022377E-3,0.27903779531081213,0.20197297722668725,4.8831726807688984E-2,2.5354911986214479E-2]
[null,772,1.0181787580601127,1.0085593111602631,1.0295810187963075,0.98733768960530632,1.0156503422505139,1.0007240039889391,1.0340288239541338,null,2.0830241985159819,0,7.3148595252551848E-3,0.34484237409391771,0.20457423395628377,1.7035884826965612E-2,5.3895501198169854E-4,7.310578243541286E-3,0.46042142210513037,0.47474700393999025,7.8653570571217031E-3,0.2846476464296997,0.2102857880592027,5.4052242842551675E-2,2.4017571474849012E-2]
[null,773,1.0082711755033738,0.99198386973905317,1.0382644682668054,0.9665608246915891,1.0266280986429968,1.0197978456234049,0.97293001163376081,null,2.1038775264750043,0,7.5909239731190526E-3,0.36509946850909086,0.21103027397856292,1.6860213652851504E-2,5.5218946008660143E-4,7.5866267022470704E-3,0.44627432419161217,0.46473234014413362,7.9431449759910181E-3,0.28841428569300315,0.2215639680326128,5.6487136769274061E-2,2.4924478338659073E-2]
[null,774,0.96794521283283086,0.97904342997212346,1.0019767119012926,1.0084118562390829,0.98475826245088127,0.974110829023488,0.97517684321242504,null,2.1443898082194077,0,8.0404394504500886E-3,0.35564723524231268,0.22252486974560559,1.69476051209425E-2,5.5945087683117556E-4,8.0356952063261218E-3,0.46091843307481167,0.48496207873402614,8.2718935661617587E-3,0.29236630254672508,0.22027533893195397,5.5521533618985944E-2,2.6399811005175699E-2]
[null,775,1.0022585650885538,0.99339045727816344,0.99508372768415654,0.99522839095083848,1.0327371071580125,0.99595410299852294,1.0354883624112863,null,2.1130540679853995,0,7.886696633329594E-3,0.3433356551894417,0.2113149755735057,1.6892029682919394E-2,5.3377500868779962E-4,7.8820955512182711E-3,0.47183374966404401,0.47864231938378093,7.9882993348136897E-3,0.29041705028872472,0.21348685059870448,5.2718776990200514E-2,2.5895187352686342E-2]
[null,776,1.0073041381204548,0.99264900533500366,0.97091447086122662,0.99431893992319809,0.99061339815706329,1.0187396354955849,0.99072676136079285,null,2.0874072691009826,0,8.308736565209392E-3,0.34204020947990216,0.21022884546791504,1.6264286015864972E-2,5.1952936262108737E-4,8.3039938833319293E-3,0.45305654234544002,0.47827702948083428,7.9469030234104142E-3,0.28553910772148416,0.21566002620922256,5.0598275301503688E-2,2.7281257374659175E-2]
[null,777,0.99862356431539034,0.97821078046802878,1.0114548669334578,1.0063747293513474,0.98546179514641452,1.0075329134851341,0.98808715851657014,null,2.1284626600989802,0,7.8982732339644562E-3,0.35709728378456962,0.21530575230647739,1.6945909897156563E-2,5.4717179970330807E-4,7.8937361538625496E-3,0.45757249167753244,0.48395418153270492,8.018324965909639E-3,0.28807084482081557,0.21998829504102879,5.503351092358847E-2,2.5933430429595658E-2]
[null,778,1.0268399881514463,1.003285576589485,0.97957506272208117,1.0222940683264916,1.0011217442896199,1.0024274653589289,1.0307747063825718,null,2.0603055791419393,0,7.7468519894173605E-3,0.32536180321893149,0.202003537324209,1.6534558351854304E-2,5.115669755165049E-4,7.7422770592497307E-3,0.45436808945787743,0.49170665089890481,7.7961970081198871E-3,0.28305967405422866,0.20411926445805381,4.9412973126204351E-2,2.5435839198205294E-2]
[null,779,1.0147240265656239,1.013643237937037,1.0193927633064412,0.97846819531591189,1.0150010925455815,0.98665931185814471,1.0141707111775686,null,2.0569405957668665,0,7.3408570463968977E-3,0.33802671504957604,0.20457159640364708,1.670263855288652E-2,5.3473441829613984E-4,7.3365056502221011E-3,0.44993985601205783,0.47051139841581391,7.8915528126188485E-3,0.2843622222435222,0.20731014605964984,5.2991335954259262E-2,2.4102751240712834E-2]
[null,780,0.98371153088293606,0.96783670790209009,1.0369284677339898,1.0419944601084414,0.98601062395214212,0.98365052423228738,1.0373858160742966,null,2.1919130995844429,0,7.5664528678661049E-3,0.36279535952183473,0.22050268592556205,1.7949727301709639E-2,5.7089315936295658E-4,7.561995987597098E-3,0.48522995525317281,0.50100564381022195,8.1413770044524453E-3,0.29225074316645061,0.22032928044482389,5.8298332259156573E-2,2.4843558617964612E-2]
[null,781,1.0130146503116906,0.99641885633600313,0.96308819067304618,0.98922660040179999,0.99027042388556885,0.98785459193628844,0.9859842178513134,null,2.0437076717486495,0,8.0774207916319563E-3,0.32653755256081868,0.20818179923539612,1.5970504471546416E-2,5.1207697377038505E-4,8.0726583949996492E-3,0.44204258217509546,0.47585101520671752,7.9016610738617335E-3,0.28420058024469819,0.20682425145122377,4.9169163932144981E-2,2.6521246820008691E-2]
[null,782,0.9932644824257626,1.018443881946927,0.98860734451969101,0.97247311238719125,1.0141840031841161,0.98260349723195917,0.97238455061943219,null,2.0508374180432827,0,7.8383859903681935E-3,0.33615759067203826,0.20868211940790005,1.6183856849962784E-2,5.3009966709758011E-4,7.8337458582260835E-3,0.43998013136920799,0.46771725487465132,8.0602575750696025E-3,0.28664136656231742,0.20979958733631579,5.1353450606214247E-2,2.5736343254648984E-2]
[null,783,1.0113378466757157,0.98600265661159825,0.99550235780152918,1.0463113328027587,0.9930883774109438,1.0144418125703776,0.98193997041422865,null,2.1040142178327264,0,7.8703916763607704E-3,0.34295849770334541,0.20885069742724446,1.6824581262096811E-2,5.3076906591797242E-4,7.8658210444579549E-3,0.44558632817727417,0.50320870014739949,7.9166083175001463E-3,0.2867996723011435,0.21320136570875281,5.2299847924991302E-2,2.5841720428961244E-2]
[null,784,0.98413466521589621,0.99049677763771027,1.0005694531627711,1.0087883512592684,1.0235698099260675,1.0004222843591202,1.0008678395820414,null,2.140083103400602,0,8.0320237086000494E-3,0.35412533807687691,0.215996310420701,1.7007392757717215E-2,5.4698760038193381E-4,8.0273696579964016E-3,0.46626616031843576,0.48514735373307688,8.1357345681485338E-3,0.29268805458141994,0.21950837187514163,5.4293594584707491E-2,2.637245893459865E-2]
[null,785,0.98525474901253385,0.97959743103716379,0.99286729158938769,0.95488419783506417,0.9750868008496556,1.0270823824077273,1.0189958764615994,null,2.1554566735339553,0,8.5063384278099823E-3,0.36842853531905956,0.21881248266827585,1.6731088797828128E-2,5.4492064115328959E-4,8.5016165177529603E-3,0.48441650503718675,0.45924560526484176,8.126033844440203E-3,0.28725496588712263,0.22938000598336539,5.4590741504214439E-2,2.7930510496523831E-2]
[null,786,0.96608050795751033,0.99815106311701851,1.0042641109628097,1.0398556933308452,1.0159625727551906,1.0450712640728321,1.020103461150226,null,2.2183549600467232,0,8.423973150046957E-3,0.3745982233488403,0.21794402684796832,1.7602655022141492E-2,5.5738038043173885E-4,8.4192720168735687E-3,0.4897207862025702,0.50007689470330285,8.2879967062364553E-3,0.29439750417276572,0.23171158178731432,5.5802629350986961E-2,2.7659982657336997E-2]
[null,787,1.0090349181247933,1.0048366284762309,1.0022937522609858,1.0186070779990262,0.99796601745231306,1.0218609286841949,1.0282972194703972,null,2.1105670036960489,0,7.8159754059850123E-3,0.34597688921186592,0.20629171356327011,1.6977023882657084E-2,5.3127003215481551E-4,7.8114735244097944E-3,0.46551372582981765,0.48986417318911474,7.9350654445988905E-3,0.28507548823225298,0.21424724828379182,5.2495736344048666E-2,2.5663171564048851E-2]
[null,788,1.0004943348840776,0.99775579926603741,1.0328219877547429,1.0347555863726132,1.0305767470071916,0.99741851680685945,0.99000675775870262,null,2.1168910999656356,0,7.3859113198717612E-3,0.35080212909059749,0.20946268857003728,1.7324417238361884E-2,5.5246788333107794E-4,7.3815562047313526E-3,0.44935821410546228,0.49753744187535331,8.004570813487169E-3,0.29063049343720998,0.21353342620839244,5.5438849237561823E-2,2.4250756620979905E-2]
[null,789,1.0235603639941513,0.98920396628933338,1.0091670766892831,1.0114774890215923,1.0075105509719227,0.99750955491749005,0.99228112429435056,null,2.0706697912820471,0,7.5254897630962839E-3,0.3384457662950095,0.20662431736144637,1.6706679384993268E-2,5.3035088125683103E-4,7.5210682656585582E-3,0.44235800206513742,0.48641486917431243,7.8228466762461941E-3,0.28563074799858845,0.2087680628016978,5.2663472088631848E-2,2.4709098052163259E-2]
[null,790,0.97387849454355624,0.9860763401699062,0.98003301495161566,0.99202592578846571,0.99097162893096402,0.98376368364893119,0.96751571071326914,null,2.1164653701540086,0,8.3066315424266124E-3,0.34924423075962746,0.21972697372648106,1.6462071204354275E-2,5.4336303836013131E-4,8.3017775407575028E-3,0.45477351085633827,0.47714680605669696,8.2201971506158066E-3,0.29093117225958393,0.21904431643112524,5.310360668713289E-2,2.7273975985359897E-2]
[null,791,1.0040824288277908,1.0376831119172911,1.0239400813909225,0.9970590583105724,1.006249630138546,0.97450591952829346,1.0241600957951964,null,2.0498013866942753,0,7.1272078254940967E-3,0.33164547582060322,0.20121923068196901,1.6869208923589712E-2,5.3757601858917274E-4,7.1228801300630817E-3,0.45060679930272746,0.47943781299199534,7.9754527968497035E-3,0.28268786590760886,0.20287785143997705,5.2547516949344508E-2,2.3400923556452156E-2]
[null,792,0.973005195225353,0.99515322005806528,1.0173498177756322,0.96928038674536432,0.99505729109788876,0.99069340236160441,0.9770257510427236,null,2.1276159959353076,0,7.9198059111351346E-3,0.36297537627088577,0.21841156778763157,1.6830343196390096E-2,5.6073987554156046E-4,7.9152207758159225E-3,0.45967224393083178,0.46609911462352188,8.2297914177855459E-3,0.2898149502787864,0.22286709673197508,5.6155342720737619E-2,2.600401423653749E-2]
[null,793,0.97156145966943563,1.0150308146515725,1.0125766747355243,0.99237799794102899,1.0130073420923595,0.99608572810285045,0.99804337556534706,null,2.1298343514015188,0,7.8693152103188908E-3,0.3567077393850005,0.21418856858512164,1.7006419804702411E-2,5.547293517703185E-4,7.864727668030853E-3,0.46513464876636657,0.47722003065524154,8.2417361757107024E-3,0.2904030042067251,0.2196090872989179,5.4934846374122825E-2,2.5838128340126131E-2]
[null,794,0.97353848998314485,0.96844616008313922,0.99247420065505343,1.0158275640317187,1.0277567315969149,0.99029351912885843,0.97006196334566408,null,2.1597393976262556,0,8.2828091104084015E-3,0.35841216341887389,0.22335814557511657,1.6941693164866208E-2,5.5380957583415537E-4,8.2780056988907228E-3,0.46096813137322301,0.48855712853352279,8.2238050403472106E-3,0.29727512603707695,0.22319408362930249,5.5064236755059025E-2,2.7195877934548578E-2]
[null,795,0.98158453796241996,0.9652084710148332,1.0333551561976451,0.96937959211460467,0.97403092434660143,0.99445672792755757,1.0268792865430714,null,2.1777733525547105,0,7.86075153407686E-3,0.37382107365114403,0.22271541920712593,1.7411779817689203E-2,5.7090609003692826E-4,7.8562567404267588E-3,0.48745018683527563,0.46610145683811349,8.1588069327901379E-3,0.28959821317398571,0.22747744204734688,5.8662264102391816E-2,2.5810298652458222E-2]
[null,796,1.0157555061946393,0.95989747093013156,0.98738585348372965,0.98057951376899299,0.99088809248905863,1.0113002861151448,0.98161574104097227,null,2.1027875384370378,0,8.2086217314274908E-3,0.35105112522857596,0.21580321508101061,1.6402850283904043E-2,5.3018704432561794E-4,8.2039673657910324E-3,0.45266349802313766,0.47161966389156373,7.8817166654585359E-3,0.28763056427610922,0.21924837200117003,5.3008361812742467E-2,2.6952638494676436E-2]
[null,797,0.96788806655510173,1.0002292009512324,0.95873454546899151,1.0351178181557374,1.0167285803945507,0.99624605163323077,1.0325004515821035,null,2.1584740133240254,0,8.5543628009284479E-3,0.34234814931917862,0.21701113432086855,1.6904718694935105E-2,5.3296625550377662E-4,8.5493545641482857E-3,0.48500081100376996,0.4979399225356137,8.2698079642721401E-3,0.29390192382279501,0.21739006907401007,5.1092173428634174E-2,2.8087345141222752E-2]
[null,798,1.0043152162754247,1.0048871775721948,1.0160818853233959,0.97543316501301436,1.0210613150424366,0.96911035834815928,0.99272084097318714,null,2.058532234613248,0,7.3963266648117221E-3,0.33798609893900988,0.20894882957986177,1.6611177903060069E-2,5.4052286478082474E-4,7.3918935555951897E-3,0.44471297416041167,0.46906144437890146,7.9731504467687488E-3,0.2872702524900953,0.20767193702988804,5.3475561827826465E-2,2.4284718101858952E-2]
[null,799,1.028135914661775,0.999614509295353,1.0020479369437638,0.99955304907892262,1.0243548558882405,0.98961075261469267,0.98074827575780343,null,2.0364879032550145,0,7.4629808083383339E-3,0.33015810474920554,0.20363413295891561,1.6390930210290127E-2,5.2237010668032535E-4,7.458551763525046E-3,0.43168956906524275,0.48070151948719858,7.7876317544553798E-3,0.28534045010418446,0.20447999087277938,5.1283921504358565E-2,2.4503711486514274E-2]
[null,800,1.0070768996797053,1.0238851229115282,1.0050810562491732,1.0003321024918548,0.98591452717040928,1.0005526453986404,1.0083314477421637,null,2.0631776453516211,0,7.5664611042476704E-3,0.33709135484239355,0.20330241813799713,1.6633860937207874E-2,5.2966974962335468E-4,7.5620023314538409E-3,0.44982695260941719,0.48106718888494698,7.9506533509093973E-3,0.28176405373351571,0.20841465844366536,5.1757713975187587E-2,2.4843579459548917E-2]
[null,801,1.0155596386043899,0.99657150197860667,1.0077237430465515,0.99438303105175041,1.0092631117693585,0.99345498662827825,1.0174593426831513,null,2.0794848352705477,0,7.5782134272562463E-3,0.33968272348668915,0.20751170395348556,1.676266876962507E-2,5.3224227006929792E-4,7.5737609640397054E-3,0.45573847740483697,0.47819846300422864,7.884393925546733E-3,0.28581562491191165,0.20970238888727777,5.2778390817788068E-2,2.4882210302304347E-2]
[null,802,0.98809170122645917,1.0084633249095234,0.97852959739590584,0.9694293372893561,0.97001229651441023,0.97660451801127934,0.97511100782155558,null,2.0568157653925137,0,8.0235464437675031E-3,0.33616778255461971,0.21200793802590373,1.6074787874654189E-2,5.300217066096808E-4,8.0187946942423313E-3,0.44524459017016493,0.46628263167912265,8.101866064046833E-3,0.28386293076427693,0.21102574742222396,5.1177933425281354E-2,2.6344287455134677E-2]
[null,803,1.0043892459354882,0.99330065882392293,1.0326509399779868,1.0197710628614354,0.96442048922631074,1.0094180995187105,1.0267894350764142,null,2.131244771978293,0,7.4977846997710028E-3,0.35597879075985173,0.21012103564662948,1.7386285843112192E-2,5.5122616415517007E-4,7.4934376152357438E-3,0.46814415410531923,0.49033300028503035,7.9735200727844222E-3,0.28367643207716731,0.21670513143641201,5.5761220082734535E-2,2.4618322589632265E-2]
[null,804,0.9830933894995264,1.019045447457656,0.99389737540405521,0.96821128799536205,0.99782198113730347,1.0073920373155563,1.0284528824718857,null,2.1121472912270063,0,8.0830187116879594E-3,0.35092125962934795,0.21106429918181047,1.6692975927553477E-2,5.3807167469240122E-4,8.0783675262625018E-3,0.47523120708717903,0.4656522127766573,8.1439596685018191E-3,0.28623723557544445,0.21835152870642296,5.2779189055314049E-2,2.6540003129509371E-2]
[null,805,1.0150313861636395,1.023509002662975,0.98351192806229004,1.0238788049911993,0.99588230073978312,0.98607940945755335,1.0207347582865738,null,2.0424798342386676,0,7.5639523798693041E-3,0.32058331736848122,0.20021016399402605,1.6490981730952321E-2,5.1527543975040963E-4,7.5593871452583998E-3,0.44769763677601576,0.49245677948493455,7.8871193748855546E-3,0.28193124195268626,0.20066589518265351,4.9211000426614179E-2,2.4834987742276136E-2]
[null,806,1.0060258506561388,1.0068948291269471,0.98376843057570384,0.98134568877306483,0.99485921394526866,0.97060551007320739,0.99502674068450103,null,2.0416571134801949,0,7.723035369555536E-3,0.32752118379300843,0.20786073397075192,1.620755246266543E-2,5.2342646807793049E-4,7.718400740666877E-3,0.44430667311953642,0.47199879729825789,7.957736367670434E-3,0.28433008229117263,0.20497833736338764,5.0619827066356503E-2,2.5357397908198367E-2]
[null,807,0.98858547607141245,1.0230020567851308,0.99734703806811265,1.0313726165556729,1.0076820402599866,0.99130308508874987,0.97633710382042127,null,2.0803883917558164,0,7.7009312543087349E-3,0.33700271411804628,0.20672996561756402,1.6705842116437691E-2,5.3594990866876781E-4,7.6963361501944938E-3,0.44172294531227763,0.49601847312853514,8.0989174642511173E-3,0.28718184054103829,0.20927854536593049,5.1832884566714789E-2,2.5284908720465241E-2]
[null,808,1.036910552547603,0.99760359211090033,0.99516910498959055,1.0064250254255893,0.9872498838443805,0.98627254277243726,1.0177381605634135,null,2.033537127984844,0,7.4270618864517596E-3,0.32338532748024307,0.20167326443530681,1.6445211548670544E-2,5.151047917142617E-4,7.4226226383777858E-3,0.44332798008260937,0.48402694110011873,7.7213471696054459E-3,0.28069859326895491,0.20107189053318678,5.0290233923710598E-2,2.4385672898798526E-2]
[null,809,1.0008942686414495,0.99192645886277209,0.98762333722847051,1.0213965739563196,0.97837750674945512,0.99379430485429621,0.98477011526788016,null,2.0900191534615993,0,7.9221856674493631E-3,0.33898031130883916,0.2111060958795295,1.6586138721164205E-2,5.3115753053918245E-4,7.9175254087262541E-3,0.44815714803696488,0.49125031727186985,7.9987577621754291E-3,0.28580179838816955,0.21168071857298254,5.1919784560453999E-2,2.6011585687632479E-2]
[null,810,1.0013521278386781,0.99463280498676288,0.98210113914215924,1.0123381434350491,0.98859962690278425,0.98785372552078221,1.0135627511489553,null,2.0914126212431037,0,7.9359863222512664E-3,0.33525927102413539,0.21068269917807311,1.6619491451618392E-2,5.2763983461248036E-4,7.9312958625724246E-3,0.45967612550116005,0.48691033257594935,7.9947824274940581E-3,0.2863045093312222,0.21002261486202409,5.1363019514281551E-2,2.6056826002211389E-2]
[null,811,1.0194753419041078,0.99710871565847103,0.99847702414344464,0.98180636187890957,0.98462065279727906,0.99861503116888917,0.9811924567129614,null,2.0502008003018264,0,7.7063006360439971E-3,0.33812417430332448,0.20685266199985922,1.6291937262317584E-2,5.2561266700468549E-4,7.7018062171641697E-3,0.4389224336317466,0.47217725451050396,7.8535861966696503E-3,0.28249413806188556,0.20983976371433702,5.1820852745224383E-2,2.5302879627832588E-2]
[null,812,1.0203384231026558,0.98428250186739608,1.0393147392231084,1.0244506321770257,0.95670911613279419,0.9999016156846221,1.0064834148286206,null,2.100405818371097,0,7.2507326854803029E-3,0.34957525308631443,0.20810482309320544,1.7238887588498827E-2,5.4788169107709112E-4,7.2464795098924721E-3,0.45142289461462098,0.49256323248503914,7.8492635608253501E-3,0.28170764977153701,0.21201921949896116,5.5573979380470491E-2,2.3806986776132761E-2]
[null,813,1.0116188888096298,0.96593246049374948,0.9832880611588084,1.0351011010800226,1.0161383093927061,1.0011672473694835,0.97575748691572928,null,2.1084223410645491,0,8.0619164028593107E-3,0.34151908217365856,0.21399762495234628,1.6666001178336401E-2,5.2901762832200912E-4,8.0572269244171216E-3,0.44615358351765194,0.49785508189765143,7.9137122642805313E-3,0.29131669079439032,0.21379795939996174,5.2207727198504382E-2,2.6470549537888032E-2]
[null,814,0.98960940021275212,1.000795327405509,0.96805971169091409,1.0264321591963881,1.0104194352232119,0.99251052492866554,0.98841877062713446,null,2.0966904164739861,0,8.1886984255537219E-3,0.33487073850689442,0.21165998781392456,1.6486222141377606E-2,5.2569660853910125E-4,8.1838667859864545E-3,0.45267183918953469,0.49373266107051217,8.0888319472171791E-3,0.28977974314507365,0.21148972413788605,5.0503201846806796E-2,2.688660170578509E-2]
[null,815,0.9816853861090884,0.97366600615310306,0.96834942577829097,0.98964233194569051,0.99965338946027171,0.99685937680777281,1.0183764316297288,null,2.1466234528779986,0,8.5635458732892661E-3,0.35044027134153377,0.22053574786890573,1.6652881591475939E-2,5.3594192260520465E-4,8.5586234592948344E-3,0.48039937687345824,0.47603521276580879,8.1541407276446449E-3,0.29197079352385236,0.22128551819526404,5.2500694075727709E-2,2.8117796405713592E-2]
[null,816,0.97864270979375545,0.9915117692253117,0.99862713340992482,1.043111151973716,1.0072821097549125,1.0039287399585564,1.0162529069965893,null,2.165432116663188,0,8.0611948963738318E-3,0.35381879667846533,0.2160915191928296,1.7323235490623205E-2,5.4885303672594355E-4,8.0565034230652317E-3,0.47507488075950882,0.50165992206794874,8.1812760344886597E-3,0.29243781760622117,0.21956106127904995,5.4271273384483315E-2,2.6468172606152626E-2]
[null,817,0.98172235319144407,0.98958533285906836,1.0190861480447253,0.98545410775833431,0.98711659538616137,1.0024635741975412,0.9937344128398663,null,2.1410959828024558,0,7.9097337649610445E-3,0.36397102880850057,0.21732287558325453,1.7030516345270148E-2,5.5789053874366037E-4,7.905190640068888E-3,0.46590536659635623,0.47387156802742386,8.1568179040083337E-3,0.28885158820544177,0.22326016381287672,5.6201648050579311E-2,2.5971062054893065E-2]
[null,818,1.012743657074556,0.98252610047656042,1.0186757788731222,1.0240497874730095,0.96879503616554474,1.0168169709039312,1.0359392763708779,null,2.1346623233019497,0,7.6844242105004578E-3,0.35326830406180487,0.21033755740261309,1.7297520443298946E-2,5.4215020490623882E-4,7.6800049747952851E-3,0.47199271285570288,0.49243215928541795,7.9069433000911685E-3,0.28422665844050116,0.21674513126097694,5.4686349660076732E-2,2.5231255622262604E-2]
[null,819,1.0090921826206416,0.99207790578460242,1.0114485298638467,0.97936739332381673,1.019317616198492,1.0050781667085773,1.0160453812862991,null,2.1021962377577275,0,7.7457320600186818E-3,0.35019476116083798,0.21045773979407839,1.6829027807905635E-2,5.3845179502829191E-4,7.7412672180945628E-3,0.46229161692108206,0.47096667856442248,7.9351401469679207E-3,0.28789036440334537,0.21573679738598689,5.3927603070725069E-2,2.5432521549270486E-2]
[null,820,1.0271271787840039,1.0105533731695666,0.98157712879919956,1.0178059279733651,0.97976259294583523,1.0156509788374801,1.027266060019304,null,2.0575560982339773,0,7.7877543461559564E-3,0.3286008048618882,0.20048833906737265,1.6475455968554892E-2,5.1089452368338758E-4,7.7832070918582392E-3,0.45330878457726692,0.48954180681915749,7.7941294537200055E-3,0.27998111957490068,0.20591355702016595,4.9375446266271807E-2,2.5570307355291397E-2]
[null,821,1.0180261705237035,0.99975370750336567,1.0367577349486921,1.0076963182730785,1.0332704989295223,0.968622472723077,0.9783219220384658,null,2.0528196374089571,0,7.0162175149093755E-3,0.33627466226476649,0.20580023272807965,1.6901615575550904E-2,5.4445290156840734E-4,7.0119653340788464E-3,0.43153844985741996,0.48451511257077534,7.8669456069175529E-3,0.28774014489803529,0.2042423875172209,5.4363352445942321E-2,2.3036533223509178E-2]
[null,822,0.99991900705283887,1.0120906635558553,1.0020797519203246,0.9736950834048822,0.97067613120852769,0.99257616411163918,1.0267667259595323,null,2.0806263808445942,0,7.73464934711008E-3,0.34220433567994352,0.20845900385970217,1.6627522530666079E-2,5.3446828280856256E-4,7.7301180665821862E-3,0.46459641290818343,0.46826590615615538,8.0073942790491529E-3,0.28200934213312362,0.2119368652407207,5.2593768009348119E-2,2.5395893045421423E-2]
[null,823,1.0195364685325443,1.0028223445705984,1.0168650896835378,0.99643912173867222,0.97944084561341793,1.0025274046290173,0.98811758473289413,null,2.0608173949493231,0,7.4670598043348902E-3,0.34184079915142873,0.20513507696212555,1.6623228945404783E-2,5.3327166256835563E-4,7.4626942681815973E-3,0.44058583055971912,0.47916039004254773,7.8541591748176303E-3,0.28159572982684944,0.20994775734950169,5.3028195880482895E-2,2.4517320930030114E-2]
[null,824,1.0038337354412417,1.0195335352164301,1.0004775461176281,0.9997451686963823,0.99165316238566759,1.0054672033504857,0.99275303574573237,null,2.0685539915882529,0,7.7141744654764602E-3,0.34003758979104748,0.20506049007783747,1.6547387032244714E-2,5.3004683058005184E-4,7.7096635730476227E-3,0.44640316824800669,0.48079857142501253,7.9760749412241191E-3,0.28327701606604472,0.21078695533757996,5.1812509193586022E-2,2.5328693537518994E-2]
[null,825,1.0148038572539719,0.96812369277803612,0.99549697531659076,0.99414573192909983,0.9967431823175863,0.98971935968418845,1.0191936308286353,null,2.1038425198017245,0,7.8696959025288706E-3,0.34292311430113742,0.21396764272838495,1.6743789767728036E-2,5.3283960846663419E-4,7.8651073819223198E-3,0.46372966306222746,0.47812040499636815,7.8895692410539519E-3,0.28779656111590929,0.21318002456974591,5.3124123110446959E-2,2.5839375820862192E-2]
[null,826,1.0087975043208426,1.0123544118736489,1.0080928324317973,0.96809837691884315,1.0371748098245752,1.0044227780798005,1.0350813281259956,null,2.0862505063911447,0,7.6828748860253045E-3,0.34467050388737563,0.20650698050145111,1.6758805991165044E-2,5.3263253144536016E-4,7.6784230523199732E-3,0.4661753559199428,0.46555712579316938,7.9372654807621963E-3,0.28734350000023412,0.21273710312307559,5.2809626491739405E-2,2.5226058504489869E-2]
[null,827,0.98852054358210528,1.0091992017408187,1.0047321468111152,0.99564949821865001,1.01215511998092,0.97383930486290116,0.98320385699795254,null,2.0797011165020014,0,7.6421385067436572E-3,0.34018550938154324,0.21119455753063054,1.665516319768515E-2,5.4256670270742943E-4,7.6375673895035861E-3,0.44699723626984839,0.47881631796356772,8.0998813776336324E-3,0.28857740267938953,0.21036934388667147,5.3175873953771713E-2,2.5091834675791798E-2]
[null,828,0.97352181926389192,0.99450397368028876,0.96842350830245161,1.0426163693206645,0.97464161099030133,1.0005317237437963,0.97432786634707991,null,2.1321600019261795,0,8.4308745198804162E-3,0.345067179996356,0.21664740461782864,1.6646244327555453E-2,5.3591469597283488E-4,8.4259532222512416E-3,0.45667095890176229,0.50151641440329653,8.2225224845129622E-3,0.28958635349112788,0.21788330437878509,5.170669338755951E-2,2.7681932539049596E-2]
[null,829,1.007803726447221,1.0003007192406241,0.99591979460646396,0.99589617968596567,0.9931604717384318,1.0168815406040852,0.97363498478463661,null,2.0799916600977877,0,7.9417365169371333E-3,0.34640389220053081,0.20845274560549595,1.6438096147813625E-2,5.2977503750039701E-4,7.9371789582279723E-3,0.44275081334675986,0.47896100456915103,7.9443938451676625E-3,0.28490413493430267,0.21529190040496515,5.2243307724811124E-2,2.6076153839995675E-2]
[null,830,0.98072597074064338,0.97451959100012686,1.0261590897539585,1.0149671051881823,0.98575332880076483,1.0148283271611098,0.97399860571096197,null,2.172215171317069,0,7.9716137668271597E-3,0.37285581326951861,0.2203440080135784,1.7295659331836646E-2,5.6551736288897698E-4,7.9670849720244966E-3,0.46204517361355052,0.48804234645222522,8.1655233335263862E-3,0.29127417588674043,0.22780406739073059,5.7653010863377194E-2,2.6174404593897447E-2]
[null,831,1.0123313478087688,1.0130727361314662,1.0053236356614241,0.99644789886893526,1.0011817241449337,1.0237323630236987,1.000350058983561,null,2.0807492794890927,0,7.7617486159015326E-3,0.34599077709047393,0.20456493054025757,1.6646959725428092E-2,5.2928036295559605E-4,7.7572956811745638E-3,0.45055892414204551,0.47919853081176156,7.9093998012419956E-3,0.28368188812103567,0.21388749352907491,5.2300368158183813E-2,2.5485180141358744E-2]
[null,832,1.0028110127365808,1.0321424850046812,0.99106953140069187,0.98321057289798441,1.0299599257113194,0.96880466366284212,1.0000384629839201,null,2.0285209003465536,0,7.5067842015265557E-3,0.32377008675650981,0.2031990323236938,1.6290555420986327E-2,5.2344051490651816E-4,7.502229042203051E-3,0.44154124245529353,0.47287427321117076,7.983667463988495E-3,0.28567474239971541,0.20178355010343293,5.0237659636675959E-2,2.4647205219503542E-2]
[null,833,1.0103738678262923,1.0101502114655476,1.0228436906520155,1.0084164352283653,1.0220025407452793,0.99991152281944007,1.0369729734405846,null,2.0981128351335112,0,7.4003010412838528E-3,0.34348969538641388,0.20525444148824584,1.7169087008057447E-2,5.3946861695176667E-4,7.3959468279598626E-3,0.46402903232727472,0.4849022665275094,7.9257279472713781E-3,0.28655093914863861,0.21025259402435412,5.3705902483164966E-2,2.4298034388954514E-2]
[null,834,1.0116763762728971,1.0384404750112448,0.99776077455580969,1.0069483153994725,0.99808456045584837,0.96659312278594511,0.95645326989286228,null,1.9914147984172583,0,7.2460088019504799E-3,0.31739209274111635,0.19862185190371542,1.6104909956642523E-2,5.2078654950619518E-4,7.2415480823942247E-3,0.41530894007396513,0.48427084458955655,7.9140882114962993E-3,0.2808091836464271,0.19705386760172819,4.9631908392153284E-2,2.3790785470508714E-2]
[null,835,0.99566178496079061,1.0095293275075947,1.0279971633126437,1.0117689559507925,1.0008381409087164,0.9927825118675736,0.98962514679728097,null,2.0976689472361634,0,7.4280769785744797E-3,0.34890119394092439,0.20890196271427952,1.7049495456123213E-2,5.5014143682931933E-4,7.4236904328479408E-3,0.44888888997283483,0.48649909930048824,8.0431403786356912E-3,0.28665868664136296,0.21294933136255423,5.4842211635078832E-2,2.4389180942779864E-2]
[null,836,0.99659852017691675,1.0291738061951881,0.96990395996213663,0.97629010149101658,1.0066283884179226,1.0287878089301203,0.98796722574186935,null,2.0688603676266974,0,8.3200051147024976E-3,0.34170419264242435,0.20548760276989492,1.6088150258742336E-2,5.1708946165219595E-4,8.3152733610297319E-3,0.45046358984178031,0.46960796596433269,8.0322115854400133E-3,0.28439523926384619,0.21557448705620538,4.9676256494628923E-2,2.7318314041420828E-2]
[null,837,1.0037249772693428,0.98233870071096863,1.0000685229494075,1.0112951520418367,0.99343108256230472,0.98598886915134498,0.96339747341055937,null,2.0840692577120059,0,7.7722179979171071E-3,0.34227082762774219,0.21296854997766226,1.6573966953536905E-2,5.3784171927957151E-4,7.7676363282808908E-3,0.43865543507752519,0.48635443050480365,7.9769156285498018E-3,0.28780161780470803,0.21222072529654523,5.3194376339849074E-2,2.5519152451441294E-2]
[null,838,0.95318156059938519,1.0148228344208063,0.96187029392558887,0.98370822119032975,1.016248956419151,1.0190238802612115,1.0281926493121385,null,2.1716782393397303,0,8.8928940514386521E-3,0.35849915770204438,0.2187338376130083,1.6730389531943102E-2,5.3963876711035435E-4,8.8878607759602154E-3,0.49393747375461228,0.47320012926697103,8.3975905628726356E-3,0.29321942412449253,0.22722955813122681,5.1996627599459048E-2,2.9199445561467367E-2]
[null,839,0.98429741312689623,0.98159277145752177,0.96754406671354043,0.97829438680029224,0.99913221164721699,0.98210958072742671,0.9818317916912872,null,2.1002388576264286,0,8.3899124063646167E-3,0.34269176640957877,0.218357868815659,1.6246440544686935E-2,5.3239013272122961E-4,8.385013248367712E-3,0.45757175141587769,0.4705790384658296,8.1324550693850708E-3,0.29037449805740428,0.21649399536034483,5.1716120791220128E-2,2.7547431721717554E-2]
[null,840,0.99031322648373121,0.99950414007903643,0.96088543327551035,0.99446297203497569,0.97781016204053339,1.0036393269768553,1.0259470342098163,null,2.1081585302144465,0,8.4394778186356531E-3,0.33944076864365447,0.21276292318360937,1.6414371470869212E-2,5.2209518593110285E-4,8.4345967601604718E-3,0.47338339569576987,0.47837653974455557,8.0826668856826336E-3,0.2859042336924521,0.21527332345540443,5.029276400859959E-2,2.7710329306393392E-2]
[null,841,0.99237574079611157,1.0037633578389082,0.9545118524712668,0.99348013897644294,1.0113760374665877,0.98490699419415639,0.98405988092413266,null,2.0666512666193024,0,8.3112476760423114E-3,0.32937674677799322,0.2113498921686135,1.6037386678401912E-2,5.1703842984446714E-4,8.3063400780411228E-3,0.44869312879615303,0.47792304352952847,8.0654996171983708E-3,0.28852405857979518,0.20967071275428442,4.9209701516027687E-2,2.7288965369464058E-2]
[null,842,1.0084788345824356,0.97145582156963661,0.97984781229693607,0.98119063622482128,0.9624229432539807,0.98934120710389961,0.97361192082112802,null,2.0751974200048782,0,8.1153346176817739E-3,0.34105619185506209,0.21491819523102876,1.6178101730382095E-2,5.2777482791751976E-4,8.1106177961978426E-3,0.44562199460007074,0.47193577089528926,7.9381562425221448E-3,0.28451159817768579,0.21393166002776878,5.1936737729237382E-2,2.6645955509396621E-2]
[null,843,1.028687934891835,0.98162604223999017,0.99619948753687948,1.0125732940335876,1.0305349996451298,0.95846373203278201,1.0040622666667214,null,2.0438469760864151,0,7.364329397592722E-3,0.32141438164637792,0.20704599234132004,1.6558087174635059E-2,5.2308131704779915E-4,7.359832407004073E-3,0.44028315348738889,0.48698076412959385,7.7831241205508737E-3,0.28812512703544368,0.19972890024383028,5.1229474535159789E-2,2.4179387045655129E-2]
[null,844,0.98774487542270784,1.001287984417071,1.0141210301420958,1.0127556734449352,1.0183053390151704,1.0224313030847056,0.98220114070224818,null,2.1365538861911859,0,7.9354118842509154E-3,0.36099315185191566,0.21262991942281834,1.70434923477919E-2,5.4939724968886959E-4,7.9308850231728945E-3,0.4566495714362529,0.487014749310485,8.1067924439241837E-3,0.29051427384006118,0.22205375750593787,5.4947831379092385E-2,2.605547626429543E-2]
[null,845,0.9667738755901778,0.97417745355228524,1.0294110987989917,0.99561985819936438,1.0334160065064928,0.97252847157217392,1.0014585551880533,null,2.1762200446550746,0,7.7765879360055471E-3,0.36646486899461322,0.22412056470864924,1.7484973741623701E-2,5.7545336449020947E-4,7.7720148858414053E-3,0.47561116971253081,0.47872985791766764,8.2835602140675351E-3,0.29757279882654258,0.22349246128878136,5.8355371532549112E-2,2.5533537403720462E-2]
[null,846,1.0001163717710311,0.96596920975131095,0.99284156477410246,0.99736030867123548,1.0008366990723521,0.9900520864137814,0.99364408645664792,null,2.1194853442481265,0,8.0554970754803147E-3,0.34887189019543552,0.21782144203272064,1.6718032489350027E-2,5.3982714816763603E-4,8.0508190167341651E-3,0.45987305034852544,0.47967430263552957,8.0052803618433747E-3,0.29055772230462512,0.21720742540565166,5.3771551859117951E-2,2.6449497525905856E-2]
[null,847,1.0343881400191643,0.99938544171786869,1.0226044217278221,1.0206546148802405,1.0051982887547672,1.0073392348231822,1.0366948450874212,null,2.0758480533685821,0,7.2697748665222607E-3,0.33724522989968797,0.20126024661393971,1.7073051977541987E-2,5.2909240363709813E-4,7.2655019841004727E-3,0.45534814335656754,0.49078777377718041,7.7417114624559356E-3,0.28279565861289313,0.20645802948136163,5.2743907020020263E-2,2.3869481645717505E-2]
[null,848,1.04319197841767,1.0125270167045064,1.0039608902804866,1.0213221242696666,0.98945306287287205,1.0194009169916132,0.96792380123136801,null,2.0157629865119784,0,7.3922665693376913E-3,0.32848085067495481,0.19594189329367595,1.6298518222806729E-2,5.1309294223094739E-4,7.3879358606689892E-3,0.4197331517604494,0.49116483521283216,7.6753413506447923E-3,0.27843848330526577,0.20322019219591925,5.0029242444861573E-2,2.4271715817005539E-2]
[null,849,0.98320059694809003,1.0033529396981165,1.0212721259192259,1.0240353696269631,1.0128612073252623,0.99983162920870328,1.0174009745604369,null,2.1464456881765384,0,7.6888953845681614E-3,0.35559451611490173,0.21294743203324085,1.7397705475895905E-2,5.5508410042776838E-4,7.6843984403994195E-3,0.47025021915216453,0.49241742690455653,8.1446830497277061E-3,0.29060907149276322,0.21785416818287065,5.5434189061956275E-2,2.5245689552200062E-2]
[null,850,0.99523876852647253,0.96408168703776143,0.99187101426340629,1.022930721836693,0.99288487860043095,0.9886405828283612,1.0016000492599539,null,2.1388814061196477,0,8.0654316938887152E-3,0.34851795201707741,0.21886596629306959,1.6953481770963987E-2,5.4241275081982172E-4,8.0607203963985654E-3,0.46515443179481031,0.49197519727114719,8.0444574429790316E-3,0.29129494682087775,0.2171075677191886,5.3947676833278772E-2,2.6482026702924034E-2]
[null,851,0.9999791350349283,0.99980329957408542,1.0010483183302474,0.99466162222271859,0.96005311554364525,1.0015233033634519,0.98425731155582608,null,2.0853093972777579,0,7.8465820852931939E-3,0.34633180462236823,0.21049058685800431,1.6548952417980402E-2,5.3654625003050026E-4,7.8420220537096189E-3,0.44899509177049163,0.47835210147832047,8.00685316247861E-3,0.28269192045894209,0.21461898175147928,5.2977585353792718E-2,2.5763533185451139E-2]
[null,852,1.0253985940817878,0.97117259858423621,0.97207489186543827,1.0390790689684641,0.96459221624251357,1.0204031382593741,0.95579630689518669,null,2.0754738761380707,0,8.1615454885386272E-3,0.33688358928946888,0.20913370778556215,1.6258296313003354E-2,5.1540135065893512E-4,8.1568534416982721E-3,0.43210563616018677,0.49980344209213945,7.8067349640743569E-3,0.28356725337808014,0.21226589348212213,5.0340759079642305E-2,2.6797854289971668E-2]
[null,853,1.0104789083337877,1.0342763057546347,1.0032729393626751,0.9810454493627293,1.0367969595041213,1.0030210889441227,1.03132176621704,null,2.0585589736291774,0,7.5534632021037173E-3,0.33511014440071629,0.20103364317926573,1.6628683979857888E-2,5.2488893346620206E-4,7.549025702181157E-3,0.45713929921534552,0.47179734716431698,7.9237821516035499E-3,0.28501779269174249,0.20740254134725492,5.1184340954703915E-2,2.4800947110824013E-2]
[null,854,0.99858753821464097,1.0006770710740942,0.9528868153417156,1.0171864849905683,0.9993625031742791,1.0091724119776693,1.0313841880767116,null,2.1043370649057174,0,8.434993210178713E-3,0.33302699711870121,0.20973891648016296,1.6441936918211577E-2,5.1367411042162149E-4,8.43009866357795E-3,0.47109063607636426,0.4893322525934321,8.0152341792460065E-3,0.28721627815616585,0.21219640339565932,4.9074078793493965E-2,2.7695551630459631E-2]
[null,855,0.96191160969356115,1.0215351075182473,0.9725009373360205,0.98244944935000578,1.007309316814115,0.98947019568566341,0.99006686507672748,null,2.1101439003492244,0,8.3686471105036322E-3,0.34576945008071908,0.21526773602725618,1.6421566246507195E-2,5.386318878081147E-4,8.3637485400631928E-3,0.46394324000048515,0.47256298187108764,8.3220115948820575E-3,0.29032296090342824,0.21781098644665106,5.1711663459879126E-2,2.7477570400959953E-2]
[null,856,1.0177494229464306,1.0169487669937582,1.0219846530719114,1.0095722468011041,1.0020645171337565,0.97977206179526988,0.98785731232940577,null,2.0385500628327526,0,7.1507136599108173E-3,0.33124270629170827,0.20186433935221018,1.6689461205320354E-2,5.3370735406335862E-4,7.1463971815788844E-3,0.4333763296021349,0.48546058475890941,7.8682418148752434E-3,0.28273756526724819,0.20285390485345448,5.2449354271125417E-2,2.3478184540035429E-2]
[null,857,1.0190654916511743,1.0221308329314689,0.99755957912323012,0.99513166920600604,0.9877249490309371,0.96201279643733695,1.0132095068777474,null,2.0143598064553729,0,7.2643781071771857E-3,0.31804939685931605,0.20098632037627748,1.6355847962746545E-2,5.2019849910715072E-4,7.259920298654291E-3,0.44017891153733418,0.47858846980465775,7.8566927477758987E-3,0.28037008877414843,0.19748460841814805,5.0122585248179669E-2,2.3851144036203205E-2]
[null,858,1.0000183664588871,0.99132408778701586,1.0045187055242781,0.96492218834345389,0.99830967101163504,0.98025615368763297,1.0260775281723147,null,2.0939634325920058,0,7.7500997734921495E-3,0.34482498448118826,0.21297852831191388,1.670813075450437E-2,5.4007055172526175E-4,7.7455473844493415E-3,0.46780152281232817,0.46403990297034992,8.0067397397249294E-3,0.2867184599407217,0.21326421264345002,5.3638849519951029E-2,2.5446583255188344E-2]
[null,859,1.0159952774633112,0.97494755721992832,1.0214370020898051,1.0065156600160117,1.0011432544230185,0.95604706280945062,0.99570453450407148,null,2.0717674677085651,0,7.2458394451469024E-3,0.33522410606299136,0.21189948353713223,1.688016802256409E-2,5.4345465487788767E-4,7.2414384330832145E-3,0.44430716368809581,0.48399241672679916,7.8817952970180565E-3,0.28757094774385344,0.20535526561580092,5.4326642133799077E-2,2.3790425237695839E-2]
[null,860,0.97822546864975324,0.97238182669373452,0.96958595852772311,0.97466291288661555,0.97923469512123296,0.95625509921434582,1.0087703288748471,null,2.1100946768688869,0,8.2720209112521117E-3,0.33947394022356614,0.22175705314838898,1.6424580174825124E-2,5.3874023907067917E-4,8.26708731104118E-3,0.47108864071914763,0.46882620481580661,8.183054058765897E-3,0.2900525722884138,0.21420698995369578,5.2387827284790446E-2,2.7160007562625786E-2]
[null,861,0.98506191526696518,1.0197025519683531,1.0076420175733007,0.99436248018379436,1.026865208983424,1.0154480230104763,1.0164385179754745,null,2.1247893680672534,0,7.9086671840290328E-3,0.35443232034785221,0.20981824967092941,1.6991377666567057E-2,5.4366678306403521E-4,7.9041182686250284E-3,0.46873941556715887,0.47818882028536264,8.1284916120886244E-3,0.28940339115584346,0.21881815126061194,5.3762493659077544E-2,2.5967538974099397E-2]
[null,862,0.98574107067428751,1.0345759082159758,1.0455764616953802,1.0233420650192853,1.0228325717630287,1.0222250538433335,1.0036953825645072,null,2.1292821514076858,0,7.3797078469061538E-3,0.36096593486273154,0.20536285929440531,1.7497710251574143E-2,5.590639776914103E-4,7.3754316058515556E-3,0.4585672467836282,0.49201168762287373,8.1251251610659769E-3,0.28770615593848403,0.2181692664590556,5.6090741928831817E-2,2.4230635368399062E-2]
[null,863,0.99693143096515979,1.029130322353903,1.0003647201128578,0.99225235691704194,1.0180245480666272,0.98417305911730768,1.0032514926156184,null,2.0593653593246888,0,7.5786428245918861E-3,0.33397216824864362,0.20494808913886181,1.6564851682928948E-2,5.316652316231889E-4,7.5741169487801236E-3,0.44884921322833771,0.477195452304981,8.0312911514377368E-3,0.28576786930627807,0.20704033658009219,5.1585568502072417E-2,2.4883379825242486E-2]
[null,864,0.97857632451247289,1.0340919246259586,0.98859498751409647,1.0305095841530638,1.0248163977177775,1.0192689139476774,1.0161909476228299,null,2.1236831261655387,0,8.057523762160762E-3,0.34554947638234546,0.20682154615487533,1.6960123522034645E-2,5.3477853840300119E-4,8.0528425371296578E-3,0.46710124235696943,0.4956303107093662,8.1812390664218436E-3,0.28917169905064144,0.21566269285480025,5.1618553321606669E-2,2.645614543310424E-2]
[null,865,0.98697736897453803,1.0233175231883638,0.99167708179444336,0.98996397432368732,0.99163720062215632,0.99287253522335606,0.96594499234600562,null,2.0649724318892115,0,7.882342583495185E-3,0.34045218009692441,0.20866728498066886,1.6314254539473154E-2,5.3396627629994677E-4,7.8777025167204966E-3,0.43992863388384212,0.4761205204264245,8.1117814609835536E-3,0.28511365787861292,0.21210657222749441,5.174746534619204E-2,2.5880754839070201E-2]
[null,866,0.9918177728055293,1.024263690842278,1.0247406784088682,1.0116463205127848,0.98426377009796706,0.98622942244727652,1.0030088555135288,null,2.0861117350689402,0,7.3656021140404366E-3,0.34337552347718747,0.20657638350174198,1.7013936130792839E-2,5.4746231741354193E-4,7.3612031708679684E-3,0.45201480340438843,0.48644975727970846,8.0741227806651657E-3,0.28391814059410958,0.20995923349705947,5.4002880588721776E-2,2.4183890440322337E-2]
[null,867,0.99527087817930526,0.9719897973864835,1.0112261077893936,0.98299303025348217,1.0018594964512662,0.9851337584404426,1.032748507222546,null,2.1390485942690933,0,7.8412953225228434E-3,0.35433121440893006,0.21792900461333764,1.710799057938758E-2,5.5030292607980195E-4,7.8367298066374762E-3,0.47863738817947787,0.47271085103937288,8.0453223190065006E-3,0.29026585727074372,0.2183124950661034,5.5416586909613395E-2,2.5746146472925353E-2]
[null,868,1.0012741464489927,1.0012534775620914,0.98746717846916365,0.9581936330050399,1.0024071040028031,0.95975020864094762,1.0070657038173341,null,2.0478531467588006,0,7.7203143857024203E-3,0.3302188887594753,0.21069539907284537,1.6234070013636845E-2,5.2889588167503749E-4,7.7156722506128714E-3,0.45255113677616965,0.46085271429883062,7.9957140816568611E-3,0.28576891620625205,0.20622801056199297,5.1435609289588659E-2,2.5348433951763265E-2]
[null,869,0.98906389939023287,1.0186544328936389,1.0095457518991784,0.99856201766544606,1.0067053206711132,1.0005398364279745,0.99248220017006983,null,2.0959283200575651,0,7.728627677645942E-3,0.34788658086833907,0.20893502491354007,1.6795898285378096E-2,5.4263305449801628E-4,7.7241078406236055E-3,0.45311933575267765,0.48020276197789202,8.0957132484074778E-3,0.28698572448680415,0.21454558534530205,5.3447434417533968E-2,2.5376147544213266E-2]
[null,870,0.98548694951095861,1.0337496167531077,1.0091536902792184,0.99417529090966761,0.99083347136708355,1.0341564833971535,0.99597844250779932,null,2.1106038722277871,0,7.9467358181040844E-3,0.35738657921705069,0.20671261291715365,1.6802377956360776E-2,5.4121367372470973E-4,7.9422236152647731E-3,0.45880757075472439,0.47809436103420488,8.1250746348653837E-3,0.28420703851193158,0.22045324996201715,5.338557862797659E-2,2.6092727140617208E-2]
[null,871,1.0310415976346856,1.0322967450169409,0.99955115922327997,0.98258222079426238,1.0032079577217934,1.0051163000217902,1.0076614860953461,null,2.0131414679873862,0,7.4224752703426575E-3,0.32647835553103433,0.19650064278252016,1.6242066473372903E-2,5.1306170651973376E-4,7.41809932904348E-3,0.43749004606082487,0.47254725014052024,7.7655446407413568E-3,0.27900330053470285,0.20248843794452484,4.9746325722956411E-2,2.4370812390967212E-2]
[null,872,0.99661009855991989,0.97787827017195317,1.0272939737482514,0.95734628877811712,1.0237951390234563,0.96746996525101159,1.0018204205004169,null,2.1023507620146429,0,7.5211335039230493E-3,0.35269957212033881,0.21670388449599873,1.6890647469132113E-2,5.563110491506011E-4,7.5166903802637679E-3,0.4599953591658536,0.4603324633355988,8.0354460494053807E-3,0.2908866953729598,0.21535234332406644,5.6207767447633554E-2,2.4694715308161991E-2]
[null,873,1.002525683491198,0.9758516582582305,1.0125171760019271,1.0170710470293984,0.97016518968168874,0.97389999827374973,0.97459298192603927,null,2.0934948645653604,0,7.5785867282176615E-3,0.34347765824911802,0.21460145268470557,1.6817143321286719E-2,5.4609790353762932E-4,7.5740699305399985E-3,0.44369384212450746,0.48909473428058631,7.9871767024622953E-3,0.28647096061718719,0.21147102101017323,5.4456069114084231E-2,2.4883225355390011E-2]
[null,874,1.0054403323394363,1.0173755655647791,0.97804555081638334,0.98025590198634838,0.98467971622956241,0.99943999615393531,0.9707067894040381,null,2.0386660585660521,0,7.9620907404423548E-3,0.333221852506352,0.20577923633960013,1.5992620445043383E-2,5.188138211424956E-4,7.9574341234349491E-3,0.43607972286750596,0.4714914930211998,7.9620425860612472E-3,0.2822547802487636,0.20923491809499295,4.9992536761363948E-2,2.6142698491032439E-2]
[null,875,0.99718019234902222,0.98107615821771088,0.99794540228214823,0.95566927963920512,1.0321534868713158,0.99520440824122303,1.0022307935045449,null,2.1082124068209009,0,8.0522615350161215E-3,0.35287279998574411,0.21583819355248968,1.6577695597467693E-2,5.4059607919796271E-4,8.0476331661931428E-3,0.46407146246096131,0.45960873448246525,8.0291474031526783E-3,0.29129294017616741,0.21905911822197907,5.3887316235091742E-2,2.6439030995006642E-2]
[null,876,0.97586147269822865,1.0096419591981165,1.020209103497121,0.97519817077910276,0.99360882079337232,1.0330422072301562,1.009345746775105,null,2.1596443064449637,0,8.0940964079239727E-3,0.37342667121479939,0.21466421149530057,1.7118934093892674E-2,5.5732368597027199E-4,8.0895699462608436E-3,0.47707845849817243,0.46893662155172822,8.2058732804587489E-3,0.28795384287099296,0.22891568302986492,5.62144065481908E-2,2.6576806637253664E-2]
[null,877,0.99977327217402823,1.0191876849651726,0.97502624277670535,0.97217617060216543,1.0165985311792038,0.98409315065045355,1.0130841600410156,null,2.053740593834668,0,7.9369960976980562E-3,0.32985561285111581,0.20696656155781931,1.6207585409428932E-2,5.199271410434033E-4,7.9322959113551344E-3,0.45516617192452719,0.46761407829669593,8.0070003098355099E-3,0.28590895626545659,0.2074828614015311,4.9956427383462454E-2,2.6060111480092466E-2]
[null,878,1.0164794012806266,0.98179774022902477,1.0331133405256536,0.98320667258257322,0.98386874185360484,1.0312142595840503,0.99735617111311536,null,2.1197801946504828,0,7.6841715316774634E-3,0.36522395034213539,0.21094074971882229,1.7006394979081386E-2,5.4744242057792511E-4,7.679859004418161E-3,0.45728088848116355,0.47275054763909657,7.8787082862765839E-3,0.28448928187047129,0.22227588543235705,5.6159881944548809E-2,2.5230776063211457E-2]
[null,879,0.97319378944356894,1.0021124638078964,1.01969735086226,0.98515201817826215,1.0181233904621172,0.96300432989520413,0.9757016887748321,null,2.1051506752638076,0,7.6014603539423312E-3,0.35027060732307513,0.21670488362709062,1.6881480221561853E-2,5.6026637618229334E-4,7.5969044774112813E-3,0.45160567817898895,0.47372453641806617,8.2283364265289052E-3,0.2918550091765717,0.21478247744659051,5.5583711851237186E-2,2.495824409444275E-2]
[null,880,0.99173738049880655,1.0133730459211419,1.0342526244088182,1.0019254416633685,1.0207888115122641,0.95374938202518977,1.0155919344222526,null,2.0836032914243816,0,7.104806436493678E-3,0.33855751673445983,0.20939108171048498,1.7177639538863275E-2,5.5461151856558771E-4,7.100449187412484E-3,0.45522618681874261,0.48174768330752998,8.075334303961533E-3,0.28863836491954392,0.20591586860717792,5.4996130428678694E-2,2.3327230785454879E-2]
[null,881,0.9618619911232843,0.99238390999599391,1.0403624560427946,1.0143529241193618,1.0240456576305421,1.0109894760596818,0.96762505502784479,null,2.1898082733565012,0,7.859665194379882E-3,0.37985511008765332,0.22110762216106988,1.7558509366975457E-2,5.7983540550047728E-4,7.8551750958780996E-3,0.46353029248029276,0.48770510231879216,8.3265231615396989E-3,0.29589618094573322,0.23025015119936895,5.9196691221506254E-2,2.5806745106569998E-2]
[null,882,0.97798908574750765,1.0033207182970894,0.98927793994235191,1.0296130215914083,1.0247560869971903,0.99250473782939219,1.0123473936166907,null,2.1365930841597041,0,8.038612604081086E-3,0.34528058504007181,0.21398731236212737,1.7036067581795499E-2,5.4194565095680967E-4,8.0338763210206342E-3,0.46897556749830654,0.49519700100567055,8.1861918274017519E-3,0.29271204065181655,0.2154105184486805,5.2876754986692427E-2,2.6393835389243021E-2]
[null,883,1.0060578692892741,0.96143722396999609,1.0007703647486728,1.0084134315172817,1.0195932288888552,0.98257584148447474,1.0413291219117327,null,2.1395343074615383,0,7.8517491679326035E-3,0.34633545753850775,0.2172261234107416,1.7163488362307359E-2,5.4157912073419742E-4,7.8471433293177996E-3,0.47820930509656051,0.48496644563743402,7.9584587276740337E-3,0.29240326217983731,0.21465518897485975,5.4299246049081762E-2,2.5780358202414817E-2]
[null,884,1.0152308449323197,0.98583331386768558,1.0234992077026417,1.0127625031811289,0.99560123463175554,0.96204616023859979,1.0249799420569849,null,2.0808071468536737,0,7.2001972830520117E-3,0.33470126822726892,0.20940387070395658,1.7082606252808313E-2,5.4246918248024919E-4,7.1958256376270209E-3,0.45566890114791642,0.48699015217461833,7.8878478465608508E-3,0.28600276332527069,0.2047978042483887,5.4093262672487916E-2,2.3640572717342254E-2]
[null,885,0.98095278957611309,1.0102768013310834,0.99880861248631458,1.0125682821347681,0.97654573468587946,0.98671232150148303,1.0473081586266828,null,2.1300489460383596,0,7.8445513599085213E-3,0.34445094356071548,0.21228309215446187,1.7129648742974863E-2,5.4355996046555972E-4,7.8399071290754813E-3,0.48146011765544328,0.48697049677539184,8.1620203552661367E-3,0.2863098849192004,0.21372577193624917,5.3261469222725878E-2,2.5756584986297508E-2]
[null,886,0.95494747565454119,0.9859871727842926,0.96179550957443649,1.0170002477259774,1.038659782517583,1.0217417661302097,1.0026387542353865,null,2.2026509239096432,0,9.0230594308924935E-3,0.36368445506996205,0.2239624810307787,1.693445281539014E-2,5.4484955611384597E-4,9.017976650278774E-3,0.48749056084677356,0.48921505954495281,8.3820570106781147E-3,0.29922169507462532,0.23052623907256395,5.3067239133141979E-2,2.9626917535277283E-2]
[null,887,1.0054580297419711,0.9898015079057163,1.0139653405895974,1.0120441354128131,1.015495532675623,0.96709853026526016,0.99933417319336282,null,2.0829825747661972,0,7.4083614728407618E-3,0.33688473614565112,0.21087578216503489,1.6907136920262061E-2,5.42138216486599E-4,7.4038927768015645E-3,0.44890844793406082,0.48667304823112345,7.9639661087230768E-3,0.28894497541815567,0.20724241722099607,5.3720255747095533E-2,2.4324139354647164E-2]
[null,888,0.97426455419927693,1.0146376229044509,0.99921677191743064,1.0019167638131785,0.96197663250042975,0.97547708516983911,1.0094296672364493,null,2.1061950840236303,0,7.8135929404972021E-3,0.34341363249563123,0.21331874033781897,1.6825292790168006E-2,5.46554013077433E-4,7.8089276443157052E-3,0.46489105150085941,0.48184668873590414,8.2180760772043154E-3,0.28512924982343257,0.2130326020968096,5.3323053909574925E-2,2.5654807539331626E-2]
[null,889,1.0402107905181635,0.98189519475349563,1.0383039526460949,0.97132079972910113,0.99483010584187326,1.0167389208864253,1.0055309004981361,null,2.0729384062823288,0,7.3260896897517514E-3,0.35239216504634657,0.20584121578292991,1.6818868983508272E-2,5.3744667246565696E-4,7.321907541119969E-3,0.44750991411887253,0.46702087363627032,7.6992533545226895E-3,0.2821385612163671,0.21384773206200614,5.5081765741927018E-2,2.4054791815742872E-2]
[null,890,1.00203053879411,0.99213132297485174,1.0032409291797366,0.97915501334521415,1.036267652294766,1.0327483639511412,0.96685473576208669,null,2.1108097165168411,0,8.1258087596888847E-3,0.36048557322719788,0.21206973453686262,1.6568280902394442E-2,5.3818048239201823E-4,8.1212585456054264E-3,0.44802737662858899,0.47088830510947893,7.9905876888184211E-3,0.29056318799208014,0.22311166911851532,5.3890457293737669E-2,2.6680913750855628E-2]
[null,891,1.0297277265895914,0.98101223616269861,0.97088228662027243,1.0147466883831808,0.98883476870472831,1.01808877215944,0.97637786567694518,null,2.0610347066935253,0,8.1033429918055521E-3,0.33355855956292552,0.20677636483545489,1.6164864659548084E-2,5.1060356826121748E-4,8.0986814353798658E-3,0.43759749353244243,0.48810307280864157,7.7738476324773521E-3,0.28389381694377674,0.21031617990956944,4.9737824023901672E-2,2.6606740772949663E-2]
[null,892,1.0167606790761781,1.005333735355479,0.96965485205278557,0.98693601626660299,1.0023819441116251,0.97899257479257185,1.0188032407761964,null,2.0395819594273359,0,7.8417569918391057E-3,0.32186751297773813,0.20544954024864076,1.6153796135348088E-2,5.1149108199708814E-4,7.8370736967423651E-3,0.45118862607447341,0.47472952993758755,7.8729203620043087E-3,0.28389005436699172,0.20308926953346329,4.9086625743042796E-2,2.5747276261144352E-2]
[null,893,1.0027625366300708,0.99772561284298289,1.0223503333963315,1.0084426985292974,1.0272642183855316,1.0363439338724574,0.98083897492706007,null,2.1278856195805012,0,7.8273949997611104E-3,0.36290919224431295,0.20989859535172348,1.7039244058477072E-2,5.4601610422950098E-4,7.8229827915175798E-3,0.45199423271415029,0.48491635247628095,7.9858585530495491E-3,0.28955804502435234,0.22220092621033871,5.5140585889821687E-2,2.5700983162006731E-2]
[null,894,0.98791564938131549,0.99072286128207387,0.99370861645017317,0.99982879842080219,1.0482545873965259,1.0114343375013963,0.97394121869038486,null,2.1262145335157352,0,8.1795308300916317E-3,0.35495742018441595,0.21522432994312751,1.671973130942387E-2,5.4142237599452247E-4,8.1748485851560523E-3,0.45405923728837505,0.48085892283926562,8.1041959599309817E-3,0.29440710852675778,0.22088675136085351,5.3603121920778811E-2,2.6856974051746908E-2]
[null,895,1.0320288225406467,0.97905429974263047,0.98863278394401233,1.0086677644845665,0.98806937836637554,1.0359018811067064,0.9650141837736893,null,2.0733113735964208,0,8.0396065076493075E-3,0.34481698627442864,0.20696862798966165,1.6309487723118667E-2,5.1831398060800068E-4,8.035069813200851E-3,0.43521817643188071,0.48512523098585686,7.7575052764071659E-3,0.28361231797143399,0.21520087062599141,5.1390636641355882E-2,2.6397756390125312E-2]
[null,896,1.0113395651457655,0.99804183681311998,1.0058528851373294,1.0109423270842952,1.0243631446128156,1.0161698047859735,1.0269977737645535,null,2.111741364154994,0,7.7688760456220054E-3,0.34673108683620407,0.20759217967790922,1.7004681779246193E-2,5.3323488361737572E-4,7.7643954629397095E-3,0.46495704483357303,0.48616741593619694,7.917186529617759E-3,0.28805833368028838,0.2142808014199539,5.2995373981619041E-2,2.5508505179450063E-2]
[null,897,0.97984547114344622,1.0010546996150502,0.96476248164403733,1.0017597180916946,0.96940071052262189,1.0114094841146317,1.0198950824448259,null,2.1306946214059845,0,8.544624945593866E-3,0.34677285736740771,0.21479367740576297,1.6564899641374271E-2,5.2925407116749166E-4,8.5397223471381286E-3,0.47679944939320162,0.48187477353694141,8.1692418398484363E-3,0.28655045342171653,0.21942691847293064,5.1162298605073826E-2,2.8055700249013691E-2]
[null,898,0.97227327571969691,0.98452988028976929,0.98557649655272295,1.0212320876184289,1.0059576725226196,0.96824548109646935,1.0272694051583191,null,2.1498042591468551,0,8.0792250345485626E-3,0.34406375954752538,0.21992384298809689,1.7094279105136157E-2,5.473983173172011E-4,8.0743989010197848E-3,0.47994005017727431,0.49117746360072834,8.2340972920679333E-3,0.29360772424693149,0.21510778208537021,5.3585722984839337E-2,2.6526964935094568E-2]
[null,899,1.004359086787463,1.0108281115815232,1.0322139884653614,1.0311703353745327,0.98173917712934722,0.97466022298031807,0.96590718141674337,null,2.0608370682674728,0,7.1193097483437393E-3,0.33766015688268364,0.20560303444247502,1.6920631107340104E-2,5.4718290609448341E-4,7.1149900887819703E-3,0.42967808436589161,0.49581538475463227,7.973734225992974E-3,0.28357523685346631,0.20560360707349026,5.4089333050112716E-2,2.3375002264853083E-2]
[null,900,0.97137848404325045,0.9973399635565543,0.99780877600315909,0.96030619809027307,0.99077799001606481,0.98537580922268297,1.0320208224826615,null,2.1381683187431575,0,8.1243542174997564E-3,0.35591744421133942,0.2183532206432352,1.686527672511012E-2,5.5124845039671196E-4,8.1196331183634694E-3,0.48514692389245884,0.46183915150819715,8.2424091005991133E-3,0.28911175326021493,0.22096640507993559,5.4503633264699036E-2,2.6675573706106723E-2]
[null,901,1.0281192422629282,0.99290855513606502,1.013251102105089,0.98398496748978204,0.98447169131493306,0.96442088098292644,1.0190278478589052,null,2.0383242045665018,0,7.2261653161580005E-3,0.32805775354583233,0.20573488460225756,1.6582096021727971E-2,5.2917964524753721E-4,7.2217960505387372E-3,0.44667352054082821,0.47318199019628382,7.7883887066413481E-3,0.28178953079513902,0.2018936662178715,5.2371669787956522E-2,2.3725893772333969E-2]
[null,902,1.0015473157975503,0.99734054203116118,1.0067131256069601,0.99694538972735181,0.9739135329400942,0.97728473886573808,0.95186192000905179,null,2.0560710834437153,0,7.5888772175492095E-3,0.33936487190071052,0.21060291917627857,1.6393924171256572E-2,5.3902382407788299E-4,7.5843572142571701E-3,0.42993100555501335,0.47943367913068524,7.9946435205247666E-3,0.28418081383447708,0.20962618370685937,5.3091516277334085E-2,2.4917022349790208E-2]
[null,903,1.0028432795283542,1.0059770839652951,1.0200197149060433,0.97189097532445945,1.0293457248767461,0.99355194588584361,1.0262626903914498,null,2.0958338774754357,0,7.5540414260407912E-3,0.34834992108887908,0.20916244592656077,1.6924187738344532E-2,5.4302461639507617E-4,7.5496291209214391E-3,0.46477835649141508,0.46734685384960145,7.9850807846094368E-3,0.28810899409540525,0.21356602413435211,5.4270471521949366E-2,2.4802929533040325E-2]
[null,904,1.0042592843809943,1.0016764012898003,1.0051727982342729,0.96665872020429688,1.0268929561038673,0.96093796992248603,1.0158827966808164,null,2.0597816689548019,0,7.4873287404930051E-3,0.33363228484312785,0.20981371073486682,1.6567792014106453E-2,5.358804728751393E-4,7.4828186661864632E-3,0.45482774474820603,0.46487314500145294,7.9729655071446495E-3,0.28800032387674029,0.20626526902506667,5.2713626836246828E-2,2.4583435969274408E-2]
[null,905,0.99458862926793945,0.99665821144943323,1.0118590123349829,0.99293591343952115,1.0108059714051076,1.0349334529891492,1.0018024320050702,null,2.1418586738730112,0,8.0598822904039344E-3,0.36474919990359145,0.21254859755500377,1.6997601837976217E-2,5.4550245461913607E-4,8.0553633796387625E-3,0.46660840185273283,0.47749042435623495,8.0508779481555225E-3,0.28886705785311256,0.22465091375044496,5.48901880705015E-2,2.6464427201402501E-2]
[null,906,1.0131922955906858,0.99931750384499851,0.97694996412763457,0.95907944302658643,1.0094412215360244,1.0324367167209929,0.99095210466461137,null,2.0755524610396527,0,8.319931341158571E-3,0.34732448232099977,0.20834946162706564,1.6100902861593856E-2,5.1801997089485896E-4,8.3152697389751399E-3,0.4525821215939802,0.4613090295910432,7.9010625004342621E-3,0.28511300631267555,0.21822818637044436,5.0812547350880762E-2,2.7318302141821085E-2]
[null,907,1.0214387610087747,1.0282468888798677,0.98086488171666797,1.0089349634877118,1.0184372923466409,1.0019865139111819,0.97884926252282123,null,2.0178397510899555,0,7.6583404726241365E-3,0.3226049615497863,0.19833010303025531,1.611341361681902E-2,5.0984938559518983E-4,7.6537948421176527E-3,0.42851254804063033,0.48527723023814306,7.8374949730512442E-3,0.28261645775228195,0.20223930331223802,4.8657787809959011E-2,2.51451470117014E-2]
[null,908,1.0208749410127362,1.0327522286770436,0.96224808319203847,1.0105575858387255,0.97508235437753588,0.99495980227783876,0.99275329518977329,null,2.0036802536936342,0,7.785872938318057E-3,0.31413633582794015,0.19731819466719797,1.5884489023676462E-2,5.0051463946861453E-4,7.7812087686877701E-3,0.43246875947876579,0.48611450940615492,7.8407744706741576E-3,0.27784448401138029,0.19906695845222994,4.6946155656792651E-2,2.5563742228980217E-2]
[null,909,0.99917957596566997,1.0001318726421873,0.99703719826142045,1.0273838772705357,1.0386246599421394,0.98770941290080394,1.0069625778108395,null,2.1009029266133528,0,7.7197416411242505E-3,0.33758475184555486,0.20944727287062009,1.6918944154857174E-2,5.3493252444350881E-4,7.7151518894769166E-3,0.45564255518800761,0.49410111390393013,8.0130283562169207E-3,0.29128276536098613,0.20967703721460088,5.235839054562412E-2,2.5346724400157464E-2]
[null,910,1.0102499325019656,1.0036130643295396,0.97863589238316728,1.0054007393286111,1.0256244991399694,1.0178127960783954,0.98607462230524823,null,2.0771844200302594,0,8.0828735198012758E-3,0.33874227297874226,0.20673920182697664,1.6365493256150058E-2,5.194482948532443E-4,8.0782177380816274E-3,0.44600665165731473,0.48358407668228126,7.9241705315842691E-3,0.28764812086970837,0.21262881367534123,5.0491315011267079E-2,2.653951102776031E-2]
[null,911,0.99211854110524456,0.99002585359794126,1.0013875444082336,1.0039275677120771,0.99382775330492368,0.97503047924897035,0.9594570817702518,null,2.0832940865677578,0,7.7522894564986452E-3,0.3424335262483556,0.214279775473811,1.6557414132462724E-2,5.4309625663307977E-4,7.7476774669423846E-3,0.43900243588541837,0.48280726418465719,8.0703115411695781E-3,0.28848267959964008,0.21216230638176226,5.3506307600682056E-2,2.5453581252722835E-2]
[null,912,0.99511178026811964,0.98311276619327281,0.97180024189992731,1.023627549534571,0.97780353013862187,1.0107408439835619,1.0155269421706259,null,2.1313225537781295,0,8.3594450646193377E-3,0.34483259004449679,0.21443682119294211,1.6722322423650512E-2,5.2836364635838859E-4,8.3546318742437377E-3,0.47039550284852166,0.49237201498980937,8.0443216673679058E-3,0.28764069867960523,0.21730903754482148,5.1598074672772401E-2,2.7447619258158831E-2]
[null,913,1.0205695237075438,0.98208635260794752,1.0019368836907914,1.0156481513808635,0.98355621877581456,1.0002208406228079,1.0329231714230525,null,2.0998889780502168,0,7.6899472378432875E-3,0.34011476196892082,0.20879660566563746,1.6925709620510255E-2,5.2992596572449895E-4,7.6854529460654896E-3,0.46413725482501722,0.48844225372209338,7.845362113453087E-3,0.28452219785465771,0.21065984389907133,5.2670402768670646E-2,2.5249153938239271E-2]
[null,914,1.0120489758870992,1.0222281168056244,0.99868398728662433,0.99816141225506383,1.0133685296337605,0.97749573195359618,0.98809273011620646,null,2.0298933069639462,0,7.4282395534799118E-3,0.32607326878762855,0.20253134233377487,1.636894446199778E-2,5.2432599299521835E-4,7.4237583358801248E-3,0.43500969238285037,0.48004222695948806,7.9112272473112425E-3,0.28397923216095344,0.20233711299461379,5.0731010834122563E-2,2.4389404025807568E-2]
[null,915,0.98060508219918274,0.9648215236409633,0.97978681849565374,0.99419984904261216,0.97927124976183644,1.0146362916743552,0.98815677668680713,null,2.1625402282476989,0,8.6351134686278985E-3,0.36285575410735682,0.22269968258483303,1.670787543748059E-2,5.4423597435863762E-4,8.6302488265046131E-3,0.47217848049113936,0.47819316013296831,8.1637951787903538E-3,0.29114892032284845,0.22761370648679455,5.4086373687007118E-2,2.835310848624471E-2]
[null,916,0.99180740505332965,1.0115969585765037,0.96813818034061738,0.97487229361268202,1.000542555867759,0.97613551274335775,0.99225194271613848,null,2.0554962513400743,0,8.072843051591342E-3,0.33019143719267008,0.21033569605793223,1.6077302146427701E-2,5.2232212597478353E-4,8.0680433215963056E-3,0.45008282470095662,0.46893119018114243,8.0709103424075595E-3,0.28624762046308133,0.20852497647092016,5.0010686550490548E-2,2.6506084838064981E-2]
[null,917,1.0021920622010294,0.99111566604520229,0.98052407254960128,1.0149702141091239,0.9964566635797304,0.99235142627127126,0.98363540873801347,null,2.0843521105455456,0,7.9985458028482559E-3,0.3366721961275444,0.21117628520738974,1.6464909688841449E-2,5.2717600205590685E-4,7.9938418906412151E-3,0.44723689609191081,0.48818110245193647,7.9879913439330832E-3,0.28742126784745359,0.21109943309159646,5.1327247035152769E-2,2.6262309569935638E-2]
[null,918,0.9887678631155179,1.0010749858588774,1.001893419202381,0.98917237403294922,1.0068150813797263,1.0304750990515703,1.0182028693735508,null,2.1455777942166478,0,8.182382075739068E-3,0.36186596059723175,0.21305128801861356,1.6966804562766429E-2,5.4277442891673274E-4,8.177778342178716E-3,0.47546722973722139,0.47570973525720855,8.0976893170647581E-3,0.28873126857312137,0.22413761251398459,5.4145435709978609E-2,2.6866599234099335E-2]
[null,919,1.015189375623075,1.0093217679020023,0.96568996878242941,0.97150011215659959,0.99360397394997857,1.0317316671473946,1.0388221499121182,null,2.0801622647255469,0,8.337608159687258E-3,0.33910221882396552,0.20544724764125974,1.6236791611211925E-2,5.0959002620348749E-4,8.3328981068504053E-3,0.46998750644296705,0.46731631459074685,7.8848814901049738E-3,0.28249746741531395,0.21445739167168132,4.9351348135612511E-2,2.7376216929314558E-2]
[null,920,0.96853393677474109,1.016111233604807,1.0099535582514401,1.0062977132477604,1.0343702794322325,0.98234306309128661,1.0330222438367258,null,2.1445329701861646,0,7.7868492654872999E-3,0.35083467156483533,0.21433689690927973,1.7301066922223295E-2,5.5489624883326729E-4,7.7822317452221849E-3,0.47957117185645071,0.48392160235465015,8.2673420312429132E-3,0.29320184249706771,0.21631379035447923,5.4667203935558489E-2,2.5567103031807835E-2]
[null,921,1.0195589269942247,0.96321286845821552,0.99595416721168417,0.95707147957890459,1.038514215792298,0.99809168209804255,1.0148042712684253,null,2.099186173611161,0,7.9888195463977199E-3,0.34848574417402617,0.2145701735615691,1.6551005373728334E-2,5.3165775968148086E-4,7.9842461637179875E-3,0.46383939564695309,0.46028876215036441,7.8527993773678875E-3,0.29088352079974278,0.21658153375470771,5.3375369836448312E-2,2.6230784559251923E-2]
[null,922,1.0413439220858403,0.98116010812324439,0.96061727186096868,0.984952197295484,0.97006661189663168,1.0058149969457373,1.0034497661394126,null,2.0317824049288356,0,8.0763953586365251E-3,0.32463527442576895,0.2050921510317309,1.5872088366442501E-2,5.0007755597259731E-4,8.0717171612083426E-3,0.44346603858145628,0.47380227899059024,7.6865638285983527E-3,0.27989348798021374,0.20591590412016042,4.8405063677273756E-2,2.6518154568054848E-2]
[null,923,1.0287845231449038,1.0024327224033447,1.0061944956228512,1.0093922945839748,1.0035315271870333,0.99130403479335194,1.0165544622990714,null,2.0514534652345788,0,7.3862532936144571E-3,0.32990853982309953,0.20242381722870406,1.6671933487915031E-2,5.2343682050939866E-4,7.3818585989920251E-3,0.44622303272354136,0.48542097707514908,7.7829550969365719E-3,0.28296161347745585,0.20384492397714227,5.1444880136576054E-2,2.4251750082170981E-2]
[null,924,1.0107526072876893,0.9708077587818067,1.006008605935393,1.0007693844066436,0.96751132608042933,1.0120470088138582,0.97088931065663042,null,2.1058939515891262,0,7.9344610693201471E-3,0.35425064790282845,0.21419252600379562,1.6651389065608733E-2,5.3955877545491045E-4,7.9299290216536464E-3,0.44659299133324026,0.48127473386835956,7.9217930622968915E-3,0.28525862017649933,0.21890857738403652,5.4255310569007315E-2,2.6052335495664856E-2]
[null,925,1.0141117275295095,1.0083287552925899,0.97145394486542402,1.0278109806154065,0.97475639769263533,1.0133510754527664,1.0232244565862054,null,2.0760357996373471,0,8.0079986952719499E-3,0.33006763826950625,0.203703807079019,1.6494465463944168E-2,5.1307382409037381E-4,8.0033209430707547E-3,0.45763591128895514,0.4943853497471129,7.8935871819537217E-3,0.28172526676064313,0.20804611018430072,4.9281816322170234E-2,2.6293451267850078E-2]
[null,926,0.99095751545376176,1.027413741538274,1.0163165608827938,1.0015598670787362,1.0298980123153223,1.0006496796461974,0.98208753213296085,null,2.0844392531487714,0,7.5771003451142556E-3,0.34643853541341918,0.20647599785267959,1.680633251575667E-2,5.4308861634550941E-4,7.5726486668797888E-3,0.44515548995469256,0.48162443171972802,8.080638969105939E-3,0.28815167373152484,0.21283729953982139,5.3451660461078333E-2,2.4878556052852434E-2]
[null,927,0.98210816226358444,0.98176689422881946,1.0154134750969672,1.0055700284282938,1.0040032274969262,1.0014543691752198,1.0147995261051421,null,2.1645371023359092,0,7.9495463593571378E-3,0.36271466288702631,0.21854788544653367,1.7305510675102422E-2,5.5757572163773962E-4,7.9449661481833661E-3,0.47658202628157392,0.48355548601565845,8.1533968331430912E-3,0.29188025548793933,0.22295011766258926,5.6193028303555527E-2,2.6101737232322699E-2]
[null,928,1.0167236577098566,1.0120192303066819,1.0069533148565091,0.9842130099929447,0.96586221321310728,0.99045281231892113,0.99317701085351717,null,2.0401301528578397,0,7.4823788684079233E-3,0.33478949942288444,0.20421405649716637,1.6389580280077705E-2,5.2799984041141496E-4,7.4779538259043942E-3,0.44040264840840426,0.4733099449247356,7.87532344457351E-3,0.27941588116654936,0.20677181632211372,5.1870374169620814E-2,2.4567453423804547E-2]
[null,929,1.0348999115868325,1.0059554168605191,1.0105360604812097,0.9879941662802052,0.99843474676530142,1.0267573290558991,1.0160941725020458,null,2.0601995624714018,0,7.570661077488436E-3,0.34156045028650439,0.20113057940021925,1.6598928724466597E-2,5.2168017400616175E-4,7.5663259471676738E-3,0.44933416889070477,0.47511785503902887,7.7372072040761486E-3,0.2809154570448833,0.21052621997218468,5.1903566955235202E-2,2.4857783910411411E-2]
[null,930,1.0168561169283274,0.97510274754789439,0.99791020939411601,1.0179036972855657,0.98731265016680381,0.98420876759674791,0.99630168530212881,null,2.0842595268540207,0,7.6859382761775043E-3,0.33678628370437963,0.21121438640950654,1.6700598190527424E-2,5.3141515393743087E-4,7.681388131172198E-3,0.44842569993757231,0.48953915532185394,7.873783306179603E-3,0.28627101443898462,0.20907699991634895,5.2608940889461588E-2,2.5235799730271118E-2]
[null,931,1.0009861392900714,1.0335252268651345,0.99770083225870776,1.0234160482544616,1.0431998643825966,0.98691890462807708,1.0051027330883366,null,2.0593808738359938,0,7.4940690939982501E-3,0.32821644843135317,0.20155137459620617,1.6713962238094675E-2,5.2731923528240179E-4,7.4895517777886274E-3,0.44547469334375728,0.49219084054070622,7.9986048811241661E-3,0.28762967502915859,0.20378116620678577,5.0695750270313394E-2,2.4605556379420614E-2]
[null,932,0.99408498384101651,0.96588144584101188,1.007188829904291,1.0136427671828625,0.99912894420541987,1.0449612516279361,0.99397903328973736,null,2.1848832056236058,0,8.356788161288195E-3,0.37413218814754062,0.21900083215216173,1.719092377087859E-2,5.5031673797901505E-4,8.3521786587756365E-3,0.47232998824565631,0.48746206637289541,8.0546848789372488E-3,0.2916527266473749,0.23103970461145304,5.6034823895070349E-2,2.7439559666169584E-2]
[null,933,0.98356185940957375,0.99885714507611512,0.99093165222530044,0.96974474888674089,1.0177811881552938,0.99639258946037779,1.0084757361289478,null,2.1160210059257087,0,8.1445555751431115E-3,0.35117555865957406,0.21509146955620356,1.6634916566934686E-2,5.4065985947785702E-4,8.1398490281727274E-3,0.46889584771455056,0.4663982960291761,8.139906626235283E-3,0.29029683053060779,0.2188807672525529,5.3229470286670834E-2,2.6741989390693905E-2]
[null,934,0.99303154512625647,0.98175984981686382,1.0035798686208479,0.97301358361027768,0.96450311754667495,0.97739775123896433,1.0132384456798071,null,2.1064031638233356,0,7.8476242832053438E-3,0.34840768573730729,0.21647163196570268,1.6724191753495512E-2,5.4551442229822805E-4,7.8430157651391604E-3,0.46712569509330726,0.46793383487120177,8.0630192762374021E-3,0.28548434254417854,0.21559491120239965,5.4290147632157296E-2,2.5766797843114229E-2]
[null,935,0.99724172017716584,0.96163059028759112,0.96192356160284231,1.0382329339664376,1.0188066343289559,0.96045546459749231,0.98016384793092992,null,2.1006032932329726,0,8.1462826610662238E-3,0.32842927442614062,0.21843069068137169,1.6494203687626913E-2,5.2705104828277346E-4,8.1413674151656866E-3,0.4490913323601764,0.49942836980670219,8.0265710662014555E-3,0.29426042013466747,0.20816372628102123,5.1009591212454984E-2,2.674697777422733E-2]
[null,936,1.0054713097550156,1.0147244372848221,1.0023391274844975,1.0131009595536775,1.0444702067678908,0.99212691333089942,1.0439105851926134,null,2.0935475141315565,0,7.574902988455646E-3,0.3353348283622109,0.20517511029862523,1.7013327981175507E-2,5.310908563663252E-4,7.5704031091144985E-3,0.46674430576217346,0.48721605786820782,7.9631916469547464E-3,0.28909306671321749,0.20765176337708974,5.195809246250422E-2,2.4871178682372003E-2]
[null,937,0.9785590537499782,1.0326488728357035,0.99343650250938864,1.0111281478741594,0.9837617498537029,0.97538542054897648,0.96747117540865124,null,2.0621913620513923,0,7.7078990643378881E-3,0.33426983570582197,0.20799486600474953,1.6453608640081635E-2,5.374773162475909E-4,7.7032479359666235E-3,0.43858955822234619,0.48629406642415252,8.1816690275606768E-3,0.28492099146091959,0.20804541412975819,5.1600910116116942E-2,2.530761613200928E-2]
[null,938,1.0084531432112136,1.013293097926653,0.98181464255260631,0.97161710443899441,0.98670754588333542,1.0367926593975791,1.0275861406394984,null,2.0919484072491161,0,8.2287617257023552E-3,0.34740739634902079,0.20621326402159834,1.6413923554338582E-2,5.1990591524957283E-4,8.2241368728928239E-3,0.4682402781509088,0.46732532651293213,7.9384708533622381E-3,0.2822957358969142,0.21766869407259162,5.0911135043376812E-2,2.7018901731631413E-2]
[null,939,1.0096066801622414,1.0145840332813212,0.97301480795887341,1.0235668956274626,1.0296574291871441,0.95568535391350484,0.98143882536232008,null,2.0204303753987003,0,7.5506161310853479E-3,0.31233146775397885,0.20360669566290565,1.6194104730681485E-2,5.1483514194552451E-4,7.5459396905923105E-3,0.43014538821304538,0.49233908655648967,7.9288987428916009E-3,0.28716140929840278,0.19668880661655957,4.8733550539697974E-2,2.4790808582592978E-2]
[null,940,0.98557245096806845,1.0146570039931622,1.0259854921316209,1.007835317954521,0.95934646708613935,1.0397312528004372,1.0124828336326306,null,2.1512704439352284,0,7.8812109631763716E-3,0.36848179584731428,0.2104046954704307,1.7268987132848555E-2,5.5363710721716066E-4,7.8767754869642059E-3,0.47170489927371623,0.48461357009241213,8.1253597475061251E-3,0.28331275553196927,0.22515355628836972,5.5777913667771767E-2,2.5877709251882802E-2]
[null,941,0.99094657865814284,0.9705084946797311,0.99123092426840276,1.0107409792894202,0.97508259347765436,1.0126415792751786,1.0063964958434162,null,2.1547531435734464,0,8.2963775868230231E-3,0.35797249630883538,0.21872875102309422,1.6939929003672683E-2,5.4299626541450755E-4,8.2916540552050669E-3,0.47278293961667567,0.48611451131238465,8.0792639512010274E-3,0.28909217037463558,0.22307893933557488,5.4185152793618269E-2,2.7240717119955508E-2]
[null,942,0.9722101171060088,1.0103536128720449,0.97059820384720419,1.0208185983338602,1.0422150366971841,1.0040716775902636,1.0108165588215179,null,2.139013706197828,0,8.3920053735872593E-3,0.34521138442082011,0.21411652548588392,1.6801705140247088E-2,5.3433295300681278E-4,8.38712388655901E-3,0.4719388934750931,0.49102459726795439,8.2337449160887217E-3,0.29440202317201614,0.21769941128566914,5.1501603729532552E-2,2.7554365838545015E-2]
[null,943,0.97795847809440684,1.0066722240430905,1.0392123703057927,0.9927666831210975,0.99090121290532773,1.0291018184997214,0.98311336565234764,null,2.1566974562504608,0,7.8053061624561264E-3,0.3762324981244824,0.21448683499575535,1.7279973689606033E-2,5.6645207427464584E-4,7.8009077619417477E-3,0.46292042461725658,0.47732965647682141,8.1894062268795531E-3,0.28813062378723059,0.22819995084111372,5.7737574139049327E-2,2.5628459678503173E-2]
[null,944,1.033070609828584,0.99412968222786868,1.0257194485032421,0.98269913347938076,0.9867462394982639,1.0082893785157145,0.99620169024802618,null,2.0571651566295945,0,7.3689841052227536E-3,0.34431589699017701,0.20440220267655065,1.6646968545311242E-2,5.3238939001938829E-4,7.3647161701137194E-3,0.44159141064472218,0.47252770076518391,7.7517598536775483E-3,0.28118254439433399,0.21041880904340049,5.360431050270139E-2,2.4195431758623737E-2]
[null,945,1.036752262992952,0.99126884194544296,1.0267686902663686,0.98757851325618828,0.97160881018776091,1.0188320922718974,0.99812533578994356,null,2.0632693267749143,0,7.4075728657191451E-3,0.34695945958338686,0.2040085509224015,1.6688538705546454E-2,5.3161646972726452E-4,7.4033216924283482E-3,0.44297834761850419,0.47487090679784755,7.7242910098597279E-3,0.27955642988990298,0.21190981471970269,5.3723359070229688E-2,2.4322263161096539E-2]
[null,946,0.99238867271774056,0.97438778985278085,1.0366859356078311,0.99373968110811395,0.97426480714750729,1.0189133614742076,1.0268796398265447,null,2.1777508716002227,0,7.807683914891719E-3,0.37416184953365245,0.21799462330249292,1.7525771210176268E-2,5.6425286465555473E-4,7.8032763481861184E-3,0.48267161138076031,0.47780476465935889,8.0701770945949998E-3,0.2879096822061375,0.22726291955856862,5.8153386119918875E-2,2.5636241236612994E-2]
[null,947,0.96415398667860341,0.96264471054303435,0.98642371466247658,1.0221704467274526,0.99791060976465318,0.99645452591226591,0.99228860014700715,null,2.1952893105859279,0,8.5357187389678516E-3,0.36422551498940942,0.22688011570829739,1.7138086419004866E-2,5.5742961403840369E-4,8.5308140344516181E-3,0.47900139460677899,0.49162618859045759,8.3034885678163594E-3,0.29646844206614842,0.22760208170307331,5.54650394129894E-2,2.8026433612430256E-2]
[null,948,1.003451967647663,1.0374829072923892,0.9648163070116782,0.97341344683081277,0.99502045740757228,0.99383366134550344,0.97245816263473994,null,2.0116927881711493,0,7.9822204910295867E-3,0.32398313474765378,0.20220858297194483,1.5726491868998355E-2,5.0949240390667011E-4,7.9775015529871835E-3,0.43234449270685582,0.4682392559690397,7.977061155216382E-3,0.28135392499977352,0.20499987789047205,4.8146566024514288E-2,2.6208626370815832E-2]
[null,949,1.0325341812056894,1.011017130501163,1.0170772638703081,1.0165644493650077,0.99638856908760287,0.99668911337924837,0.98087149927609474,null,2.0290996469352303,0,7.2081795654195847E-3,0.33014723069802432,0.1992183914710805,1.6563222502619355E-2,5.2494880111369178E-4,7.203884320973881E-3,0.42726032418326571,0.48883747718501253,7.7553016184105823E-3,0.28079490915283339,0.20274171044731906,5.1593378068304378E-2,2.366704805169044E-2]
[null,950,1.0083287897398541,0.99692926841607776,1.0231313334210164,1.0072482982990678,0.97046698942663778,0.97375223015702816,1.015385625605012,null,2.0806795072285573,0,7.3014876811725513E-3,0.339124089811916,0.20876536116255423,1.6982789610473642E-2,5.4356095122735297E-4,7.2971034225979801E-3,0.45427017540617054,0.48433971350648281,7.9418193462449591E-3,0.28310391348534986,0.20754687604924574,5.4092289749213131E-2,2.3973302408253277E-2]
[null,951,0.99225521007947237,1.019298350789309,1.0060467679807084,1.0228360848795073,0.97703096786364041,0.98692508091454634,1.0196402626028582,null,2.0931193156585697,0,7.5751834813491525E-3,0.3382308127143081,0.2070453701646279,1.6962978220594983E-2,5.3902408728253334E-4,7.5706563341727132E-3,0.46005939990572658,0.49188659908910909,8.0694715622353589E-3,0.28384626944261743,0.20900462444546525,5.2607282566663E-2,2.487201060711617E-2]
[null,952,0.99854985621959846,1.0138176458240018,0.96570525562609588,0.99009390108769191,1.0212954212009464,0.95641152733331802,1.0221924412263328,null,2.0461250563630826,0,7.8250911982415145E-3,0.31825408022379187,0.20782774130844764,1.6230461994195644E-2,5.171688105645001E-4,7.8203112696536171E-3,0.45542809563932224,0.47626035508634407,8.0162735445439819E-3,0.28749390692857407,0.20127067629479706,4.9138870096919654E-2,2.5692206364169832E-2]
[null,953,1.0027195312466082,0.96795763890906794,0.99220185009955486,0.96556398403789423,0.9662793180106678,1.0178481638534833,0.99114301916125513,null,2.1200091585908956,0,8.3129506994290003E-3,0.35949667270969365,0.21722531147153792,1.6481505067432237E-2,5.3766643329815464E-4,8.3082842905915968E-3,0.46322797022529416,0.46438389850394107,7.984461026447242E-3,0.28558229324628631,0.22390432148878525,5.3894372101814095E-2,2.7295352725202247E-2]
[null,954,1.027702869228222,0.98348357556718735,1.0033951835209998,1.0030061594276836,0.99785014181638132,1.0036327251051338,1.0225649343866294,null,2.0831940057504026,0,7.6497977678378773E-3,0.33948181194196914,0.20724166924666149,1.6761783182463099E-2,5.2665172808523549E-4,7.6453466545915233E-3,0.45680503296121128,0.48235817112121931,7.7909890575252917E-3,0.28459158651389732,0.21009361344957972,5.2429755628623599E-2,2.5117392032412172E-2]
[null,955,1.0146770145218718,1.0065568854947131,1.0016854454872861,1.0108903905746045,1.0168664397533167,0.98325446399369332,1.003545344802147,null,2.058289868594307,0,7.4796079835929164E-3,0.33061492807451948,0.20484191995471482,1.6647648603993474E-2,5.2766031167068492E-4,7.4751302391927281E-3,0.44481558152317929,0.48615492058101445,7.8909079660512034E-3,0.28586908215675766,0.2048051289995716,5.1568391122587605E-2,2.4558177044644969E-2]
[null,956,0.98407458745503196,0.99661691793265184,0.99608590900244975,1.0494908175793631,1.0082541682503521,0.97170409501266319,0.98534250993407424,null,2.1105638980255583,0,7.730145505532973E-3,0.33729382926892948,0.21322247286058127,1.6982053429029035E-2,5.4343380043854581E-4,7.7254722839606212E-3,0.45050993030615821,0.50473600533611063,8.1359679636566068E-3,0.29121589540296128,0.20961007368338436,5.2938279021938865E-2,2.5380630173942195E-2]
[null,957,1.0173390266097255,0.97240593170529854,0.97831039836027189,0.98805905433756869,1.0143487156089841,1.0167065626431935,0.99163596631580686,null,2.0958019177262655,0,8.2469909975033048E-3,0.34536269376353718,0.21251816569237345,1.6366033773200929E-2,5.2223033089025957E-4,8.2423066620406285E-3,0.45377078722810282,0.47524392963153078,7.8689343355168723E-3,0.28862070365850595,0.21682518250593905,5.1629345882161663E-2,2.7078595259968374E-2]
[null,958,0.99621545337516648,1.0012114290900715,1.0089956436724776,0.98567258819187997,1.0046520170844235,1.0038854140457882,0.96620782095074043,null,2.0890527114493032,0,7.8216550915304814E-3,0.35162934539950702,0.21135448118920278,1.6571471235636698E-2,5.4219994693721749E-4,7.81713297327934E-3,0.44307726333502001,0.47400591013446913,8.0375644044223052E-3,0.28736572295352297,0.21692131547488533,5.3870194842842993E-2,2.5681764651107691E-2]
[null,959,1.0030948405108142,0.97959581387606065,0.99247876279310676,1.0301183488523113,1.0296389004357362,0.97895569274303917,0.97130940313045167,null,2.0919996895454571,0,7.7862349033846487E-3,0.33692263438143738,0.21310665515252519,1.6695787271018718E-2,5.3503825893401469E-4,7.7815943532024328E-3,0.44117840719639267,0.49543019518665238,7.9814895670317354E-3,0.29222009731859261,0.20981135707660947,5.2557659689865831E-2,2.5565008996578081E-2]
[null,960,1.0017712093862539,0.99166143661153783,0.9742905811581688,1.0078973746966871,0.99216851897254155,0.97684586768235193,1.0235757223500646,null,2.0861169112143747,0,7.9610374802745899E-3,0.33029034428346782,0.21137219456938311,1.6543872549514831E-2,5.2424653317930672E-4,7.9562899592424303E-3,0.46299596209992055,0.48479811540146067,7.9909888418603914E-3,0.28685785952175008,0.20784474755838883,5.0764387828224254E-2,2.6138939548257009E-2]
[null,961,1.0022740332142626,1.0014383303490211,0.97942612587780731,1.0381824692320571,1.0168185927889002,0.98934862428346926,1.0200922214455057,null,2.0944784702000625,0,7.8680361425081495E-3,0.33033566553236671,0.2078346307487085,1.6778312496447595E-2,5.2441981752608094E-4,7.8633446112058025E-3,0.45934140530061596,0.49934917555937769,7.9872749352014483E-3,0.28863078027468952,0.20725747271375028,5.0610439793501431E-2,2.5833584559177097E-2]
[null,962,1.0023753541729898,0.99709678987420802,1.0331986494065644,0.97488243891201121,0.98990846307540359,1.0194315014110007,0.96076736624143044,null,2.0986384723743865,0,7.6540363512122333E-3,0.36386081574609691,0.21111737211396739,1.6747846271598713E-2,5.5176487102987523E-4,7.6496906501534526E-3,0.44181467847122957,0.46874780430897628,7.9895715766972568E-3,0.28519081561401233,0.22143574812272396,5.6054737541564301E-2,2.5131663437548597E-2]
[null,963,0.98338452256314879,1.0427558284117859,1.0115500983517798,1.0077080200777981,0.99927146920837795,0.97068494162765484,1.0133244379073552,null,2.0687271719064917,0,7.3738979444386539E-3,0.33345098693328151,0.20476238002301095,1.6857971282886866E-2,5.4167629163862465E-4,7.3694074453104462E-3,0.45376281152829112,0.48459506293041082,8.1425867385980615E-3,0.28460823769709986,0.20541003670190797,5.2389068190833422E-2,2.4210844087661467E-2]
[null,964,0.99038296618109956,1.0448418024652519,0.99385764680923139,1.0047085737685284,0.97685796315093998,0.97842344230844702,0.96818001824358835,null,2.0297906066042004,0,7.5511551747990038E-3,0.32779066847748017,0.20262781985205283,1.6261429850220256E-2,5.2877764066294871E-4,7.5465838979661345E-3,0.43103015229845398,0.48320536184467072,8.0840148646232519E-3,0.28105957042835489,0.20396375728693958,5.0450700329150083E-2,2.4792925008425521E-2]
[null,965,1.0237875890323349,0.98703143253624082,0.98612445253271275,0.96359586929591257,1.0382078539498409,1.0341231797893904,1.0000238911681376,null,2.0850454467744095,0,8.1854670156941613E-3,0.34904377887178101,0.20846947789765474,1.6310294711276759E-2,5.1958989352418323E-4,8.1808920073366109E-3,0.45480701182252409,0.46345484616483656,7.8198099219585655E-3,0.28799369280109943,0.21815260329789787,5.1602087787124162E-2,2.6876828613087864E-2]
[null,966,0.98148410425078958,1.0101377542616525,0.97207144619836139,1.0158768312021267,1.030632932966794,1.0198266094615909,1.0427563712729189,null,2.1482878523700135,0,8.4160001978098257E-3,0.34738445912657245,0.21198999263701626,1.6926927999218154E-2,5.3005378206150437E-4,8.4111747204895886E-3,0.48499942716935213,0.48864303316606533,8.1560310794864862E-3,0.29178439682727902,0.21888278968230598,5.1362185911077572E-2,2.7633380466897804E-2]
[null,967,1.0141328016014459,0.98685871254866619,1.0158043050502226,0.9956038038437045,1.0008838378548899,0.99836311493446095,0.97801335484588947,null,2.0811254587256784,0,7.596095842100907E-3,0.34689840321290588,0.2099842364660521,1.6688751322262319E-2,5.3904419890727089E-4,7.5916719538039069E-3,0.44200105401023138,0.47876181345961472,7.8959483570807225E-3,0.2862560297053498,0.21318135371674057,5.3982194572360906E-2,2.494105359246775E-2]
[null,968,0.98199120370349624,0.98603981670023322,1.0258757515642314,1.0385200147901106,0.99049378195735105,1.0115732001721649,0.96128567092503792,null,2.154629680395387,0,7.8165467727683586E-3,0.36536107148248809,0.21674840975953302,1.7284950295394248E-2,5.6199548799430808E-4,7.8120431640923711E-3,0.4507198706466542,0.49936851658101211,8.1549858301759939E-3,0.29077447549250052,0.22326041978229061,5.6734445634687179E-2,2.5665043011331875E-2]
[null,969,1.0120858658343572,0.97274727248991644,0.9978724064804485,1.0216265102335733,1.023881662792236,1.0198529463751738,1.0223026234291532,null,2.1393947075296067,0,8.0200701746524442E-3,0.35140426472991315,0.21279332401998891,1.7072913040269387E-2,5.3441809130122249E-4,8.0154939074346711E-3,0.46939150948667108,0.49132967793762555,7.910892547868786E-3,0.29097852281445141,0.21815654685459215,5.3493770952050247E-2,2.6333443322094151E-2]
[null,970,0.98264540921912746,1.0093078995126128,1.0081930897064322,0.96071224224195262,0.9845233863579248,0.96300962476275331,0.96769688271841481,null,2.061953620250256,0,7.641898725301419E-3,0.34290501377196375,0.21333867631100303,1.636787050060963E-2,5.4751777351038354E-4,7.637323564945734E-3,0.4424151280013654,0.46200485958445842,8.14851352888981E-3,0.28573383575833006,0.21163539217235391,5.3770354373448521E-2,2.509103363467706E-2]
[null,971,1.0449482930197362,0.95719195105110033,1.0185727522137751,1.0303216567187312,1.0037296478703368,0.96713342390888446,0.99394911066401781,null,2.0577859485806869,0,7.1571836770466515E-3,0.32894200254428047,0.20823537321671695,1.6856483286892949E-2,5.309109216729181E-4,7.1528550007238442E-3,0.43524661245558621,0.4954484083913907,7.6632506644093625E-3,0.28626427486210465,0.20183160933306779,5.3271951053863946E-2,2.349940052702288E-2]
[null,972,0.9790060452039715,1.0320827563478336,0.98007791212349771,1.0045522111834415,1.0053499342745098,0.99590808138950837,0.99895984570476937,null,2.0874307963726118,0,8.0374956340581657E-3,0.3379619259308877,0.20821590263480927,1.651504353414817E-2,5.3076947352217357E-4,8.0327546392643528E-3,0.45664884086459484,0.48317159073582899,8.17714645556104E-3,0.28699569412366815,0.21196262210187899,5.0865851204093641E-2,2.6390150308411374E-2]
[null,973,0.96948708200993727,1.0043415236406803,0.95907996024564623,1.0014127210656421,1.0209929544551695,1.0416617908626868,1.0248435937736866,null,2.1745282818325582,0,8.9696868881117137E-3,0.35926756257036907,0.21661774701794898,1.6741605522070924E-2,5.3138594876420934E-4,8.964697600523569E-3,0.48948283153441369,0.48172514688779872,8.2561886761220414E-3,0.29290203247347874,0.22808780727813718,5.1469084276404439E-2,2.9451878934638791E-2]
[null,974,0.97666954615026691,1.0379866917115179,0.99404813841400963,1.0216136370131021,0.9922902351110886,1.0086416185345304,0.97415028821464877,null,2.0919843879051792,0,7.9270455039654637E-3,0.34426602583909799,0.20686537835504398,1.6645232078123875E-2,5.3771007769003046E-4,7.9223991057424878E-3,0.44643916766348524,0.4913351167592323,8.1975338047025996E-3,0.28563068410810633,0.2141920299792463,5.1852558308383132E-2,2.6027597330287092E-2]
[null,975,1.0000800571082065,1.0010015740727403,0.99878454922922388,1.003016439590777,0.97530095983198029,1.016481902501428,1.0376653750347031,null,2.1230955378963783,0,7.9635365459687843E-3,0.34966233702909566,0.20993482470445696,1.6953298694409341E-2,5.351228002606226E-4,7.9589641422585858E-3,0.47528875395993408,0.48237683828679634,8.0059143150352004E-3,0.28425267991405834,0.21696232458704673,5.2980290920170869E-2,2.6147725088824077E-2]
[null,976,1.0207493834565518,0.96402971522602809,1.0469074890138275,0.98983532107078953,1.005776589884005,0.99696119179506903,0.98664408756006783,null,2.1107940770358757,0,7.3334722357476703E-3,0.359806227834779,0.2137536052060334,1.7153120612216046E-2,5.560246574736876E-4,7.3292325937455638E-3,0.44873410854679119,0.47589820862852167,7.8465362822563566E-3,0.2882121132874258,0.21730835067774357,5.7451164004475169E-2,2.4078856940160032E-2]
[null,977,1.0065860822611741,1.0015242070666475,1.0052968756876042,0.97635691947812397,1.0081091272997875,1.0436503201622691,0.97775834718668286,null,2.1035422345442178,0,8.0873781027335813E-3,0.36049015351398583,0.20907788465296612,1.6545970364479294E-2,5.3473496227409323E-4,8.082878992179892E-3,0.45043538904091635,0.46953672033624605,7.9545425414344183E-3,0.28603500638123408,0.22285422374949945,5.352728338378062E-2,2.6554824727954476E-2]
[null,978,0.96247955202521163,1.0092118904704512,0.96117145847901464,1.0103885359253764,1.0104228751852109,0.98392538803625007,1.0230711451937518,null,2.1374797663723784,0,8.4731986862948139E-3,0.34101898429177119,0.21709990944641513,1.6696860474715341E-2,5.3526331255808923E-4,8.4681979206608464E-3,0.47999898163791893,0.4860364956659548,8.3164243119287357E-3,0.29255315938451881,0.21623813406691098,5.1169834754470463E-2,2.7820719790849061E-2]
[null,979,1.0131109523498016,1.0160366078944449,0.95603706687276113,1.0249880729044949,0.98451568906466591,1.0025200298896133,1.0129502918122169,null,2.0507265861575052,0,8.0677324882070835E-3,0.32085841389972608,0.20227314166679458,1.6181304446133006E-2,5.0471926684292475E-4,8.0629591664887427E-3,0.44978762517430287,0.49307546562030502,7.9005104322021121E-3,0.28195185375459442,0.20406584911437275,4.7643094330211661E-2,2.6489381773735846E-2]
[null,980,1.0207667387194639,0.97718170881119559,0.98594893741255119,0.96589213817995279,0.98731924152741646,0.99253356198800202,0.99213269772708945,null,2.0605148327505671,0,7.9437627619949446E-3,0.33859237158363092,0.21118950208765111,1.6181460798028739E-2,5.2313765167602512E-4,7.9391545967474417E-3,0.44788827816873666,0.46455977632616913,7.8429418994194287E-3,0.28435450449946276,0.21164179998465263,5.1663023476362292E-2,2.608264444002335E-2]
[null,981,0.98839955850178562,0.99942274742566817,0.98410440928049425,0.95610752609597005,1.0102925624502916,0.99068661535475167,1.0168102260862737,null,2.0986217225519592,0,8.152375432529356E-3,0.34600457138552249,0.21401852483070313,1.6445501447285477E-2,5.3451632585457701E-4,8.1476463817486168E-3,0.46962951510140633,0.45985901027829379,8.0996675877976487E-3,0.28842750533363332,0.21650428309394407,5.2335750044557955E-2,2.6767606173742377E-2]
[null,982,0.99989993299385593,1.0404776395304427,0.96662020849815011,1.0122259854699476,1.0065364273872881,0.95699849359404521,1.0027474215391203,null,2.0121632248185284,0,7.5967800333643079E-3,0.30962087416381279,0.20075529237612388,1.6104069792889173E-2,5.1157119554794041E-4,7.592062109683979E-3,0.43864457194302159,0.48690364406634873,8.0055024677160806E-3,0.28323260622235513,0.1957066777252412,4.7740797410700572E-2,2.4942335378452907E-2]
[null,983,1.0399333131016228,1.0060950218848306,1.0344221306460601,1.0107794098683931,1.013518964302383,1.0110091078143977,1.022730318236452,null,2.0591901850367802,0,7.1037658152006368E-3,0.33864930464319232,0.19890166616992366,1.7012250924486633E-2,5.3051635137607578E-4,7.0995995374209626E-3,0.44598271641023918,0.48600436685975618,7.7010906756409805E-3,0.28197420051716399,0.20595224706219314,5.3161552285214006E-2,2.3324439415371673E-2]
[null,984,0.99495698907410479,1.0150385978802701,0.99621121315891203,1.0012020375987776,1.0015278732634316,1.0205982021833553,1.0036010045397732,null,2.1048522896245028,0,7.9939028727041266E-3,0.34891425648508362,0.20814782096130652,1.6719551344202908E-2,5.3362802759395476E-4,7.9893153383688107E-3,0.45945979074375698,0.48151190714841119,8.0469876023470874E-3,0.28606372736592439,0.21681604311230032,5.2395725959886189E-2,2.6247438408022666E-2]
[null,985,1.0011914324174276,0.98717731027511191,0.97770379924913708,0.99927396303474592,0.98068999367342014,0.99298335523592585,0.98326835900279541,null,2.0836595611579916,0,8.1058024457896193E-3,0.3389683132280219,0.21277449304795962,1.6340078277522332E-2,5.2716644592965391E-4,8.101067018938219E-3,0.44939727025362819,0.48063998312378153,7.9958125918285858E-3,0.28609638909758545,0.21288520349028001,5.1425008855669016E-2,2.6614578172634514E-2]
[null,986,0.95898823376933928,0.97335444670159932,0.99303919985046696,1.036164816867043,0.95572006676389687,1.0040891055212631,0.99451496244057291,null,2.2025453832430197,0,8.4757690166619437E-3,0.36724362106327196,0.22553626796865275,1.7280869415500978E-2,5.6136825255359557E-4,8.4709065656602758E-3,0.48076142712971487,0.49833648134571162,8.3486147999289901E-3,0.29215210509138972,0.22861981509996399,5.5880056977352571E-2,2.7829618549976808E-2]
[null,987,0.98033175291163055,0.97974970402160688,0.98947436658786658,1.0007220394385581,0.96848607261263731,1.0243157031695129,0.99822189144540308,null,2.1639353766888343,0,8.485941421673306E-3,0.36467014947071758,0.21943533209132204,1.6872080817605956E-2,5.4591512464878392E-4,8.4811726703864308E-3,0.4745716769053403,0.48130116608134066,8.1666411106753375E-3,0.28866106174004308,0.2274814933841792,5.4371282749583943E-2,2.7863345964664773E-2]
[null,988,0.98161241497906448,1.0275355236430865,1.0218963252768438,0.99365246284913045,1.0401487887805172,1.0324336641875724,0.99382224666215047,null,2.1323979255865835,0,7.8650647924516891E-3,0.36427282103492836,0.20904988934570812,1.7075690560165245E-2,5.5102339500726506E-4,7.8606073350974571E-3,0.46115888494206697,0.47780569127278222,8.1578974764143011E-3,0.2903830597400473,0.22309269715599844,5.5030136383056476E-2,2.5824591737762914E-2]
[null,989,1.0208539759573998,0.96995478618581721,1.0218671309295628,0.98535994021401052,0.97959311511240854,1.0121267016865589,1.0082015770344761,null,2.1111152232039712,0,7.6934843112834751E-3,0.35630080907766509,0.21244186623400607,1.6919280013650805E-2,5.4219196197454866E-4,7.6890979920252638E-3,0.45971874047980282,0.47381825008402823,7.8443067648091211E-3,0.28481247364691853,0.21821395078769348,5.5246611400742079E-2,2.5261129071936162E-2]
[null,990,1.0104812653377755,1.0095555894249266,0.9959513452040033,0.96344634324460443,1.0014610961204586,1.0127853563260616,1.0387870862365693,null,2.0845712142887223,0,7.8949611649747186E-3,0.34438884824772614,0.20679131217289487,1.6571676228658232E-2,5.2644367457773831E-4,7.8904326041678366E-3,0.46940805786610101,0.46335466257066615,7.9233448641895018E-3,0.28370704644877082,0.21403568537120923,5.1946088185142993E-2,2.5922577219593613E-2]
[null,991,0.9557375407612565,1.0258950739946056,0.99646232718007288,1.0356437798863849,0.95292999605205497,1.0045081754810627,1.0150334362952322,null,2.1597970349480442,0,8.1334290815190027E-3,0.35520659599006837,0.21447287067702561,1.7210460317324816E-2,5.5329446287680868E-4,8.1286753084797159E-3,0.47822374944175977,0.49807533140367771,8.3772173021115226E-3,0.2864260130488443,0.22069449112025358,5.3856484784573354E-2,2.6705280172568253E-2]
[null,992,0.99570822170963669,0.97224999133520673,1.033233963584983,0.9707606143330062,1.0045887434602396,0.98310930571996713,0.99130426879454692,null,2.1227476188391501,0,7.5943994188452319E-3,0.36105006815142215,0.21798749086689595,1.7033599821114499E-2,5.6111251405724382E-4,7.589980464742057E-3,0.45936236079880632,0.46676582844806658,8.0430707674678838E-3,0.29007446654742569,0.21972087839989435,5.7217664964446455E-2,2.4935496513658312E-2]
[null,993,0.99803696669132302,1.006659079988516,0.95939434315115002,1.0108817927194225,0.99723074064166417,1.0299985770242945,0.9789483004320586,null,2.0908592929471013,0,8.5090247945054688E-3,0.34106057430266662,0.20878436693956645,1.6192968073028061E-2,5.1586073440150232E-4,8.5041848952078693E-3,0.4497776836376664,0.48627923472445073,8.0200299006140847E-3,0.28630083682866192,0.21648899265178828,4.9504636621338707E-2,2.7938948432216844E-2]
[null,994,1.0102285962412378,1.0088287000294793,1.0123106069694172,1.0181921755706114,1.0137508093953709,1.017826800067382,0.9575513568851951,null,2.0741676812703789,0,7.6370955083212783E-3,0.34597012101181945,0.20513328584129326,1.6645425534229021E-2,5.3467644355817444E-4,7.6326710140851581E-3,0.43131745119575332,0.48963448860613995,7.9262632714675128E-3,0.28602872098157717,0.21303042525637775,5.2875499095016439E-2,2.5075748527382997E-2]
[null,995,0.98333182217794557,1.023547100364175,0.97917783304912609,1.0412406907999199,0.96748539758520802,1.0358562789366603,0.99006361447327307,null,2.119779395502944,0,8.2919067720462671E-3,0.3479401604450022,0.20744664740784793,1.6711447714328E-2,5.2975157701760261E-4,8.2871647477342422E-3,0.45759236253399421,0.50082090861203676,8.1411216237655716E-3,0.28398761492365909,0.2183340589546332,5.1054095415925281E-2,2.7225968319045214E-2]
[null,996,0.96921612306788374,1.0166304910864532,0.99845334384342488,0.99134181881873396,0.99495309074194949,1.0014217792266273,0.97654060604191062,null,2.1180165798608224,0,8.0923839607036467E-3,0.35504591053957468,0.21440427662811645,1.6687303723249319E-2,5.4858538370014791E-4,8.0876928429369777E-3,0.45686062234061198,0.47676318362810977,8.2608366843869279E-3,0.28873732425866067,0.22034436155418052,5.3798226481358853E-2,2.6570639756639747E-2]
[null,997,1.0199103865011605,1.0008226237773168,1.0334844670681556,1.0067623132441048,1.0464904677670073,1.0058674898246731,1.0231027204698582,null,2.0971394011980768,0,7.2991032112717305E-3,0.34721091742018928,0.20513049410341577,1.7217456323903285E-2,5.4161011697568574E-4,7.2948403709791453E-3,0.45663818387644201,0.4840756062632165,7.852225405119E-3,0.28867470851047833,0.21126941279853889,5.4567181655182477E-2,2.3965867564907664E-2]
[null,998,0.98020814590391625,1.0015192097465955,1.005677259852507,0.96667900706590926,0.99191787934792075,0.97884914176055626,0.98577854209059446,null,2.0968554329184625,0,7.8545667375102424E-3,0.35040942971663197,0.2154099957741222,1.6595479808362752E-2,5.4931725046562774E-4,7.8499490993425743E-3,0.45641531205816716,0.46488145780540829,8.1686260760258835E-3,0.28777947193583536,0.21657560123812999,5.4285782845383324E-2,2.5789576048099117E-2]
[null,999,0.99658617459639276,1.0151412705134848,1.024641006644214,0.97493355730192521,0.9702116328652779,1.0144833946787171,1.0156461813957725,null,2.104894575925039,0,7.6616497293590536E-3,0.35710325893247219,0.20863470100569151,1.6914523901676658E-2,5.4674658896461869E-4,7.6572555010152761E-3,0.46439827397570499,0.46879672295955888,8.0354844303168575E-3,0.28211994627876347,0.21836534628535592,5.4827449419540257E-2,2.5156516375335145E-2]
[null,1000,0.96612973033876015,1.0016070195376325,1.0066210855408046,1.009536689187281,1.0206133723795994,0.9678436827652237,0.97888705270557941,null,2.1254144290102923,0,7.8135103925302402E-3,0.34933480634625608,0.21800767188189424,1.6974987981183381E-2,5.5778376520052725E-4,7.808832057037164E-3,0.45661699086214169,0.48548914319781677,8.2877155946983021E-3,0.29381517479491082,0.21579588610785977,5.488445330906068E-2,2.5654493504761729E-2]
[null,1001,1.001645353772223,1.0016279775558041,0.97026124695563876,1.0048542751529315,0.9884606757548593,0.97375730762666257,0.97786366263024194,null,2.0493334786944613,0,7.927197132995072E-3,0.3258307877072959,0.20926835686857279,1.6141132770662061E-2,5.202702410444191E-4,7.9224403120470872E-3,0.43948177800653354,0.4833466116125964,7.9917614536281663E-3,0.28534087316576739,0.20551766035081198,4.9871270632411632E-2,2.6027732706085417E-2]
[null,1002,1.0337305670609682,1.0288815360107857,1.0193089556717927,1.0004588258764509,0.98685492957851084,1.0335692489466595,0.99928339673667654,null,2.039501225588666,0,7.3697110655571978E-3,0.33929535921881693,0.19575013682331319,1.6575754307053752E-2,5.2173925145437567E-4,7.3654645751312087E-3,0.43722888435371715,0.4810861755429377,7.746451194826573E-3,0.27750986083832602,0.20809800685617497,5.1495213185660089E-2,2.4197890506810378E-2]
[null,1003,1.006771824786368,0.98137902734349769,1.032698902655564,1.0047237653020025,0.99660097599120401,0.97964518232075715,0.97881297909694143,null,2.0944378312098917,0,7.3540252548026739E-3,0.3491875558264681,0.21274380617626859,1.7001646930144953E-2,5.5260810528899617E-4,7.3496677662230545E-3,0.44373935478777604,0.48309771987939848,7.9546530832803036E-3,0.2876403621188367,0.21256522365085131,5.5813265167903976E-2,2.4145992972253349E-2]
[null,1004,1.0171438392885006,1.0022055502595921,0.98444136742835697,0.9585414794743593,0.99322531653037782,0.98007810440371224,1.0072428334875654,null,2.0349696600985214,0,7.7586487759232362E-3,0.32954705237938253,0.20689252314675272,1.6097221403944595E-2,5.1899507101466644E-4,7.7540607173469736E-3,0.44821441317615845,0.46102870050336953,7.8707917064801489E-3,0.28263462317065674,0.20616642734123275,5.0528948000391663E-2,2.5474552257714052E-2]
[null,1005,1.0020062313351206,1.0441847638476833,0.99640447295284096,1.0139559958744015,1.012263341231491,0.96898227606574694,1.0170731577575416,null,2.0325058730546171,0,7.3214018744607659E-3,0.31969087197193058,0.19939510015143719,1.6568426644925957E-2,5.2400050202000992E-4,7.3168991704888955E-3,0.44502773365775589,0.48764513366019463,7.9903871553741717E-3,0.28308293914934296,0.19863466533325716,4.9912779804859746E-2,2.4038337727489235E-2]
[null,1006,1.0247785368438105,1.010856589557706,0.98911000798433935,1.0054743375674775,0.98458325724779905,1.0015316617075833,0.96860759647659056,null,2.0252295759663026,0,7.6456944485550184E-3,0.32827602117908083,0.2016186477664284,1.6141736867858563E-2,5.1557590871732859E-4,7.6411868259892565E-3,0.42678752131175285,0.48358789733992458,7.8124163254047335E-3,0.28063063259125232,0.2048215799920097,4.99383286322065E-2,2.5103725674232316E-2]
[null,1007,0.99245017292072779,0.98727309694647059,1.0077039882598815,0.98280620203219471,1.0052548023110719,1.0193093000383855,1.0102261364151126,null,2.142434032551273,0,8.0871900059159459E-3,0.36248832940033293,0.2152923813573995,1.6956680971783513E-2,5.4667184102681675E-4,8.0826166183540701E-3,0.47179475298348361,0.47263122723021256,8.0679829786610945E-3,0.28936462899355136,0.22378388440800692,5.4958103027772612E-2,2.6553962746602943E-2]
[null,1008,0.96761882266832933,1.0181032819167966,1.0093623386805923,1.0028633615932401,1.0218646261751645,1.0108877685362738,0.99421621737895793,null,2.1459741741495706,0,8.024462645766603E-3,0.36105313534926115,0.21422788242861771,1.707709562838328E-2,5.5468641792254453E-4,8.019840403097965E-3,0.46680357310689014,0.4822717967287764,8.2751253983893193E-3,0.29178690780087368,0.22268866026068845,5.4892210331578255E-2,2.6347722940857608E-2]
[null,1009,1.0099467096772816,0.97741441689845709,0.95528066407187817,0.9813814539910749,0.99182597380084192,0.99886820256504394,1.0198965530176567,null,2.0880513389826434,0,8.4342944264067226E-3,0.33485390849469293,0.21320932784436225,1.6172835689041782E-2,5.1384682917291716E-4,8.429426032163078E-3,0.4661046012791098,0.47210055453074035,7.925220389331333E-3,0.28665949727078288,0.2130613205487408,4.9761752678285559E-2,2.7693341822624361E-2]
[null,1010,0.97477094140299514,1.0322242022910373,0.9761143722675194,1.0214963438311135,0.98836077652732879,0.96021774124062464,0.99797785492753843,null,2.0676712045883918,0,7.7997585664216556E-3,0.32496263950793786,0.2085858212855653,1.6491354907892199E-2,5.310940393406235E-4,7.7949698202131592E-3,0.45125505589050402,0.49133359708820368,8.2124396627536785E-3,0.28616876755829912,0.20427657270693464,5.0249699033219374E-2,2.5608951653949046E-2]
[null,1011,0.98351152142989828,0.97978092670228045,1.0006119299139862,1.0363230216487662,0.98306766819298619,0.96510156406015102,1.0257741394717692,null,2.1403162588822435,0,7.7651570668784194E-3,0.34238517798696749,0.21780970052214771,1.7253495738151242E-2,5.4974224305479947E-4,7.7604800492758986E-3,0.47329047105096367,0.49838922021840881,8.1408917909340812E-3,0.29049589241316315,0.21222597825476847,5.4284723879315058E-2,2.5495641801972748E-2]
[null,1012,0.99357547110930156,1.0081819338695759,0.9904783594640586,0.95423024914164289,1.032720125394198,1.0327472095262988,0.99474425406810407,null,2.1077211186136942,0,8.3151448858889299E-3,0.35816227410426343,0.21110400102719845,1.6420194506587382E-2,5.3300275871524794E-4,8.3105000038888651E-3,0.46217803888982389,0.45893789611035768,8.0578433821896552E-3,0.2890508928922258,0.22329340228043171,5.2685585496772561E-2,2.7302632047126192E-2]
[null,1013,0.99196364464741005,1.0030674774628954,0.95955606581763753,1.0177638485645575,1.0068117708904132,0.99437178850084473,0.98776465524028989,null,2.0851766769523432,0,8.2850242447615099E-3,0.33220010115510851,0.21084591191411953,1.6290563137418137E-2,5.1984010618520021E-4,8.2801488851942315E-3,0.45130863976617008,0.4895893097820519,8.0691420918462872E-3,0.28867079654906463,0.21084486890862872,4.9639459919052185E-2,2.7202918982262413E-2]
[null,1014,1.0350517637622652,0.98618938032681824,1.0335448739142503,0.99194017495478981,1.0190645262768423,0.99960924119433614,0.98964800263307862,null,2.0620285137118994,0,7.2321268541875629E-3,0.34407277458973756,0.20539526200317879,1.6808067346430394E-2,5.3687002545055134E-4,7.2279019251400419E-3,0.43787946576390036,0.47694859031011805,7.7373615876670365E-3,0.28520519021087493,0.20935288040135785,5.4350322892517663E-2,2.3745953509712869E-2]
[null,1015,0.9847581682370159,1.0115519046107848,1.0076725948807781,0.99246381037890097,0.98602466592210369,0.96826250127344116,1.0288118420691084,null,2.097989191432359,0,7.5949744759839536E-3,0.34038920541344247,0.2116993205900409,1.6927966592391857E-2,5.4559830318954455E-4,7.5904097300292551E-3,0.46822151103771664,0.47727566046552766,8.1310006289962277E-3,0.28615764418655648,0.21014462309519302,5.3564319078790217E-2,2.4936906786467591E-2]
[null,1016,1.0157862142054581,0.99451165268818131,0.96553129797820558,1.0260007477700974,0.9745730655769449,1.011861776297712,0.9909407715986579,null,2.0700529188242318,0,8.143356254527459E-3,0.33107446325294654,0.20656111327121388,1.6267940672837388E-2,5.1223523060496621E-4,8.138619966950901E-3,0.4457437879891718,0.49353300289594987,7.8802396472255013E-3,0.28304487060950184,0.2093997531780806,4.9302296830063812E-2,2.6737951534212684E-2]
[null,1017,1.0205455294883583,1.0350645545398349,0.96417871092011831,1.0367997324991249,0.98685357818102692,0.96651501255382166,1.005804436493247,null,1.9942036780875196,0,7.4673224178480992E-3,0.30262750935576183,0.19529758324220517,1.6078447775921038E-2,5.0112896796958989E-4,7.4626739035972738E-3,0.43163338815512142,0.49873184814291294,7.8434139846550698E-3,0.27894379014643977,0.19155823527414301,4.6475727530736359E-2,2.4517254025902522E-2]
[null,1018,1.0154548522872862,1.035255535951495,1.0100292216821933,1.0185136158561692,1.0009388107862027,1.0326583487042835,0.99484456795642873,null,2.0617773878649479,0,7.5588215927250733E-3,0.34062547101555557,0.19779673317235952,1.6687066644028387E-2,5.2535576593693294E-4,7.5544506744029526E-3,0.44134503932916447,0.48979591788123666,7.8853389561623546E-3,0.28098407197087055,0.21001012439291239,5.1307869787421315E-2,2.4818769867621829E-2]
[null,1019,1.0013499867427826,1.0285159424352386,0.97768441943314455,0.97220801827889058,0.99055325608897504,0.99966481460529133,1.0386117957358192,null,2.0633071918764294,0,7.9587723255714962E-3,0.33280453674636862,0.20465455384643849,1.6337630632891887E-2,5.184953308000821E-4,7.9541145752350939E-3,0.46624971249513181,0.46762161274013159,7.994545415767728E-3,0.28209355402077924,0.2090164523938991,4.9888963283694368E-2,2.6131792720859654E-2]
[null,1020,1.0168248323481353,1.0066797195894881,1.0274385396205368,0.98229646383961766,1.0012283427987556,0.98467508916940738,1.0113424812056042,null,2.0610204000807815,0,7.2533132587703107E-3,0.34025283480101404,0.20547063262326107,1.6800352195962619E-2,5.3902777756953141E-4,7.2490096444865803E-3,0.44890967746744748,0.47232914488310007,7.8757076121290445E-3,0.28349385603079347,0.20773577375619168,5.3802397475712922E-2,2.3815299071881554E-2]
[null,1021,0.98537249087873913,1.0158749380210321,0.99802770710323285,1.0112597716147829,0.99271170420269828,0.99118653774983556,0.97505021122550772,null,2.0869480033657148,0,7.812612973530933E-3,0.34243025474797645,0.20998159305117803,1.6627067467207362E-2,5.3954031990008085E-4,7.8079945449445491E-3,0.44545603334061357,0.48634354716847594,8.1253653638699592E-3,0.28665171101422515,0.21256654119341734,5.2579226115906708E-2,2.5651742011531597E-2]
[null,1022,1.0129439104186204,0.96499780669934221,1.0004186068613687,0.98657327255958027,0.99870317405321296,0.98898016705675873,1.0128428861878809,null,2.1069594246453796,0,7.8603716995940993E-3,0.34643587355363886,0.21526516800775705,1.6752376036481918E-2,5.36929459084971E-4,7.8558015950651264E-3,0.46283231660972601,0.4744641009350275,7.9043366694326166E-3,0.28839749745413118,0.21476041099684048,5.3806181672402968E-2,2.5808803355384543E-2]
[null,1023,0.96724460349137631,1.0127956749418858,1.0212277685994324,1.025454999056008,0.97617814284196758,1.0199192497672727,0.99687606808621021,null,2.167586602376558,0,7.9469887186883539E-3,0.36749748029724949,0.21484408345190739,1.7375855628558264E-2,5.6210810701422232E-4,7.9424343923327322E-3,0.47022730489515602,0.49310020293301277,8.2790378304922439E-3,0.28827026934303035,0.22515210159608473,5.6189293010176791E-2,2.6093419610231292E-2]
[null,1024,1.0427484175986563,1.0249642317445886,0.99981661852568859,1.0219072667128588,0.96400187644634128,0.98131834103240512,1.0090680153907772,null,1.9893646545421506,0,7.088331399952217E-3,0.31196534945726873,0.19310460217837166,1.6315976847620321E-2,5.0887410071184423E-4,7.0839939052875318E-3,0.42838852046716019,0.49145879795413683,7.6783764537336286E-3,0.2744914094488165,0.19345793621294566,4.872597895880755E-2,2.3273169957240089E-2]
[null,1025,1.0128489724266565,0.99544925227145264,1.0169941661450377,1.0022518813098789,0.97455056275248941,1.01032993335363,1.0152631383059285,null,2.0996309510226894,0,7.6197940739388802E-3,0.34893910393516187,0.20816425324672388,1.6936042406124657E-2,5.384428121476912E-4,7.6153875517970537E-3,0.45901213325338802,0.48195520734229974,7.9060248940848732E-3,0.28295589639939356,0.21429173129904541,5.3917555092170867E-2,2.5018966864290313E-2]
[null,1026,1.021136243571318,1.0209831120036714,1.0223230926189815,1.0154002374782325,1.0336960036340379,1.010516893509662,1.0318390118379266,null,2.0758833979250024,0,7.3026182934652099E-3,0.33854897301827008,0.19982493205652427,1.7061957711591122E-2,5.3125879913188821E-4,7.2983250582564886E-3,0.45497843952890688,0.48826201219550791,7.8421643046744424E-3,0.28504354994179498,0.20728889545256465,5.2528192281842981E-2,2.397731586940054E-2]
[null,1027,0.98263111868864228,0.98766961825785171,0.99117356906361564,0.98221506150751547,0.99088791696793976,0.98759179474447223,0.98100607185107036,null,2.1108862617076585,0,8.1241769430598337E-3,0.35049134738751997,0.21747943451602905,1.6548989701239292E-2,5.4373676383477349E-4,8.1194463263188979E-3,0.45735928170250673,0.47239517779264689,8.1476308939097998E-3,0.28923370250461178,0.2184240578319894,5.3592673195196901E-2,2.667496003491247E-2]
[null,1028,0.99647255200502272,1.0115950578591506,0.98196154214182618,1.0442770687253198,1.0207002227014079,0.97868507551417472,1.0204447459757888,null,2.0879443814039824,0,7.7355281299409523E-3,0.32668060706865593,0.2066583760914584,1.682944597976492E-2,5.265813353936648E-4,7.7308455285367518E-3,0.45762287891718839,0.50227262613574231,8.0339235978846499E-3,0.28877119776475269,0.20466497527609084,5.0490168849460761E-2,2.5398282988994554E-2]
[null,1029,1.0089156366533836,1.0406416120675257,0.98593639814821632,0.99237142082296048,1.0039854261032293,1.0051118295708177,1.0062121036758693,null,2.0369166904079625,0,7.7135848591453121E-3,0.3287687416071956,0.19950387832260746,1.6274515628895016E-2,5.1612187655211402E-4,7.7090383585180925E-3,0.44494224236883911,0.4772954070771751,7.9350673244169626E-3,0.28141670751877168,0.20550288556957882,4.9439030105344117E-2,2.5326639509212351E-2]
[null,1030,1.0366775530022418,0.99615246542108349,1.000699854136798,1.0050207842263239,0.96825487934483256,1.0154843574359846,1.0010751637107245,null,2.0497155366678577,0,7.6003202664095089E-3,0.3351927291386812,0.20214017770078344,1.6456504895668623E-2,5.1814480545150465E-4,7.5959129875051165E-3,0.44154511115552064,0.48333506316955333,7.7233908758584562E-3,0.27895833721778418,0.2077573748353386,5.1138123416930498E-2,2.4954986735189529E-2]
[null,1031,0.9563472359818308,1.0089164140435325,1.0032832173581752,1.0046506790874536,1.0107621163755884,0.96509755454723123,1.0205232284662342,null,2.1485792714486944,0,7.8946009828428278E-3,0.3502487455493053,0.21896465482288163,1.7202077212402286E-2,5.6013886373426115E-4,7.8898655893810937E-3,0.47911352225852866,0.48314937448332684,8.3722888837964964E-3,0.29336075443964865,0.21677068566583246,5.4921050266773082E-2,2.5920714395927111E-2]
[null,1032,0.98110625489968828,0.99802856880936408,0.99446989028851618,0.98007033060142801,0.98711210744410638,1.0099817213394124,0.97158858543825,null,2.1159490658802147,0,8.2233653866318861E-3,0.35748879627797242,0.21568931285881143,1.6528679295855216E-2,5.4396093679734761E-4,8.2186696728968073E-3,0.45515230054731393,0.47135403694152223,8.1604881599062172E-3,0.28791625835706297,0.22236525269068821,5.3753735284833765E-2,2.7000940243183138E-2]
[null,1033,1.0432803870114464,1.0105670789134602,0.98924020025588943,0.98475704204078873,0.98014402850800508,0.98811236281209469,1.0069010777400673,null,1.9978904252112766,0,7.4163344882673832E-3,0.31852174048153303,0.19823937834272237,1.6057773583042802E-2,5.0655132143423193E-4,7.4119071342662862E-3,0.43377306870701821,0.47362342752011843,7.6738757701753776E-3,0.2773916565797791,0.19872075181232635,4.9036159382734368E-2,2.4350469064393986E-2]
[null,1034,1.0026886249356854,0.96873218734337785,1.0217235818284538,1.032487303460544,0.99737825428196536,0.95437043986732462,0.98060877294781801,null,2.0994861689771445,0,7.3386499779153893E-3,0.33974196453180644,0.21576104516191549,1.7092892221782747E-2,5.5222117238944797E-4,7.334181004674401E-3,0.44413178703580675,0.49648025591836525,7.9864109590285226E-3,0.29031590838772259,0.20808937345114795,5.5243665068669713E-2,2.4095114041747769E-2]
[null,1035,1.0176861111212059,0.99110280249771709,1.0294792564728878,0.99137353854648125,1.0158126165297374,0.99375301163436047,0.98860429307330466,null,2.0779758097791361,0,7.3624355899801599E-3,0.34700356963831991,0.20837801728214414,1.6854441067276973E-2,5.4294489928784467E-4,7.3581215757049625E-3,0.44343364375075417,0.47668787755414355,7.8691587539822354E-3,0.28670881742333149,0.21161572310603299,5.4712163896682882E-2,2.417376642145292E-2]
[null,1036,1.0213420536937368,0.98507401320297172,0.96391438376710203,0.96692242560424169,1.0139039572921578,1.0238817391635928,1.038883671007115,null,2.0904657948282073,0,8.399955033375631E-3,0.34023563864481771,0.2092957687998194,1.6262043399290854E-2,5.1062633070245221E-4,8.3952154441934244E-3,0.47216039650605929,0.46511953782164406,7.837282194354726E-3,0.28617001431447342,0.21539671932956569,4.9901557901292977E-2,2.7580949175369174E-2]
[null,1037,1.0049449850224659,0.99596796430168444,0.99924392266206175,1.0127272880538614,0.99859454006415138,0.99104193542265273,1.001852232676294,null,2.0890856988314175,0,7.7214240223876657E-3,0.33938639844097013,0.20953824795023979,1.6749417814913965E-2,5.3383219042686474E-4,7.7168676108802341E-3,0.45281794664292951,0.48704565700659969,7.9671841884887962E-3,0.28664225562074996,0.21053109921365534,5.2525855084046322E-2,2.535236108990517E-2]
[null,1038,1.0007016851323323,1.0024074797073093,0.95144868554639495,0.99174338655092886,0.96077859032118729,0.98253311873683369,1.0382016191835244,null,2.0704618388138432,0,8.2530519609393931E-3,0.32475476106634166,0.20968796279898366,1.6172814542966103E-2,5.115457645238692E-4,8.248160990768607E-3,0.46904398676717624,0.47709684081431897,7.9982182874157887E-3,0.28235193010031356,0.2071002459690357,4.8650595083679443E-2,2.7097828589258802E-2]
[null,1039,0.98951862357057574,0.99758996618022233,0.98200289221144244,1.024200597115221,0.99133853957453899,0.99291602467146201,1.0311786382301624,null,2.1239498293931725,0,8.0547050525193193E-3,0.3401980515994148,0.21253648378187404,1.6904888535414671E-2,5.3326769773071633E-4,8.0499634583228192E-3,0.47339731505909255,0.49261618994110956,8.0903851049874582E-3,0.28818347122147098,0.21312856203134375,5.1919269270142447E-2,2.6446686744786931E-2]
[null,1040,1.0138152926087234,0.98189060967772668,0.97003837638193791,0.97153268458368569,1.0126546619254604,1.029245843477129,1.0341315868747136,null,2.1121923286157998,0,8.4582700636721738E-3,0.34749386279444872,0.21160186431862707,1.6430790452692131E-2,5.1802600316540478E-4,8.4535312534187567E-3,0.47547558880138474,0.46731919301951519,7.8958149168921622E-3,0.28749742288459579,0.21920997955678392,5.0981989547330762E-2,2.7772535130614295E-2]
[null,1041,1.0281432876053385,0.99504360803978265,1.0223306455641004,0.96405376554741762,1.0055807683789884,0.98146892734054703,0.99687238452719928,null,2.0395417939529183,0,7.2844086266685027E-3,0.33770947512659166,0.20589079278511099,1.6493084038980255E-2,5.3310129946881044E-4,7.2801005787553183E-3,0.4402724961883866,0.46357169557348676,7.7887184930743444E-3,0.28326916337412461,0.20677400577718616,5.332612667853804E-2,2.3917442665882336E-2]
[null,1042,1.0074539165508751,0.99661163538511977,1.023450197173023,1.0155357794515438,1.0190975695389788,1.0202224813072405,1.0091132173324375,null,2.12299556802851,0,7.6391205862155189E-3,0.35507617445265932,0.20874326826340639,1.7189231578060384E-2,5.442599387445276E-4,7.6347340007720194E-3,0.45973302189866255,0.48832383680203267,7.9487343874688129E-3,0.2883074134199482,0.2172708227924203,5.4780664986663737E-2,2.5082526093883582E-2]
[null,1043,1.0007495891167943,1.0325890973776426,0.99411672200598178,0.98571559103165685,0.97557865935999555,0.97140545987590765,0.98172961579299489,null,2.0214285756120205,0,7.5055583187776075E-3,0.32600655202861639,0.20351320571070863,1.6181289961582333E-2,5.2590038647447009E-4,7.5010147081265048E-3,0.43467014681697719,0.47407010012488049,8.000288651865306E-3,0.28047153816037829,0.20282358241513185,5.0527299219682749E-2,2.464321574637212E-2]
[null,1044,1.0250881518385151,0.99893901869267632,1.0102734857353,0.99227273763453328,1.0138622536499724,0.9791967690748955,0.99037436173316917,null,2.0390865810016865,0,7.3439117971052965E-3,0.33112115787847768,0.20481604091271285,1.6495654360549269E-2,5.2802347441246328E-4,7.3395212246101273E-3,0.43614917972232864,0.47717615181432721,7.8112500212141464E-3,0.28465903103156659,0.20412210559337163,5.209971840485416E-2,2.4112658360367301E-2]
[null,1045,0.99522638622085124,0.99790356561812332,0.98759989538567472,0.99433906957708995,0.99284380018382135,1.0258362080103294,0.96499717858703593,null,2.1028152826676632,0,8.2579447356283166E-3,0.35333565321235627,0.21201390389632141,1.6412135104567668E-2,5.3288885453002077E-4,8.2532690266101955E-3,0.44713117844452632,0.47823682503853127,8.0443098766206558E-3,0.2868781477958291,0.22064806855480695,5.2472237489206798E-2,2.7114610109384089E-2]
[null,1046,1.0419341993990536,1.024206404787477,1.0454080916457182,1.0269724966700993,0.99870103840882241,0.98388269439709986,1.0209177172922608,null,2.0206022097744092,0,6.6496041218429419E-3,0.32511776883073612,0.19328067744930089,1.7039169388947249E-2,5.3096783665535299E-4,6.6455411704413759E-3,0.4342780279235578,0.49375765878665012,7.686915141368364E-3,0.27817759265155084,0.19652079292985733,5.2383988322809619E-2,2.1832713464374556E-2]
[null,1047,1.0002512219207818,0.99641798969552309,0.99556478531222148,0.99261062087472895,1.021121081395453,0.9932042850144811,0.99711055091622691,null,2.0914733564965897,0,7.8660608492844512E-3,0.34281779308833338,0.21120663248543448,1.6625524530956934E-2,5.3443180713077577E-4,7.8614593574661221E-3,0.45420826297962874,0.47738191451562312,8.0043583444610652E-3,0.28914082850771938,0.21310630105391806,5.2624519773342288E-2,2.5827390901858538E-2]
[null,1048,0.98098954464175847,1.0028659281316654,0.98836612731113582,0.9830998746723244,1.0025959638142079,1.0286912439508396,1.037289438617288,null,2.1569510871611102,0,8.4140739936044897E-3,0.36065613375332983,0.21462021750245741,1.6930381834446721E-2,5.3993215778300782E-4,8.4093450891237504E-3,0.48802038391019853,0.4728289742690131,8.1610998765303637E-3,0.28907225729482439,0.22512053069563609,5.3378535224624865E-2,2.7627369546743781E-2]
[null,1049,1.0155416838777236,1.0375010131930213,0.97010316106036099,1.026691476959495,0.98954903609732703,1.0160131284062865,1.022127311127947,null,2.043458684936053,0,7.8447857881659422E-3,0.3223287059630825,0.1966698642567912,1.6333344589252983E-2,5.0590457808075996E-4,7.8401585747708349E-3,0.44941966457627308,0.49385105074651764,7.8823959305619768E-3,0.27964148606745626,0.20332737021480904,4.7746114161353784E-2,2.5757411065269509E-2]
[null,1050,1.0427941026711112,1.0308964509304097,1.0040337806969191,0.97807606314082718,0.99494814563690304,0.97134923875788126,1.0315488432782058,null,1.9815443136300812,0,7.0395567399594069E-3,0.31285274670658364,0.19427934939621222,1.6228983610449142E-2,5.0964448696025572E-4,7.0352558805608445E-3,0.43713206772702157,0.47036712636847977,7.6782739030147986E-3,0.2766555526836792,0.19354359232193818,4.9188227219024341E-2,2.3113050066115155E-2]
[null,1051,1.0190735217084186,1.026556614212202,0.97215921425912155,0.98730377403168168,1.0338328985164746,0.98871453948572441,1.0016703379018421,null,2.0172871896688371,0,7.7370444367142084E-3,0.31941686935635616,0.20029003717138813,1.603109136833554E-2,5.072617842437439E-4,7.7324274146794878E-3,0.43889803974982544,0.47489895443346103,7.8551937003219861E-3,0.28445504580754472,0.20125051117193421,4.8285322160056564E-2,2.5403479987403232E-2]
[null,1052,1.0381663682013871,0.98825158290661907,1.0073819375351734,1.0202069782754846,0.97833957385071335,0.99665151363938542,0.97624160855552022,null,2.0381686039988169,0,7.3876616963391914E-3,0.33087876487319379,0.20291706187934211,1.6479840987906447E-2,5.2223802602324645E-4,7.383289384389766E-3,0.42805415602821228,0.49061822122011889,7.7126872038117819E-3,0.28085351257713387,0.20430684575636268,5.1573197092020913E-2,2.4256450666640585E-2]
[null,1053,0.99735605916530001,0.99755000982415065,0.97189283691672401,0.98977878269716579,1.0366728861904613,0.98925377516101953,0.99580012862477418,null,2.0824222138032589,0,8.13679238559324E-3,0.33571633256756866,0.211655289478202,1.6334602561277618E-2,5.2415454303511393E-4,8.1320185886156766E-3,0.45412470488008266,0.47609024445562237,8.0262254477341012E-3,0.29094845136355474,0.21155273746142825,5.0737980932040662E-2,2.6716263909688738E-2]
[null,1054,1.0050529627144764,1.029446101435876,1.0028597381280044,0.99355680760285059,0.99342670272393829,0.97276131617279049,1.0379138498795148,null,2.0511505835463875,0,7.3817153427540956E-3,0.32717200843497607,0.20286088286341844,1.6678735111943614E-2,5.2851159514791571E-4,7.3772428388254926E-3,0.45804031276968249,0.47781543671952204,7.9665362310087379E-3,0.28211175514140147,0.2025371054628573,5.1207185876364969E-2,2.4236585843992093E-2]
[null,1055,0.99182548327412479,1.0058766663707313,0.9664890953128138,1.0149428535181431,0.96807948067342953,1.0416642183671496,0.98252893981777034,null,2.1140252609120593,0,8.5815906409990803E-3,0.34967313227912666,0.21037102818176859,1.6373953543309255E-2,5.2269650561435085E-4,8.5767686129422267E-3,0.45660214458894122,0.48821092236488506,8.070667652688714E-3,0.28441355602006041,0.22103995644572574,5.0574616359387675E-2,2.8177408998607101E-2]
[null,1056,0.98012002590458991,1.0171866297283232,0.99551460150927373,1.022754716673568,0.98653827555378981,0.99662190624408831,1.0121777376936667,null,2.1174491162100413,0,7.9051118094354538E-3,0.34447828523554619,0.21058048667125123,1.6941421699672655E-2,5.4090184636449562E-4,7.9004540559587215E-3,0.46522325108880219,0.49187944008557749,8.1687610745688581E-3,0.28685717019812335,0.21414465014568479,5.268390504624406E-2,2.5955500871683922E-2]
[null,1057,0.97987163386929599,1.0049307135942327,0.96662097545267689,1.0204284411271829,0.9694686539541616,1.0148923926023954,1.0040792104034972,null,2.1273889778601953,0,8.4834842122093624E-3,0.34577653990319984,0.21338994125192323,1.6592043539367423E-2,5.2933718006426672E-4,8.4786024520808589E-3,0.4681112683746827,0.49084920879897953,8.1691327194827867E-3,0.28651748046220904,0.2185600304398006,5.1043974969421681E-2,2.7854901981192667E-2]
[null,1058,1.0003214810433663,0.99992738194495301,1.0247527202936442,1.0356547067172637,0.98646024884065764,0.97159093672631769,0.98751714866559481,null,2.0858121405284655,0,7.2667749005844414E-3,0.3387747563527207,0.20893589652485756,1.7079918528268328E-2,5.4806061872978448E-4,7.262371275437364E-3,0.44324871112888736,0.49799414438790318,8.0054855606583181E-3,0.2859731823069937,0.20714466603019299,5.4252526440997796E-2,2.3859196273401089E-2]
[null,1059,0.99629473043525918,0.97962342063343577,0.98249109537519885,0.97926018917542035,1.0070586297818163,1.0245988419756666,1.025264475946974,null,2.1437850398173608,0,8.4493339972945749E-3,0.35727882613955791,0.21601556497862751,1.672943298508086E-2,5.3374585552013333E-4,8.4445936475636696E-3,0.47993233908635025,0.47099948490756405,8.0353881492928325E-3,0.28974883022712555,0.22376648786011885,5.3006507721182504E-2,2.7743172256668155E-2]
[null,1060,1.0024685466971226,0.99642680385843452,0.97829557699980718,0.97481599259121365,1.0345307155524923,1.0327301463756877,1.0214356123027089,null,2.1188158366743144,0,8.4019120179639178E-3,0.35184102204470569,0.21107352408028507,1.6542199297864955E-2,5.248219161656199E-4,8.3972042706752601E-3,0.47206057199408008,0.46887422761059,7.9856601686832257E-3,0.28978513477393836,0.22089428820486051,5.1651611228384818E-2,2.7587483102041899E-2]
[null,1061,1.0234330399102918,0.99851881247023611,1.0144285125486663,1.0332985346724344,1.0072881205260882,0.9668827079412764,0.98272846607666309,null,2.0401935298828762,0,7.1383638289034667E-3,0.32495124403221348,0.20350661804163406,1.6730184067738716E-2,5.3097575015881846E-4,7.1339919394382747E-3,0.42964828127835347,0.49689248138403841,7.824117646414509E-3,0.28481403481850887,0.19984902297088106,5.2013512402877105E-2,2.3437429379520168E-2]
[null,1062,0.98245635597884595,1.0351894254410303,0.99110998795347327,1.015378794635116,0.99261893120924394,1.0042666707959547,0.99914949308014134,null,2.0904464248300925,0,7.89727662245269E-3,0.34065042311959215,0.20626472524529732,1.6676513546177243E-2,5.3367550536829512E-4,7.8926328403636555E-3,0.45514168215480783,0.48834542894421795,8.14907648703477E-3,0.28501988733953793,0.2122989815495622,5.1440869026259523E-2,2.5929805694323543E-2]
[null,1063,1.0244789556498493,0.98292265403718415,0.96631587105571271,0.98580835584652982,1.026901639694243,1.0364876265449383,0.9670808645729625,null,2.0715680024658565,0,8.4136252548003432E-3,0.34269212243726449,0.208573486630762,1.6005020971196941E-2,5.1064841169616224E-4,8.4089124343923408E-3,0.43985011271548952,0.47419707442491982,7.8134195383610452E-3,0.28772391028019451,0.21664885239734963,4.9932119340494595E-2,2.7625948138533741E-2]
[null,1064,1.0296823268147668,1.0334870916768446,1.0015208591953331,1.026348296736534,0.97493148811843566,0.99904220805041488,0.98070510300960867,null,2.0043366919947623,0,7.2594829411745648E-3,0.320761973339315,0.1941149251758901,1.6319830620485646E-2,5.1443058554591727E-4,7.2551157614711868E-3,0.42288518222198901,0.49358939991864914,7.7759064247459103E-3,0.27651683596468013,0.19872014551596276,4.9307069801633935E-2,2.383535960556658E-2]
[null,1065,0.96597589737325362,1.0061204871824436,1.0058491047490719,1.0310275706538061,0.99872034458325543,0.97118778105292436,0.99483442491303065,null,2.1344224778195642,0,7.7806217597255209E-3,0.34724385441400812,0.21644425216750238,1.7157653666401221E-2,5.5647705234762362E-4,7.7759458395006767E-3,0.46260823594174583,0.49582652542456246,8.2889891819067484E-3,0.29159864873616004,0.21459815337865237,5.4557911941482191E-2,2.5546451835018597E-2]
[null,1066,0.99853065814782316,1.0047824205112512,0.99783638165006405,1.0153211104325033,1.0315762231163674,1.0215340880902255,0.99794326614496909,null,2.1153721420504663,0,7.9789411551925895E-3,0.34957191914556984,0.20903077959622204,1.6853231626350277E-2,5.3468000296212691E-4,7.9743622541553223E-3,0.45717291196047588,0.48829733792326924,8.0182820495642189E-3,0.28995057796905815,0.21702345857792615,5.2725229323036367E-2,2.6198312777066694E-2]
[null,1067,0.99844644700114171,0.99928107857434512,0.98830056942804501,0.96225151452531765,1.0140651416981958,1.0001715925701855,1.0088599847028905,null,2.0897341346575478,0,8.0679078693846485E-3,0.34576072967280425,0.21167886036359174,1.6427691692748193E-2,5.3122027064342098E-4,8.0632545428142455E-3,0.46233471595556208,0.462801993760521,8.0184068895015614E-3,0.28763786527219165,0.21583097650569785,5.2225975422073509E-2,2.6490352178780898E-2]
[null,1068,1.0433378197012864,1.0076416146048404,1.0357276344055755,0.99507100360663781,0.99468076337422329,0.99158085458307688,1.0295139191710563,null,2.0356542614788453,0,6.9493400076606768E-3,0.33228280853084019,0.19852690809153498,1.6863422019018467E-2,5.2908436688748174E-4,6.9451977803833735E-3,0.4444346838072038,0.47844765362681507,7.6760340446080429E-3,0.27926537534326601,0.20193356934348625,5.2881683929178941E-2,2.2817180603284012E-2]
[null,1069,1.0210345635625175,1.0152266568225894,0.9961348279026635,0.9850475364851532,0.98376997907806696,1.0117251848137734,0.98601807352937088,null,2.0400026643458724,0,7.7009736757725437E-3,0.33606703841096258,0.20244049822982466,1.6240606810623569E-2,5.1992396488502598E-4,7.6965031439773486E-3,0.43788894013279756,0.47374288538443327,7.8414604451533046E-3,0.28030131785964529,0.20884185840176536,5.0837147889496261E-2,2.5285457348081544E-2]
[null,1070,1.0359724309942737,0.9643854646444735,0.98161561973582179,1.0117390731363187,1.0410550475690232,1.0067805267816652,1.0011054678299032,null,2.0815297524683309,0,7.9437970834020672E-3,0.33521671742502984,0.20928676714228353,1.6505264098264038E-2,5.1611462123886777E-4,7.9392037869153963E-3,0.44830908369503941,0.48662366888057196,7.7275844177810311E-3,0.29015777247548419,0.2100546785520441,5.1053888411731453E-2,2.6082806045348576E-2]
[null,1071,0.97950341422910236,1.0026736041010063,0.98825169905696975,0.98441827907942236,0.99625341969372705,1.0281521633927981,1.0393090026224621,null,2.1600276866223211,0,8.4254025534013753E-3,0.36104606267632267,0.21498950891573362,1.6954787591828495E-2,5.4073580759876193E-4,8.4206653244370891E-3,0.48967137071569639,0.47346340724724983,8.1734753893525705E-3,0.28869684278238006,0.22537871342180699,5.3452959188095735E-2,2.7664560115217691E-2]
[null,1072,0.97430880962297506,1.0285056262913459,0.97458341068162291,0.9803181847940029,1.0000107695887459,0.98050678674161118,1.010880824924473,null,2.0836065341574788,0,8.0990492922528336E-3,0.33624499679268638,0.21086658545881815,1.6387300830912707E-2,5.3135906759568374E-4,8.0942407060671691E-3,0.46382158333365242,0.47153167366850951,8.2162445125138605E-3,0.28703375871187642,0.21155603896143754,5.0829649838944502E-2,2.6592151566717948E-2]
[null,1073,1.0247774490661492,1.0359006089027323,1.0162133537978661,0.99441949369402127,0.98078711001440799,1.0264257439071638,0.98838673650483244,null,2.0335786763450501,0,7.4090369868133957E-3,0.33867650956943773,0.19667286373750564,1.6454038410851374E-2,5.233910062151535E-4,7.4047457207747618E-3,0.43412468458713338,0.4781911111896533,7.8139540852613029E-3,0.27733818283741118,0.20808073671536639,5.1380553925744407E-2,2.432694154650639E-2]
[null,1074,1.0187255186640303,0.9926567203625003,1.0021839396385328,0.98111954335409524,0.99272494745720852,0.99848771608551812,1.00157429498221,null,2.0676292767716942,0,7.6994550011097234E-3,0.34073053472770476,0.20802240472317771,1.6496243863724926E-2,5.2873635749766854E-4,7.6949734232191688E-3,0.44956128490566827,0.47183614734588769,7.8595771034695398E-3,0.28387714254558133,0.21101159937927411,5.2429655668066108E-2,2.5280431729529609E-2]
[null,1075,1.0281953333307929,1.0066880704748327,0.99377832160134061,1.0006887100264703,1.0004449542954887,1.0423242080692514,1.013406533047301,null,2.0770371649863288,0,7.9070357786369134E-3,0.34319003473595594,0.20196211723576568,1.6544160857143719E-2,5.1692933944681263E-4,7.9025660894943631E-3,0.45315957360365888,0.48127228189462989,7.786716959368019E-3,0.2821526022787651,0.21355550709526119,5.0939271102815535E-2,2.5962439572660725E-2]
[null,1076,0.95979831105714164,1.0022311054056168,0.99719972282283342,0.9887369003720049,0.99635464396041062,1.0005219834779389,1.0033172696056858,null,2.1613771579150982,0,8.2934678024373393E-3,0.3628170122994005,0.21979336786875259,1.6984244156454296E-2,5.5649740961933496E-4,8.2886948623327444E-3,0.47815948019238624,0.47551409316456966,8.3418188729270249E-3,0.29168050045839505,0.22532814255403666,5.4975778647175358E-2,2.7230995231487698E-2]
[null,1077,1.0260976054103006,1.0072911426393745,0.98136172708761182,0.97938509009033836,1.0139320436280892,0.98619195585690356,1.0316776017853926,null,2.0374230538124665,0,7.6810279179131465E-3,0.32393289284115728,0.20314171096159012,1.6273655009987464E-2,5.1196705358928785E-4,7.6764687870708734E-3,0.45346565684554785,0.47106287964115395,7.8019378877155912E-3,0.28341921584448942,0.2030136554747527,4.9584403260882967E-2,2.5219638122443822E-2]
[null,1078,1.0290581877710403,1.0221632752296346,0.96021667521918264,0.97880057590709402,0.95726849840743911,1.0148776721138399,1.0004245033410821,null,2.0097079374032996,0,8.0267548389417187E-3,0.32234011852355832,0.19920981942947572,1.5721408036250852E-2,4.9764219632882653E-4,8.0220949884477182E-3,0.439452513164724,0.47084428991448457,7.778309933613497E-3,0.27570733628414229,0.20450790677355382,4.7298123027839888E-2,2.6355129969820295E-2]
[null,1079,0.98035297704014823,1.0245135906161889,0.96984447474477997,0.98028678222061705,0.98133608221260038,1.0372501729835726,0.97880220532740814,null,2.1022717438441969,0,8.5858944931654999E-3,0.35257835798985543,0.21022797423330106,1.6204062316020354E-2,5.265842368077432E-4,8.5810751742236221E-3,0.45688946997377633,0.47153059659456747,8.1653108076541938E-3,0.28470287430449714,0.22244246296360756,5.0817312322807055E-2,2.8191557420242305E-2]
[null,1080,0.98582692700939234,0.9813243115289646,0.95391522762343361,1.0065147625956214,0.99011547676264966,1.014623057116445,0.98326162092521452,null,2.1261017932763409,0,8.7647649894186334E-3,0.34687693190872498,0.21752992815379046,1.6308351743339916E-2,5.2490837126654261E-4,8.7597756168525612E-3,0.46207799433505242,0.48419530564161584,8.1190437395117759E-3,0.29005780061241609,0.22088799271094209,5.0749880300135407E-2,2.877864513210962E-2]
[null,1081,0.96678059188473786,0.97447037365283784,1.0263666508189795,1.0175094878781583,1.0350637382330872,0.99945692523735485,0.97129804422087862,null,2.189348360784745,0,7.9850748873905499E-3,0.37366163881934983,0.22376085404309723,1.7458122963739678E-2,5.7379432075369842E-4,7.980482064600454E-3,0.46517444870997038,0.48926422254404006,8.2833198281033905E-3,0.29835152073316334,0.2282698731451395,5.8336740202058493E-2,2.6218418298118794E-2]
[null,1082,0.99013873899843652,1.0078794552156614,1.0162465770856892,1.0325121741369465,1.0046092980630184,0.95970695007397255,0.95812895538222276,null,2.0693993795022223,0,7.3239400974966021E-3,0.33480094514700998,0.20980322131370857,1.6820347258981752E-2,5.4769238903187465E-4,7.3194499383973169E-3,0.43113619190931191,0.49650881413962905,8.0873170038763958E-3,0.28836741116444253,0.20569576335082804,5.3589448174270249E-2,2.4046717810228987E-2]
[null,1083,1.0163225542153744,1.0174300591527294,0.97348405667523663,0.96403108472054844,1.0100977837644498,1.0013661865650536,0.97524238297758814,null,2.0208426888633912,0,7.9565417529575376E-3,0.32949243056767702,0.20373084318504964,1.5814073641488107E-2,5.1108279622071387E-4,7.9519045674586349E-3,0.43398456290054044,0.46370079805685982,7.8765310350965134E-3,0.28300419156886014,0.20743944736897965,4.9168832784732469E-2,2.6124532143383734E-2]
[null,1084,1.0227102726034305,1.0035739693634624,1.0164341290754473,1.0114316813008217,0.97077822486919252,1.0257854174975842,1.0073725999610348,null,2.0834545977366461,0,7.5767146552783264E-3,0.34651940879544157,0.20357546377029692,1.6838747381345068E-2,5.3124887350784874E-4,7.5723612389079313E-3,0.45065302519058287,0.48637118419217784,7.8297607294430197E-3,0.28040864691571826,0.21287288353584941,5.2980970007977968E-2,2.4877611760673626E-2]
[null,1085,0.99825056021023062,0.99144730698324113,1.0018530619443373,1.0180641649006885,1.0029213554672525,0.97159737668024027,0.99950203073188848,null,2.0922280758702541,0,7.6224075785175692E-3,0.33705684856871965,0.21203045266522433,1.6842206086968684E-2,5.3968069646499934E-4,7.6178296476940447E-3,0.45261307020535363,0.48960440831054491,8.0207644731729432E-3,0.28864746471748048,0.20877578766856725,5.3074980483624357E-2,2.5026989924956718E-2]
[null,1086,1.016537260032109,0.97721384639724618,1.0261781406004609,1.0216301366598775,1.0035684489955581,1.02566912152171,1.0024186890599101,null,2.1318473613180635,0,7.6687206018757267E-3,0.35870401601879265,0.21075504785394011,1.7230669979119435E-2,5.4500214129600609E-4,7.6643562944520788E-3,0.45793479220543815,0.49124617815263394,7.8778636244521642E-3,0.28775905012225039,0.21915539264943407,5.5463868141037861E-2,2.5179844737089181E-2]
[null,1087,0.99765845466662284,1.0017235753715776,0.99309209077839278,0.98001581128533144,0.97977085482318949,0.97180289716861412,0.98500561020600819,null,2.0590506654652763,0,7.7429636205828527E-3,0.33552545784733417,0.21099650784681909,1.6332100068685435E-2,5.3346952984071965E-4,7.7383434018896196E-3,0.4454653081073735,0.47133184118208538,8.0250173571882778E-3,0.28447918519756277,0.20886802097976429,5.2075461682925844E-2,2.5422915884391165E-2]
[null,1088,1.0101848318709603,0.99639058766857536,1.0334874368393803,0.99811600579431081,1.0008253541665069,0.98998655943807934,1.0129327349239556,null,2.0947952537296954,0,7.3163075895055453E-3,0.34802985666632302,0.20878464961685708,1.7107795513250555E-2,5.4779757462443911E-4,7.3119960799851872E-3,0.45571983864447368,0.47991824444400766,7.9278228772991684E-3,0.28578935563886271,0.21176736691518247,5.5184607830442885E-2,2.4022229517892478E-2]
[null,1089,1.0370876247256016,0.9994274340377125,0.98084757398774325,0.97542374270996768,1.0247872353784511,1.0061097772513892,0.99261696743327432,null,2.0254206347776424,0,7.7930102393842854E-3,0.32826882817466585,0.20244962502081304,1.6020573256331855E-2,5.0789073124761117E-4,7.7884818854840445E-3,0.43663158751034747,0.46915906422963216,7.7192321714702064E-3,0.28380636797120773,0.20579200301653827,4.9482354321585285E-2,2.5587636727702492E-2]
[null,1090,0.99842350192892737,0.97912554848243571,1.0109076405021065,1.0064184505162248,1.0262586315225999,0.99691136108355061,0.97914816372545854,null,2.1191383942751396,0,7.8174265560206953E-3,0.3529934889948575,0.21514630451940728,1.6910593351588399E-2,5.4680361885126386E-4,7.8128866486660963E-3,0.45143177471668372,0.48397683083750892,8.0198999245499562E-3,0.29211299713334477,0.21752744703571833,5.4808979923922203E-2,2.56678141260594E-2]
[null,1091,0.9663570700750912,0.99455088643372047,1.0044876735769379,1.0169862076861558,0.98840939322803822,0.9955965218002919,0.98872901319936768,null,2.1578751013803075,0,8.0893463960191019E-3,0.35989534856349564,0.21932688317224588,1.7114944360987167E-2,5.5814105273633197E-4,8.0846413402649326E-3,0.46761433852791928,0.48907805936754939,8.2856381435210576E-3,0.29148604771435477,0.22258871504381603,5.5371075888272975E-2,2.656061460116093E-2]
[null,1092,1.0044948099494315,0.99542852257500092,0.98055007759500312,1.0417348655462411,0.95240929676896091,1.007450556552568,0.9654011933625164,null,2.0806225980405189,0,8.0068435438237408E-3,0.33704275518423688,0.20852013575879258,1.6448481736524197E-2,5.2506738439916435E-4,8.0021587356999026E-3,0.43800559271450362,0.50105430232554338,7.969680815524743E-3,0.28254821483468168,0.21132861280397333,5.0894806242959827E-2,2.6289633047503057E-2]
[null,1093,1.0051831831978244,1.0224655027513003,0.99093132953746632,1.0178493107440834,1.0059005785177793,1.0142999448650571,0.96912334145234302,null,2.0605965722875772,0,7.8171463744149076E-3,0.33705618580809021,0.20325221660376522,1.6407810440734978E-2,5.2410988383689596E-4,7.812583894639985E-3,0.43495856440472919,0.4895341641617586,7.9648185643389959E-3,0.28444254552172421,0.21008048074028701,5.0713419155161497E-2,2.56668194829246E-2]
[null,1094,0.99455362065609143,0.98669615564857516,0.9661446172174023,1.0146675572137411,0.98212582051863673,1.015422479721777,1.0259735903322844,null,2.1324530063887099,0,8.4689452968329543E-3,0.34480425747287569,0.21401869415973071,1.6663709919798986E-2,5.2512414950236022E-4,8.464096905864766E-3,0.47581985286780276,0.48807955764797584,8.0485092807008538E-3,0.28757638007955494,0.21800584987777574,5.1108672669255444E-2,2.7807246654702633E-2]
[null,1095,1.0313516751069207,1.0196784316627796,1.0288604766171718,1.0087384751002866,1.0108514366813317,0.97792778589207785,1.0287836164069317,null,2.0333477976543604,0,6.9306361264092793E-3,0.32617923924905545,0.19797981775653825,1.6891384112999844E-2,5.2939705726191204E-4,6.9264235968065123E-3,0.44375077776065597,0.48503938119891171,7.7648563811425616E-3,0.28136025228245637,0.1989850723938571,5.2116330543800389E-2,2.275550144728325E-2]
[null,1096,0.99179614871565824,1.0195929458157056,0.98869787718484048,0.99361012975910068,1.0186634954000222,1.0104716403930964,1.0235118928014875,null,2.1034746859695619,0,8.0221882419539078E-3,0.34411668449965516,0.20816765766385298,1.6706602376318474E-2,5.3068934589509478E-4,8.0175439457571517E-3,0.46757256417509335,0.47788297160504933,8.0721958864778207E-3,0.28762042054615933,0.21475579554577062,5.1713570272380938E-2,2.6340178349105153E-2]
[null,1097,1.0430345071454901,1.0192043597529308,1.0138069987610909,1.0052765305756366,1.0027540562358714,0.97193175028343659,1.027989851984535,null,2.0026946171059166,0,6.9472847340797837E-3,0.31579937041947803,0.19539885830334641,1.6557063075416975E-2,5.1644885601195053E-4,6.9430261919536116E-3,0.43709009514801717,0.4834191026471234,7.6770465831443903E-3,0.27892946007979114,0.19428862761580304,5.0212756674345389E-2,2.2810046245564528E-2]
[null,1098,0.99674018906287087,1.0047506508698976,0.97372801282809185,1.0073452624378392,1.0306868584967726,1.0043772709545105,0.98331391495772524,null,2.0863314744914803,0,8.1608972819013845E-3,0.3381462957246576,0.20969755549358807,1.6385679074584766E-2,5.2386288415111446E-4,8.1561468925511176E-3,0.44872764602411236,0.48453425905446279,8.031290668363911E-3,0.29000402476099257,0.21285762253745188,5.0632455606852998E-2,2.6795533051613096E-2]
[null,1099,0.98369116927098721,0.99900272610549035,1.0277797824418005,0.99198532773742554,0.99727382139834908,0.98591516840665694,0.9815730796474591,null,2.1149765373399054,0,7.5943873380222536E-3,0.35653526352410791,0.21473079896288919,1.7010641165751565E-2,5.5906556576962199E-4,7.5899273430789557E-3,0.45358972759981303,0.47698696676028196,8.1410051597048758E-3,0.28876073188786716,0.21763519139028517,5.609628332625341E-2,2.4935321992122825E-2]
[null,1100,0.98505927674593841,0.972583042609384,1.0138835373626378,0.9906438287267938,0.96724029914224463,1.0154016384134581,1.0070552448613503,null,2.1684933636364381,0,8.1355643276148828E-3,0.3698976538419908,0.22010186603956028,1.7146054040859383E-2,5.572213847007888E-4,8.1309704153995997E-3,0.47711440813921818,0.47638228061961002,8.1288802840551403E-3,0.28834663910256209,0.22756157935289595,5.6548554415439677E-2,2.6712820327759047E-2]
[null,1101,1.0134683881845468,1.0350151346555483,1.0040370597511039,0.9897031566693999,1.0383607814854601,0.95585762040290534,0.98621848107511478,null,1.9999217998989318,0,7.1405711298376676E-3,0.31734196803616405,0.19978993152188429,1.6284756489012189E-2,5.2355743559004268E-4,7.1361528942271825E-3,0.42727474133215221,0.47595870904263599,7.9004525723484469E-3,0.28479600040021635,0.196320443962712,5.0291128539473672E-2,2.3444528802352059E-2]
[null,1102,0.99911640249916811,0.97170446700232571,0.9855633406698121,1.0085711819894596,0.99948029579673747,1.0138250063654228,0.99099306560406442,null,2.1322223103884017,0,8.2854993725397924E-3,0.35284718711531238,0.21651581677846404,1.6713841077828254E-2,5.3548625321514704E-4,8.2807781142584264E-3,0.46133407945108834,0.4850880437723129,8.0128721419051412E-3,0.2902096609298051,0.22060082585534146,5.3164232071820382E-2,2.7204986199590487E-2]
[null,1103,0.98246272854275551,1.0363184907865695,0.97412907674263427,1.0089866923325255,1.0140917556954792,1.0001131628459907,0.9620986705227379,null,2.0625827446157747,0,8.0682179663663593E-3,0.33461418444467794,0.20623523264202323,1.6213684018595655E-2,5.2513511852683692E-4,8.063460574013373E-3,0.43754594521772611,0.48532256809209945,8.1480274299101183E-3,0.28698307627649766,0.21058532858448004,4.9923291126882215E-2,2.6491029056708505E-2]
[null,1104,1.011031665551162,1.0025064024967372,1.0051832983256299,0.99230716032383626,0.98433973051669765,0.97657852351711405,0.98055407388314275,null,2.0466517414887218,0,7.488751092869424E-3,0.33370521296385075,0.20734490671131356,1.6429113663448552E-2,5.3211967606618302E-4,7.4842727815802408E-3,0.43711888866111626,0.4772076338540488,7.9195593124177666E-3,0.2832476240372776,0.20630912701650575,5.2253820703773116E-2,2.4588213200190927E-2]
[null,1105,0.97075898022273821,0.99971083846723008,1.0246485404543288,0.97830432514822441,0.98085848563145084,1.0199162375166133,0.97595806233179616,null,2.1545419027463915,0,8.045348742647878E-3,0.37499719495480466,0.21791361707154691,1.7023258636312082E-2,5.6474621278098888E-4,8.0408099313780176E-3,0.46404419116765527,0.4704175348500092,8.2492701997013418E-3,0.28849660976575986,0.22930635470740141,5.7117049490206448E-2,2.641661450148142E-2]
[null,1106,1.0107702572873609,1.0080434171583994,1.0232440632969877,1.0187238344901364,0.9839692776450224,1.0227893009232956,1.0077463912320443,null,2.1026134041920326,0,7.551410509474935E-3,0.35083160777674927,0.20518632781337862,1.7065454555716557E-2,5.3990391621339974E-4,7.5470569093371567E-3,0.45472483850716555,0.48985743864903525,7.922642729645114E-3,0.28303553016141553,0.21469839999167978,5.3961134690157751E-2,2.4794479001014547E-2]
[null,1107,1.0084031456438587,1.0159788308524409,0.9963070050645052,0.98590168974697201,0.99460029975021158,0.95860578611072889,0.97786067636401119,null,2.0176414514454191,0,7.4058095278916793E-3,0.32330503881751854,0.20523869336953679,1.6195641144423106E-2,5.2636393510312445E-4,7.4012854697080117E-3,0.43112248814444204,0.47415317153603453,7.9396936873293647E-3,0.28308386946109321,0.20089144069858375,5.0874001186811631E-2,2.4315573522726605E-2]
[null,1108,1.011349768378111,0.97986478915533204,1.0101866471685765,0.98188003246373001,1.0156506337136173,0.98886960927880341,1.0067048468002819,null,2.0946315813266283,0,7.6818920628905192E-3,0.34629535532989819,0.21250964831723171,1.6768172448283141E-2,5.3929668582258653E-4,7.6774068299745694E-3,0.4571094458741598,0.47217863329117421,7.9173546780363004E-3,0.28858371544796091,0.21348683825553544,5.4024886340124166E-2,2.5222719891318392E-2]
[null,1109,1.0405831994556469,0.9884731204063778,1.014923266620446,1.0021828265111619,0.96507516668491566,1.0182159142236937,0.9993067685381356,null,2.0580362284175977,0,7.481495641484863E-3,0.34097264228477259,0.2031265099475538,1.6611455097503742E-2,5.2457759717198843E-4,7.4771814893157609E-3,0.44153248046723043,0.48192810395721208,7.6951935976985499E-3,0.27892103683534797,0.20964387046829319,5.2519756264174718E-2,2.4564916052805679E-2]
[null,1110,1.0014122833895294,1.0198158600762994,1.0412883993405992,0.98757987299181249,1.0258049496763253,1.0056865943447788,0.99198946572055891,null,2.0898561068083006,0,7.3161991755936462E-3,0.35434084931032672,0.20615750367484695,1.7040053908860563E-2,5.5135377336466211E-4,7.3119389640858229E-3,0.44794489892833655,0.47482985992711985,7.9977249610249813E-3,0.28680155566781879,0.2146743074641515,5.5500217529932186E-2,2.4022041874022234E-2]
[null,1111,0.98012091729344375,0.98593956409514183,0.99857844486785641,0.99669609064439935,0.99407479297711632,1.0090275889081359,1.0269793143542383,null,2.1642830126576027,0,8.2200347719028084E-3,0.36075382839606468,0.21823405151036426,1.7114300757017198E-2,5.4923752839779205E-4,8.2153394701361612E-3,0.48399247211652019,0.47933782766389471,8.1689342538444568E-3,0.29048799934853486,0.22387078237436206,5.4788274540974291E-2,2.6989999469394111E-2]
[null,1112,1.0354208370520521,1.0114355321584663,0.98708881320446717,1.0428691369992553,1.0373576181594568,1.0157033575538341,0.9860096148159484,null,2.0372265463962589,0,7.5770244521789903E-3,0.32381000318989611,0.19676386208045921,1.6449986372495437E-2,5.0921019383944185E-4,7.572551084972211E-3,0.42965156831486012,0.50157941702718256,7.7320058480318012E-3,0.28462787683509067,0.20226945472191613,4.8959399714399922E-2,2.4878235465292626E-2]
[null,1113,0.99268278940074406,0.99375725588532249,0.99992343770845094,1.0059937960070973,1.0032101264679059,0.98623926582263022,0.99769599494422656,null,2.1057747062434764,0,7.8252006861151222E-3,0.34448857279173895,0.21325345397055634,1.6805791853609985E-2,5.4124426493848627E-4,7.8205884455789885E-3,0.45714038947427876,0.48380532336602333,8.0656390509153408E-3,0.28898324562874556,0.21361345291879966,5.3389088189282966E-2,2.5693116975119733E-2]
[null,1114,1.0273338480814502,0.98495190677748812,1.019173267324416,0.96868193922328971,1.0249600200609579,0.99535281431806077,1.0282349585787032,null,2.0786249549174585,0,7.4788422256509774E-3,0.34421004034461788,0.20809447306456652,1.6793298919128504E-2,5.3416545062207575E-4,7.4744932005191772E-3,0.45937604752336536,0.46580615146239845,7.7946770016557015E-3,0.28650533364185321,0.21112840989277329,5.3830622471338033E-2,2.4556084170269714E-2]
[null,1115,0.99504938573016888,1.0136229201079665,1.0154732638289963,1.0068106074450018,1.0092595498576926,0.95362006877828187,0.98904574552066882,null,2.0579837065041304,0,7.2588449515980664E-3,0.3312328682403915,0.20829071890629203,1.6762742160705939E-2,5.4336916170885543E-4,7.2543820721563401E-3,0.44133315431413511,0.48415187484277417,8.0473604220199415E-3,0.2870692971348755,0.20359231487620194,5.3131520121328497E-2,2.3832949203137024E-2]
[null,1116,1.0013727257737357,0.99594333159811266,0.97234319138579361,0.98150479656484169,0.99869665148501441,0.99053411770711663,0.96564943460702757,null,2.0583836114013936,0,8.1285531046519938E-3,0.33572691328583881,0.21126007675392949,1.6032691272224963E-2,5.2260717018965872E-4,8.1237984893585569E-3,0.43941342571155073,0.47210906672825675,7.9940568451053341E-3,0.28653707010929497,0.21150420599232531,5.05989938751625E-2,2.6689258272807333E-2]
[null,1117,0.97980469985424701,1.033359615373959,1.0412856616601855,0.96276018612729042,1.0150888219617107,1.0056335055210268,0.99977210503318137,null,2.1085144104412414,0,7.4922387795691662E-3,0.36286609973789269,0.20917731350250834,1.7046965097022949E-2,5.605453908996698E-4,7.4879075180635905E-3,0.46017187563996659,0.46289652549634641,8.1740982228948305E-3,0.28682244984407518,0.21983958975359125,5.6363124553564077E-2,2.4600154463983327E-2]
[null,1118,0.98333296612914922,1.0136067081910849,0.99946240986285284,1.0292129405720756,1.0068360838121875,0.99429062679190294,1.019916879509168,null,2.1228343796598113,0,7.8165554866441601E-3,0.34374087957062488,0.21032343683875346,1.7089530079640199E-2,5.4185596895542604E-4,7.8119329845840685E-3,0.46729286816781679,0.49497334795575626,8.1423024539773112E-3,0.28892359427257719,0.21320577729023707,5.2940728526877839E-2,2.5664681036652513E-2]
[null,1119,0.99503618114417725,0.98271426231959857,0.98995190418200973,1.0288767319297425,1.0357466493547549,0.96319900605148101,0.98720410891891142,null,2.0965560046391198,0,7.7517525190975737E-3,0.33347327740709881,0.21443014027218193,1.6779705398957685E-2,5.3743448276237548E-4,7.7470631641859871E-3,0.44888334577569594,0.49484080709976758,8.0459839591944977E-3,0.29363243289118729,0.20796394991533781,5.252205371879038E-2,2.5451563073056675E-2]
[null,1120,0.97945967470682116,0.95734065466302842,0.99676146489680817,1.0154055813987186,0.98817861718018951,1.0385980450332759,1.0146806342855097,null,2.2210000333938735,0,8.6450908033495338E-3,0.37782577172463605,0.22443229440091475,1.7353763033963888E-2,5.5519087153926068E-4,8.6403241187700645E-3,0.49122200249559689,0.48834120887205384,8.1743419881330631E-3,0.29365605595674166,0.2347080214993674,5.6349940214113325E-2,2.8386209021394469E-2]
[null,1121,1.0136918296482587,1.0330158536309375,0.99746364712637392,0.99176885921928681,0.99195856522119219,1.0055531681697296,1.0008755762876265,null,2.0382223633481491,0,7.5888955381468864E-3,0.33219226184275241,0.20005655508851622,1.6361006987223797E-2,5.2069905648571629E-4,7.584432425170414E-3,0.44226134453638494,0.47697147723519157,7.898336240414779E-3,0.28033030730658381,0.20627754012534613,5.0440028600695741E-2,2.4917269441528288E-2]
[null,1122,0.97909397882794691,1.017284527174189,0.99172958182693682,0.98435263491504776,0.99058544638258739,1.0109663950529337,1.0004279966852923,null,2.1135339901579178,0,8.1561326765026542E-3,0.35232531024422481,0.21201151287025299,1.6634268803463036E-2,5.395663029391628E-4,8.1514445303561903E-3,0.46469399161697594,0.47342160754503343,8.1770983457849084E-3,0.2866474913216514,0.21949710711327092,5.2810639842200052E-2,2.6780084298264884E-2]
[null,1123,1.0390605992314519,0.96493467153707468,0.97870998038659651,1.0295110523465825,1.0277761166234958,0.99229452871208568,1.0018589247212153,null,2.067165134655935,0,7.7890566622363048E-3,0.32648011618203043,0.20771312758172089,1.649971286458489E-2,5.1308275160156841E-4,7.7844587432891153E-3,0.4436532864842484,0.49518057978397867,7.7044563309820084E-3,0.28860556187017572,0.20492308661484329,5.0322302682931877E-2,2.5574419427784323E-2]
[null,1124,1.017656952881097,0.98566621206435334,1.0141205931729051,0.98742995979725157,1.0142981831479934,0.99788893279359769,1.0018954410778926,null,2.0856624333219766,0,7.6015877680496429E-3,0.34580279642918493,0.20965183766826043,1.6757720687518664E-2,5.3661318944265093E-4,7.5971662390447664E-3,0.4516672844869743,0.47483610136984966,7.8685087785380359E-3,0.28708338016957791,0.21270993325183438,5.3793574755252954E-2,2.4959104064548002E-2]
[null,1125,1.0090588567201575,0.98404207639590169,0.99915728528228698,0.98654659787914656,0.97303991951454338,1.0004522295907929,1.0478160331818211,null,2.1143122097408229,0,7.8844785948116187E-3,0.3464879528866297,0.21199305096522691,1.6882670761954141E-2,5.3418132852670215E-4,7.8799182668294835E-3,0.47770898612647777,0.47445496804503012,7.9346974998238846E-3,0.2842677126388396,0.21494700327648769,5.321751225787396E-2,2.5888034281932332E-2]
[null,1126,0.99903592608744962,0.98110903316438014,0.96842089315461821,0.98902498669615602,0.96382085378349069,0.97868178558451069,0.99619607111016806,null,2.0802785206537635,0,8.1794446281342106E-3,0.3347724483088878,0.21483389992805643,1.623178816954236E-2,5.2506720517061947E-4,8.174622912911737E-3,0.45585310196507944,0.47573804501801359,8.0125295684300626E-3,0.28511859597704081,0.21138329655252797,5.095833702948678E-2,2.6856232646747583E-2]
[null,1127,0.98700042928043663,1.0436891061599252,1.0375485148823442,0.98127151921933164,1.0281771590257394,0.98138654457596097,0.99086775343811684,null,2.0667383214214783,0,7.1926918435895049E-3,0.34536416990553176,0.20478503249571711,1.6905546633756655E-2,5.5238363585410541E-4,7.1883857805089329E-3,0.44485559992226775,0.47180743086147736,8.1142847069023277E-3,0.28646428056052137,0.20967084061892968,5.4606927719894498E-2,2.3616130423703686E-2]
[null,1128,1.045434364264866,0.99581101554501883,0.9682782170953399,1.0291463485053391,1.0237167070980115,1.0139252452643457,1.0245710596760702,null,2.0428512369093634,0,7.8097832955069954E-3,0.31953806509601684,0.19877342267019887,1.6331658394654551E-2,4.9872113073881239E-4,7.8052019646824896E-3,0.44609318666530712,0.49503755515439796,7.6569098625961993E-3,0.28361592865585383,0.20178066478785572,4.7887138324158786E-2,2.5642567498407067E-2]
[null,1129,0.99783244583888797,0.98848621509900714,1.0107158269965457,1.0072047198051135,0.99700007031111493,1.03395393588622,0.99602684893767279,null,2.1438117444687106,0,8.0543419030797338E-3,0.36353709089636099,0.21317186653682796,1.7026194033005513E-2,5.4495369018666198E-4,8.049815299002977E-3,0.46355919143188801,0.48435551000046262,8.0246393009655564E-3,0.28822233559093502,0.22404909588092217,5.4879193716866323E-2,2.6446199994363723E-2]
[null,1130,0.99253634763148035,1.0434638803419545,0.99594926420666985,1.0149121137514467,0.99083363681692616,1.0017497996732627,1.0078459706468967,null,2.0676933568943268,0,7.6708476169202499E-3,0.33460456015490242,0.20190532433631964,1.6647953335804246E-2,5.289249507184115E-4,7.666297689290621E-3,0.45145026449559156,0.48810633758769856,8.066597704929037E-3,0.28241592076720012,0.20795505367404776,5.0830746978996345E-2,2.5186222835748728E-2]
[null,1131,0.99315886835007938,1.0093287386169507,0.98573610562963798,1.0290419575276253,1.0009651711852163,1.0051587577061762,1.0147534604736317,null,2.109913545819381,0,7.9856994980045809E-3,0.34021043674632212,0.20875577892134389,1.6830468258359921E-2,5.3065902150072541E-4,7.9810227179590298E-3,0.46281840586998185,0.49493325009361605,8.0609479571066723E-3,0.28735486494698476,0.21267919273169061,5.1524023536398497E-2,2.6220194516120999E-2]
[null,1132,1.0026692352978002,0.99192758275989135,1.0132623545951833,1.0078369910396729,0.99602952112393339,1.0220772305372121,1.0270613694422577,null,2.1378551324927608,0,7.8609492323435445E-3,0.35689764366561266,0.21121368172828464,1.7166530211182661E-2,5.4283157364775746E-4,7.8564673665827388E-3,0.47234513686279733,0.48465199784559926,7.9860762307950584E-3,0.28706270543670809,0.21964094810739526,5.4541072070220784E-2,2.5810990626278504E-2]
[null,1133,0.99887522889765634,0.99140377103011312,0.99120681506690123,0.9986266679670226,0.97223660049580884,1.0084315666143973,1.0048010568068908,null,2.1095689709611762,0,8.0703394276050305E-3,0.34819775026747218,0.21245586372674208,1.6662396229568395E-2,5.34103854757719E-4,8.065692985484851E-3,0.46212789031986767,0.48028822148867428,8.0151327686380936E-3,0.28508319889816713,0.21699057232722133,5.2720124284746837E-2,2.6498363237438306E-2]
[null,1134,0.98051049774972743,0.98255681319896671,0.96521786335641235,0.98280172542661359,0.99901216012916683,1.030219934461805,0.99577616623001697,null,2.1509234756958513,0,8.8565796552067724E-3,0.35981861777773544,0.21897981693414958,1.6475513147775147E-2,5.3308161137442377E-4,8.8516469426114606E-3,0.47434985365792881,0.47275408532034552,8.1637277774208612E-3,0.29092264549840374,0.22762152292510068,5.2229072141329318E-2,2.9080471616882271E-2]
[null,1135,0.99909740587182849,1.0277377817455535,1.0430922865594976,0.99614594400300838,0.98327662758234047,0.97132255757518249,0.98466844946559517,null,2.0537490206427411,0,7.0083074809250984E-3,0.34083449853007364,0.20469466215495,1.6909651845123056E-2,5.5181968864582499E-4,7.0040618054432614E-3,0.43758598438971152,0.47894324020737628,8.0163604998186519E-3,0.28213743155863608,0.20628522823970435,5.4783821582516268E-2,2.3010567621666901E-2]
[null,1136,1.0082223788312568,1.0222828174850109,1.0436168979612102,0.98772629244874255,0.99087308315356126,0.97607569612281253,1.0049332220302065,null,2.0560054004368444,0,7.0019506989894269E-3,0.3409385445703087,0.20399542493088701,1.6956613520022496E-2,5.4824970979872967E-4,6.9977377161713258E-3,0.44467828848401841,0.47489360505610406,7.9438382637790038E-3,0.28205839077333783,0.20628824657396166,5.4718620557656555E-2,2.2989790979786859E-2]
[null,1137,1.005729890225755,0.99495747212817864,1.0095111053456913,1.0027428362517004,0.98199486418702864,1.0037263953728004,1.0310691879157621,null,2.1122448576779118,0,7.7240500803807469E-3,0.34765406224915696,0.20994942149446308,1.7004078859970954E-2,5.3867204335698079E-4,7.719562868180172E-3,0.4687023221730966,0.48221339628629462,7.9615568611480052E-3,0.28478030053547176,0.21440639191997216,5.3677926600992319E-2,2.5361215866187958E-2]
[null,1138,1.0271606419324211,1.0179024818452194,0.95623553277776896,1.0124773651189689,0.98378249944830864,1.0175691262448696,0.96725926064358425,null,2.0131104239156921,0,8.0585353612393825E-3,0.32064270872378586,0.19900501338879817,1.5752760501372542E-2,4.9754266931877522E-4,8.0538321316412486E-3,0.42552474137220275,0.48705651659404819,7.7924569026232415E-3,0.2795133017558859,0.20390497164583438,4.6965717026033187E-2,2.645939656538426E-2]
[null,1139,0.99344400507203545,0.99349753469330504,0.98281867227247954,1.0209751481969858,1.0148978861346836,1.0035723243750923,1.0018759235285228,null,2.1182233101260275,0,8.1240976665069541E-3,0.34377965983593045,0.21260038952155563,1.6758249114885729E-2,5.3243592175163958E-4,8.1193726257141399E-3,0.46105302720178171,0.49106232586652482,8.058465006592231E-3,0.29038932453626709,0.21527126393428334,5.2048176322228641E-2,2.6674717905017464E-2]
[null,1140,1.0266354322805897,0.99990090050218716,1.0169406333156783,1.0150897422478962,0.97201859835934867,0.97806902798524897,0.98908645998913147,null,2.0379478735243821,0,7.1966422650307314E-3,0.32951250849239339,0.20329176397710635,1.663127135027196E-2,5.3023906308874902E-4,7.1923023309620358E-3,0.43334936185223277,0.4881287392708632,7.7998536143070937E-3,0.28043867725070243,0.20236750230478606,5.2273298746803969E-2,2.3628997535894893E-2]
[null,1141,0.97380734884601039,0.99174337758091535,1.0013955363239824,0.98646074246619941,0.98319641468057339,0.99851204909136115,1.0099853264157843,null,2.1493211252233122,0,8.1498208993376706E-3,0.36000666860735175,0.2186796272701283,1.6964817552357733E-2,5.5292904042353406E-4,8.1451254984295715E-3,0.47631069396800163,0.47440712271565999,8.2220638240741769E-3,0.28938346081354333,0.22304912362380377,5.4989988937502232E-2,2.6759324271370483E-2]
[null,1142,1.0387063116400872,0.97013964478262149,1.0170739302551106,1.0019989964166942,1.0066019982503689,1.027818243585972,0.9997208670542197,null,2.0945824543130431,0,7.6609838130291923E-3,0.35089403433426114,0.20776534531882992,1.6829923875344273E-2,5.3051418596183528E-4,7.6566429971456611E-3,0.44905318718817783,0.48183336711685448,7.7092184033198969E-3,0.28544624414247805,0.21548262002929675,5.38878364288186E-2,2.5154504105583415E-2]
[null,1143,1.0251418534058625,0.97104618061781656,0.95470932717141321,0.99907771713031934,0.95870110613215109,1.0272820375513414,1.0048557184168649,null,2.086040002161619,0,8.523895316290761E-3,0.33796747139574712,0.21064122427806486,1.6107434877978718E-2,5.0728470027141127E-4,8.5190825591491322E-3,0.45758121849296535,0.48061520958483095,7.8077170074177119E-3,0.28235145097872305,0.21511440292647283,4.9363508686310065E-2,2.7987891989976265E-2]
[null,1144,1.0022102479545412,0.97775305393529022,0.98669378768014016,1.0146001916482381,0.99872558879880036,0.96788379690325232,0.99387099108486288,null,2.087688919689485,0,7.8159449699758861E-3,0.33371226848707297,0.21423791858225152,1.6614849736742342E-2,5.3306544631973225E-4,7.8112576452374471E-3,0.45109494738774963,0.48798435549538871,7.9882012771014706E-3,0.2891463000848899,0.20850222534447954,5.2217012839825223E-2,2.5662462332401367E-2]
[null,1145,1.0037348653707494,1.0046955502400297,0.99460610263459481,0.98494907198368109,0.99327939478268878,0.99339647716446278,0.99275205898727736,null,2.0694352943630365,0,7.8093368553818756E-3,0.33959182809751431,0.20880028073224574,1.6431155235603238E-2,5.303499475846704E-4,7.8047601163298425E-3,0.4487796928425562,0.47370001419325286,7.9765226052744553E-3,0.28479127702212864,0.2112165411777483,5.1981093361945778E-2,2.564111588623123E-2]
[null,1146,0.99820416653231991,0.99645550327732468,0.96998342380652502,1.006972731871044,1.0059318957117409,0.98638554946254742,0.95656069160576773,null,2.0626336376677226,0,8.0969312378436232E-3,0.3325963080380871,0.21118605423719433,1.6128033563749287E-2,5.2301112881834822E-4,8.0921461999062996E-3,0.4348411698489949,0.48436645978633186,8.019296070169487E-3,0.2882090247843021,0.20981882652762129,5.0364968271656492E-2,2.6585270448734204E-2]
[null,1147,1.0188386998397514,1.0046735205202784,0.98803123897991885,0.98979023309311376,0.97335188723638932,1.000745425116897,1.0079634901785408,null,2.0534851200640349,0,7.7829050563560402E-3,0.3333361363282491,0.20505574568224669,1.6331762415826699E-2,5.1933936404636994E-4,7.7783528951026609E-3,0.44922843299074899,0.4760477417389426,7.8579016803023115E-3,0.28078247897879721,0.2081074347317888,5.0668338537153773E-2,2.5554359777186605E-2]
[null,1148,1.0096022902602078,1.0116159459484086,1.0134159880149627,1.0293409056272034,1.004145320112299,1.0032981035438933,0.98776733763985325,null,2.0768846160099397,0,7.4802566495292761E-3,0.33972733454167436,0.20412468978093073,1.6857801202986744E-2,5.349572048520873E-4,7.4758414047553373E-3,0.44151358727032852,0.4949924058861549,7.931243742691425E-3,0.28496056306470408,0.20905591313988714,5.2630021971107395E-2,2.4560513449394548E-2]
[null,1149,0.98786827036733149,0.99874563900103719,0.97880432644486426,0.96199406779586372,0.98494291927240918,0.96562164738194423,1.0262240711869082,null,2.0818289856026744,0,8.0054947588735336E-3,0.33562361778303057,0.21418892905999365,1.6385860562165962E-2,5.3233421675261702E-4,8.0007253890269844E-3,0.46952042059428822,0.4627055708736173,8.1037145198650015E-3,0.28618861329896672,0.21065075747482653,5.1649012540580783E-2,2.6284924048431E-2]
[null,1150,0.9920633601323503,0.99457684763987275,1.0059273926988583,1.0236329300314209,0.97036501331030267,1.0324784095480108,1.0248903948149071,null,2.158898332531642,0,8.0838546014782887E-3,0.36085489306564056,0.21267726896041886,1.7230997760158157E-2,5.4438971007775738E-4,8.0792810962129532E-3,0.47727227505636372,0.49227016714266791,8.0710251127334882E-3,0.2860098927397598,0.22299993023283193,5.442906175929467E-2,2.6543004496959559E-2]
[null,1151,0.98559342254805493,1.0142053258243022,0.99799889835330857,0.99719686583367972,0.97151801756403666,1.0285249371455842,1.0142882340495278,null,2.1300345943867849,0,8.1463322982947093E-3,0.35704210021069754,0.21075794857297925,1.6851875509256969E-2,5.397601284938484E-4,8.1417116725954405E-3,0.4710797037535614,0.47958038175661355,8.1235422842645989E-3,0.28439653036506729,0.22164061011218841,5.3278653550136577E-2,2.6748108769225176E-2]
[null,1152,1.0154430148512454,1.0151366259711234,1.0122858645569872,0.99498875823825006,1.0110926813107959,1.0041272437064506,1.0007506808458604,null,2.0621522208805572,0,7.4976227998935965E-3,0.33963028444487325,0.20344225420466536,1.6657209856599707E-2,5.3059422558905634E-4,7.4932318290847327E-3,0.44543286919915714,0.47847635974347896,7.8855595715276502E-3,0.28398974475876265,0.20912960613211934,5.2364483197826502E-2,2.4617646516765554E-2]
[null,1153,0.97349832524115365,0.98747654963773435,1.0139836902196986,0.95811263717891948,0.99593359805481485,1.0089968116751677,0.98896486634087288,null,2.150687985254419,0,8.1681914919426012E-3,0.3714666519696464,0.21993265810714305,1.6873824118323204E-2,5.6047281900144577E-4,8.1635718695523534E-3,0.47082063582437533,0.46073835021816384,8.2254221995843486E-3,0.29024985587243546,0.22851391443096564,5.6490892857825339E-2,2.6819926459341656E-2]
[null,1154,1.0021798791289858,1.0026681955972183,0.99393637118569911,0.98866445366613764,0.9793187919022438,1.0101580036350639,1.0010919438769148,null,2.0903072673205729,0,7.9690940773488629E-3,0.34600618034756409,0.20949638027867193,1.6540898318619112E-2,5.3127493438750464E-4,7.9645020688030744E-3,0.45660669384196584,0.47548885764630733,7.9888604162438575E-3,0.28389582997720803,0.21528845202265551,5.2302512609048016E-2,2.6165918936447864E-2]
[null,1155,0.99180261271395465,1.0065430547294067,1.0054835085178997,1.014691479458345,1.0273910736293359,0.98620808865894438,0.98959605732855982,null,2.0965040098519991,0,7.6747615082920712E-3,0.34223275871235559,0.21035365582568391,1.6856177834165043E-2,5.4171401043330927E-4,7.6702056930606508E-3,0.45021217171265487,0.48797151191856641,8.0731211110228254E-3,0.29029609747696805,0.21154514157783624,5.3227153618170937E-2,2.5199061869371483E-2]
[null,1156,0.97720538387059941,0.98268820274656665,1.0041174378992626,0.99558978300096268,1.0049811094171479,0.98393415748322777,1.0324856333810466,null,2.1585290931618388,0,8.0030824455879657E-3,0.35575202951487506,0.21968003283725884,1.7208779583764214E-2,5.5441252695409473E-4,7.998404718771078E-3,0.48439508148642985,0.47878941282743503,8.1936343330684044E-3,0.29231966139148458,0.22007240113608592,5.5291025341735238E-2,2.6277299909562086E-2]
[null,1157,1.0210313228591426,1.0337563000993908,1.0377984603631949,0.99128550168997476,1.0097169141484641,0.99670713203369454,0.99300380405654609,null,2.0332179257760368,0,7.0236403497697117E-3,0.33744265930952977,0.198263103613041,1.674059866586915E-2,5.3614008406601776E-4,7.0194633805600011E-3,0.43377370405030485,0.47662155804445877,7.8438504712643135E-3,0.28097003790375824,0.20483322323139008,5.3136060683878841E-2,2.3061166687687203E-2]
[null,1158,0.98853234403268386,0.99570584951729224,1.017869923475655,1.0138521703222281,0.99283715439297793,1.0069934352769978,0.99635606569373691,null,2.1352663530224452,0,7.7971696882923255E-3,0.35778427051106193,0.21366028172732152,1.7136679200767245E-2,5.5207099589633674E-4,7.7926609925586098E-3,0.46151414920810352,0.48753085682050457,8.1005543250281878E-3,0.28847119574526708,0.21961543982764289,5.530399693479561E-2,2.560136642178697E-2]
[null,1159,0.99158816555698359,0.99414814537070006,1.0070949637054134,0.99885982790264594,0.97170876787928928,1.0109316149683509,0.99093627080454749,null,2.1213430594249179,0,7.9612948693571581E-3,0.35634080014470354,0.21365007852220236,1.6833412517619589E-2,5.4532663252691502E-4,7.9567261485376257E-3,0.45920666651804282,0.48035320970921397,8.0749610913576301E-3,0.28575856531495569,0.22006460673462411,5.4379628391858427E-2,2.6140372568631724E-2]
[null,1160,1.0267320508524196,1.0235858597253014,1.0104466798894518,0.98183403893736476,0.99877821018103374,1.0110870821315394,0.98771708955607407,null,2.0286713455299257,0,7.4417768692107023E-3,0.33567283090509031,0.19946306894372876,1.633669706340992E-2,5.2214592963051581E-4,7.4374369498229733E-3,0.43399677154347488,0.47215576197411796,7.7987532086708474E-3,0.28007071185623866,0.20690775022070695,5.1316851187108839E-2,2.4434342617134383E-2]
[null,1161,1.0448917789012613,1.0264981604843952,0.98996327659846139,1.0085701120469588,0.99535134506615608,1.0049704214427935,0.99669001149344549,null,1.9927576502358308,0,7.3671369588995559E-3,0.31693874609518108,0.19303141753417177,1.611616864683052E-2,5.0295053149178911E-4,7.3627486101868495E-3,0.42628252770093783,0.48507425381203356,7.6620813468438811E-3,0.27712928031660972,0.19765123187904804,4.8184413022056012E-2,2.4188967699338627E-2]
[null,1162,0.97515311558872486,1.011953582671669,0.99843300406224289,1.000744899283138,0.9942191887794819,0.99152008934821922,0.99099863833347801,null,2.1142374816058007,0,7.9608411904811532E-3,0.34925569594753542,0.21371003735471045,1.6780863553166638E-2,5.4624183395632711E-4,7.9561698878724049E-3,0.45952984608951963,0.4812854407038441,8.2105412997351031E-3,0.28851509677418241,0.21675341984571392,5.3516424430376325E-2,2.6138545075670077E-2]
[null,1163,1.0135429667766458,0.9825935376598004,0.97711543330349759,0.97493717399297231,0.99935486775827287,0.99773230679069325,1.0058032981187093,null,2.0769713036077424,0,8.1069115277092752E-3,0.33855520362814395,0.21146502389001107,1.6273839530910592E-2,5.2142831283135793E-4,8.1022210974414279E-3,0.45667973177978965,0.46893597717079605,7.8983382480283925E-3,0.28619960805793948,0.21269801168176103,5.1130462050728409E-2,2.6618369687069484E-2]
[null,1164,1.0072698264784945,0.9806934381872936,1.024441770545526,0.95287654188514648,1.023910215167692,1.045641758723711,1.0114598003828186,null,2.1462393799766746,0,8.0481772938442685E-3,0.3749562555194107,0.21377214248634804,1.6974711506227008E-2,5.4837020437496493E-4,8.0437679383177172E-3,0.47267851045508497,0.45819116420743722,7.9502442314387176E-3,0.28906114914323577,0.22930789572897087,5.6377013355887726E-2,2.6426332493783889E-2]
[null,1165,1.0195775287917683,1.0013449360353446,1.0073878495541122,1.0025982875913153,0.98807400743289098,0.99998532357615477,0.96835157300294472,null,2.0499499931869343,0,7.5468168887576244E-3,0.33801332513594051,0.20518629286240689,1.6437170463687763E-2,5.2897002720706714E-4,7.5423882767791592E-3,0.43137356062705395,0.4821501725185286,7.8533045104430474E-3,0.28272818520714865,0.20871150485716763,5.2192794529093381E-2,2.4779141060236667E-2]
[null,1166,1.0122527442191382,1.0184271115019179,0.9664370527560705,1.0184044816679516,0.97291730794971854,1.0300095070813291,0.95557851816352957,null,2.0451464972847071,0,8.1750335124922222E-3,0.33306262881991666,0.20230225160944107,1.5976130397329209E-2,5.0958986617118487E-4,8.1703318156050621E-3,0.4289476115912802,0.48987620593680292,7.9077986199104673E-3,0.28056020540904247,0.210546279378414,4.8620362324103938E-2,2.6842135029180918E-2]
[null,1167,0.98182640926422737,1.0168922414579862,1.0245794286362979,1.0119870884408702,1.0150237941730167,0.98576297053626227,0.98072426915874933,null,2.104055474796481,0,7.5023622963998953E-3,0.34962211743350102,0.21069885876336464,1.7043905467358848E-2,5.5455237980221175E-4,7.4979046831299039E-3,0.44869405224252212,0.48661409272111877,8.1562779737563845E-3,0.28930706037911669,0.21379807629836964,5.4937940424369072E-2,2.4632998326469608E-2]
[null,1168,0.97102248258672053,1.0174050631285889,1.001976393870037,1.0307856062669114,0.99999734229886306,1.0253900875429947,0.98632860525568189,null,2.150005572406271,0,8.1348261894063738E-3,0.35982823806297815,0.21258256833232703,1.7081210469514174E-2,5.4916967575149476E-4,8.130169128207727E-3,0.4626914505610224,0.49572198921693483,8.2456790688410272E-3,0.28968999417169894,0.22286494473912305,5.4044797324444109E-2,2.6710187844833401E-2]
[null,1169,0.99263283001828895,0.9842578764656077,1.0358915515430021,0.98100939026870915,1.0358036745175847,0.99776007598508387,1.0084633099944009,null,2.1422835895291414,0,7.6169860078939165E-3,0.36435094827358794,0.21601416512941438,1.7291328954549663E-2,5.614414163653597E-4,7.6125921587189317E-3,0.46794216986040327,0.4716861153005692,8.0681455526299389E-3,0.29267213394985681,0.22140169088200756,5.7290060948758416E-2,2.5009783110171647E-2]
[null,1170,1.0392558847911513,1.0066261311141804,1.0178708117403894,0.9904397627644036,1.0151651769352514,1.0118248204998914,0.98040089718938095,null,2.0305524349481558,0,7.3319531659523556E-3,0.33643644543286222,0.19987694061874345,1.6436863802818759E-2,5.2284001337683285E-4,7.3276832050262648E-3,0.4288172528753611,0.47627253527134983,7.7051861082190884E-3,0.2819604456397381,0.20651159674910857,5.1942831691392979E-2,2.4073766706108991E-2]
[null,1171,1.0372574663175802,1.0200402968145235,0.96619605371247996,1.0314040197290031,1.010537297851088,0.9920567278735144,0.97672983493967536,null,1.9908498603635991,0,7.5841535378344503E-3,0.30880769245998047,0.19492729785241852,1.5928006205544545E-2,4.9687923898988494E-4,7.5795664885142632E-3,0.41942660924788561,0.49613003884462203,7.7171553468521493E-3,0.2806114178439244,0.19524083005265386,4.666723702592606E-2,2.4901283294121355E-2]
[null,1172,1.0007997364124741,0.97296418312657895,1.0196246989820088,1.0268589721044463,1.0088696328579654,0.98299386865179406,1.0211553983178763,null,2.1382015663516278,0,7.5852587905962023E-3,0.34946835253484826,0.2154139974919278,1.7366725788650273E-2,5.5124650280520863E-4,7.5807754894118302E-3,0.46777574176668257,0.49378014477726589,8.0013627137554728E-3,0.2911477954036773,0.21429929639289194,5.5496131034242342E-2,2.4905255246065936E-2]
[null,1173,1.0133766261763595,1.017929345802228,1.0131733047118094,0.95844818941763921,1.0156641202517036,0.97851224350163846,0.99770001243619233,null,2.0331188735091037,0,7.3749411218029561E-3,0.33475500507191902,0.20457766671303118,1.6373727169280917E-2,5.3152238990114011E-4,7.3705517043162576E-3,0.44173650863619257,0.46090199837992429,7.9016898377450972E-3,0.28376446497849728,0.20602434461599231,5.2341731792177264E-2,2.4214603341928681E-2]
[null,1174,0.98246946058439244,1.0332735944061391,1.0028335902240579,0.99866897915661623,0.97382925223102568,0.97696597691140086,1.0125188395373761,null,2.0764527183837971,0,7.5995988022374882E-3,0.33681026779445167,0.20737872314353342,1.6723297161595065E-2,5.3984529150637791E-4,7.5950301043486998E-3,0.45774538313231899,0.48027402929709195,8.1496572164328328E-3,0.28306364362004444,0.20850680556873827,5.2313548672365699E-2,2.4952086183604314E-2]
[null,1175,0.95402723142531753,1.0215118691003371,0.99526801552053046,0.97280791236327613,0.96546894225050639,0.98055193541744401,0.99269857668206929,null,2.1206006959102939,0,8.1246938876743495E-3,0.35384553910871225,0.21740643490987407,1.6658511455858668E-2,5.5462753662129506E-4,8.1199151477577367E-3,0.46823477554349618,0.46785894409256423,8.3921630424186339E-3,0.28695499596988916,0.21999876681771899,5.4024215910814716E-2,2.6676500262243479E-2]
[null,1176,1.0092068742574498,0.99608696775578698,1.0224183661695423,1.0051045599425539,1.0072873440975896,0.97125280617148457,0.98306672907207804,null,2.0664143199655736,0,7.2914382046865818E-3,0.33810034590733123,0.20881536015209573,1.6802754554855474E-2,5.4291988048404635E-4,7.2870517224510973E-3,0.43926793675328357,0.48331098612955209,7.9348683910175286E-3,0.28674837729679648,0.20700313718762223,5.3951740814064446E-2,2.3940279380706204E-2]
[null,1177,1.0276746614145507,1.0177215544099045,0.96111268166443009,1.0212281716568625,0.96709701565823791,0.964840990316706,0.98512814946699112,null,1.9846668636127853,0,7.5625805820922209E-3,0.3043198292045422,0.19846032446544229,1.5827359720589362E-2,4.9959823398994403E-4,7.5579123697743691E-3,0.42411607750073149,0.49125096784290151,7.7888316911974243E-3,0.27784263442776069,0.19297403344306843,4.6761732658479459E-2,2.4830142636401185E-2]
[null,1178,0.99425471663235765,0.96713778623140789,0.99869451347943206,0.97590621855219672,1.0169473502631521,0.9740413110874786,1.0100246200290213,null,2.1203666264442975,0,7.9487945294059031E-3,0.34893805217441493,0.21925037150662849,1.6787390579927796E-2,5.4567397522705123E-4,7.9441309749820922E-3,0.468145237298423,0.46933908507527672,8.052815750375926E-3,0.2922383411217418,0.21652401904420859,5.4451310049404705E-2,2.6098993423093485E-2]
[null,1179,1.0251760899630533,0.97950166578409759,0.99680286689877606,1.0141947193557963,0.98701943243449164,1.0029732199001147,0.97873977909016963,null,2.0703368295450928,0,7.7435281983805823E-3,0.33844557633137656,0.20831973364200865,1.650697224062744E-2,5.2561948047145067E-4,7.7390158469121924E-3,0.43877505807781192,0.48775874143272324,7.8098200055434922E-3,0.28449766221217654,0.21023980230528469,5.2037231088666695E-2,2.5425125079868528E-2]
[null,1180,1.0248810391661516,0.97784827038549871,0.97422994704558219,0.99957827531605581,0.99190405281961125,1.0121742452675893,0.98321770793462138,null,2.0691137936971336,0,8.1214380424534244E-3,0.33690511391895572,0.20921213211752235,1.6203251199137302E-2,5.152796830594766E-4,8.1167710522678724E-3,0.44353836216747289,0.48079681569525684,7.8107982883866495E-3,0.28497258350374499,0.21201472108485295,5.048323211897883E-2,2.6666170909949327E-2]
[null,1181,1.0091361058540329,1.0067453678793228,0.96863765131344781,1.0203393400023759,1.0068349133636132,1.0166818908721427,1.003740425156372,null,2.0803614178025556,0,8.1475781460257982E-3,0.33363894150613549,0.20565624759353388,1.6400830988852071E-2,5.1457988624542777E-4,8.142855169262362E-3,0.45275827423121667,0.49080011874430485,7.9323466025260966E-3,0.28578543367572917,0.2106410556758862,4.9486446355922808E-2,2.6751865518967011E-2]
[null,1182,1.0218666508450911,1.0251449217355326,0.96975307420600942,1.0203295339776783,0.98922813648325669,1.0163819241831138,1.0181598948922892,null,2.0434251477306278,0,7.8813985372831394E-3,0.32357166180426244,0.19827575642298612,1.6275514789103114E-2,5.050242223505584E-4,7.8767755326875719E-3,0.44808603316012219,0.49079195910298984,7.8335871864031285E-3,0.28005588977995372,0.20415290203483108,4.800373283012211E-2,2.5877709402098582E-2]
[null,1183,0.98044032897608591,1.0190753953956273,0.98166980859052011,0.98536759302673893,1.0185691608302796,0.99168240059939905,0.99197974484345219,null,2.0891392955245061,0,8.0910687656221801E-3,0.34147128333719529,0.2112529866999861,1.6432938492566326E-2,5.3347329405985179E-4,8.0863215917388181E-3,0.4561334735466005,0.47393942157533636,8.1652776830792289E-3,0.28912158144628219,0.21396725872634934,5.1560213136009059E-2,2.6566134760924683E-2]
[null,1184,0.99668458336316268,1.0344381091496284,0.97441000037249936,1.0184798193780609,1.0160268809685011,1.0037767956199486,1.0229683252966029,null,2.0732972587842617,0,7.9346673215046869E-3,0.32928901454993831,0.20262398896069261,1.6533979669682369E-2,5.1815300962573709E-4,7.929976313365495E-3,0.45847477360888256,0.48988789902306745,8.031778120360893E-3,0.28539527994088626,0.20720031444475784,4.9294277600545437E-2,2.6052490863958812E-2]
[null,1185,0.97954181142753993,1.012891726714471,0.98289229671712641,0.98467033735394882,0.9784496994981785,1.0112655487552411,1.0055480363570894,null,2.1152004088428296,0,8.2859967072050726E-3,0.35069305557619257,0.21279634953823656,1.6558584080685102E-2,5.3586921956920138E-4,8.281242028910115E-3,0.46798216359906336,0.47360044448577338,8.172839485936844E-3,0.2858323704603194,0.21959105636191112,5.223592040687057E-2,2.7206510306567254E-2]
[null,1186,1.0322250911621416,0.98249511266261491,1.0182598167830159,1.0170098743261713,1.0221533165463872,1.0217485334972032,0.95629742350175273,null,2.0724027822945166,0,7.5538221612017108E-3,0.34693131825652246,0.20587566181355677,1.6668418513925351E-2,5.317234417616584E-4,7.5494836475408717E-3,0.42770258648445064,0.48904813665788233,7.7576902815157242E-3,0.28673227591196415,0.21290694632961454,5.3449911510202119E-2,2.4802451606780716E-2]
[null,1187,0.99448441088072492,0.99756322206435211,0.99313671301765327,0.9972209704867403,0.97777545986921821,0.98375423770083004,0.99638939603404608,null,2.0881005477807926,0,7.8593807676184645E-3,0.34060734622513406,0.21220484126870925,1.6582597052859312E-2,5.3608584432727222E-4,7.8547383811221165E-3,0.45459091944522428,0.47960641107589103,8.0506329753276297E-3,0.28555937678276777,0.21202613872709097,5.2535530410067158E-2,2.5805310359889703E-2]
[null,1188,0.99569307208675217,0.99894990206997314,1.0308106634855565,1.0272228972962427,1.0377749257343674,0.99658510778187348,1.0109566273404713,null,2.1311159239550457,0,7.4562565681927954E-3,0.35250522697528214,0.21070556265136745,1.7430821131744736E-2,5.5385721534145619E-4,7.4518696848075751E-3,0.46123375142999945,0.49392154538272842,8.0430517447689486E-3,0.29181940675893742,0.21481103524674341,5.5614293565913221E-2,2.448175873560305E-2]
[null,1189,0.99220256775345528,0.97930728116757548,0.97905999854045322,0.97077334379086511,1.0124975733565444,1.0105764421539098,1.0126948047469722,null,2.1304601213093259,0,8.4370313669316251E-3,0.3539349666346629,0.21713161487787971,1.6565218440052747E-2,5.3431847530276415E-4,8.4322471242575889E-3,0.47406169288644967,0.46692753228209233,8.0683294253009966E-3,0.29064442049119188,0.22211092485784822,5.2783277175042276E-2,2.7702610006174262E-2]
[null,1190,0.99188558386755799,1.039899353064659,1.0093493866908012,1.0052152890166992,0.98449412793152002,1.0064509180468209,0.99067577590787703,null,2.0710852523427459,0,7.607490220366454E-3,0.34227760288668274,0.20335030306273674,1.6677249967475508E-2,5.3654398944749985E-4,7.6030190227139426E-3,0.44628927564339649,0.48340286488736267,8.0726713603189847E-3,0.28214108967421708,0.21110992276192223,5.2253866989009107E-2,2.4978332317829543E-2]
[null,1191,0.96634395411352714,1.0040054223177841,0.99655747218898516,1.0030038080892432,0.97329393870258285,1.0134054790903999,1.0407290977225576,null,2.1777538660849833,0,8.2977739075019308E-3,0.36246836886485467,0.21754851611140222,1.723591949020542E-2,5.5201127239639161E-4,8.2930322291095912E-3,0.49362537271304069,0.48237740593313333,8.2852761952115217E-3,0.28859782682419194,0.22519410052587197,5.4628564974105662E-2,2.7245244858959725E-2]
[null,1192,0.96859702017114235,0.9550207259126271,1.0088839941076562,0.98177895148563044,1.0097274494055812,0.99453654668092117,1.0150929730735454,null,2.2035391497982868,0,8.3222317812718678E-3,0.37403994307464949,0.22779583492958858,1.7329409681772132E-2,5.6823830778834406E-4,8.3174912413021499E-3,0.49112807746141762,0.47213379992251275,8.266739662840911E-3,0.29650749297935963,0.23076107194747378,5.768768188830304E-2,2.7325600482546408E-2]
[null,1193,0.9971539134346008,1.0362995211893051,0.97978741457447238,0.99116497100339107,0.97045763992194101,1.0000143214933959,0.98846612891478824,null,2.0431532692800176,0,7.8904851314126057E-3,0.33155764007507965,0.203336952899249,1.6150403403773612E-2,5.2012065533148884E-4,7.8858360501537841E-3,0.4430639011718292,0.47673343381413524,8.0283083371961595E-3,0.28016888406711549,0.20798082041832636,4.9709977439511527E-2,2.5907476079725777E-2]
[null,1194,0.97833014425578879,0.97045147957129474,1.0216416488926421,1.0185928069552777,0.99674732506165431,0.9942002714414363,1.0033633283663044,null,2.178684961963643,0,7.9037425313006563E-3,0.36584460366776744,0.22176600825044898,1.7460897804516311E-2,5.655269758201866E-4,7.8991649903729609E-3,0.47438989705052892,0.48979921426784123,8.1852518979656265E-3,0.29328164949805569,0.22408735133012769,5.7357872879690082E-2,2.5951265881808922E-2]
[null,1195,1.0083249820751601,1.0115564115152926,1.003362940097446,1.0289664005265078,0.98967690789242935,0.99792134132106947,1.0160287687891696,null,2.0822404410326167,0,7.5635505482202995E-3,0.33562555893797652,0.20445104995249883,1.6881056341650335E-2,5.3074820141407958E-4,7.5590644699590872E-3,0.45385881022580443,0.49484287314718334,7.9407136449409152E-3,0.28369948914831522,0.20771091562538438,5.1869784234277475E-2,2.4833927651431581E-2]
[null,1196,0.98358786965849587,0.98484257020119848,0.98805730674240078,1.0153840653732704,0.99840721640252783,0.97571643123916485,1.0076673130931046,null,2.1248899205914187,0,8.0050511710072023E-3,0.34286813076298983,0.21718668091689125,1.6870067505881072E-2,5.4227202997481582E-4,8.0002982921880579E-3,0.46638904845985596,0.48835722640703177,8.1395227434616843E-3,0.29101560960486028,0.2140552206976491,5.3187373441978318E-2,2.6283520899663015E-2]
[null,1197,1.0068578811870375,1.0262165108160777,1.0219317258148715,1.0174957684675878,0.97991183220180478,0.9954893093228,0.9528829781069249,null,2.0422199917330599,0,7.2969456243451494E-3,0.33797798225559728,0.20209237044980577,1.6577765502756168E-2,5.3750068057633184E-4,7.2925979221006854E-3,0.42304433310987433,0.48927082891651563,7.9533523510181958E-3,0.28112860918608135,0.20698475610360068,5.2698340471367754E-2,2.3958500408107902E-2]
[null,1198,1.0372376286055203,0.99923609870798213,0.96906579568550855,1.0155260058001283,0.98936775344389338,0.99077438162760045,1.0139474489529299,null,2.0248438778220579,0,7.7136037949912363E-3,0.3161757976978693,0.20070613722995539,1.6154859102783362E-2,5.0233993176759166E-4,7.7089978479854375E-3,0.44131963941065805,0.48848350976040461,7.7174619958093231E-3,0.28079896188428932,0.19956618157785269,4.8097088758428191E-2,2.5326506419245855E-2]
[null,1199,0.99612384576345914,0.99850482629841064,0.98389321639467153,0.993945929149883,1.0023429690484131,1.0244315949053451,0.99512645599284244,null,2.1129982948305512,0,8.2786075160407643E-3,0.3511950242297846,0.21166677571231055,1.6549459942914985E-2,5.3046301365636316E-4,8.2739119735012381E-3,0.46023506420006305,0.47805877533538327,8.0368477538393015E-3,0.28763893946425517,0.21977877892398939,5.21304330504768E-2,2.7182428746418047E-2]
[null,1200,1.0187286000964639,1.0134341143378975,1.0169770267716471,1.0248061273182043,0.99376416278806345,0.99033261995315214,1.0005314251714381,null,2.0547963682057806,0,7.2584049883547119E-3,0.3323696032887225,0.20164820465335523,1.6818661859948132E-2,5.3150632853392755E-4,7.2540550566884254E-3,0.44033461808386581,0.49280097201443746,7.8603940203004555E-3,0.28231834862307631,0.20411798059172551,5.2168553820020211E-2,2.3831874853460108E-2]
[null,1201,1.0117040370283985,0.97321266632192938,1.0133828031653198,0.97757066784789826,1.0277433034234569,0.9797013688006333,1.0008641993898473,null,2.092743823556654,0,7.6201668036908329E-3,0.34605609117864816,0.21396448898442114,1.6769191101064576E-2,5.421580438878255E-4,7.6156917754773325E-3,0.45458950658182795,0.47009708106125109,7.914765219638872E-3,0.29035712512304568,0.21295439011414274,5.4483534841234207E-2,2.5019966335705853E-2]
[null,1202,0.95937302826269255,0.97553298207622052,1.0026839715543414,0.98028741905024441,1.0262956034964272,1.0106892249315234,0.97910419821990402,null,2.1910021704300759,0,8.5014507004208296E-3,0.37666393449613012,0.22560191361491788,1.704708000444884E-2,5.6562772772838588E-4,8.4966621087522176E-3,0.47611736124836668,0.47143451199856495,8.3458471741024234E-3,0.29726927171356016,0.23319856694775831,5.6848610406801732E-2,2.7914233689364826E-2]
[null,1203,1.0260505944707732,1.0121824276090632,1.0003378051305436,0.99796242636191967,1.0135248699669062,0.99734455531009791,1.0138166893785716,null,2.0446352287119303,0,7.4874172353570339E-3,0.32993352052088071,0.20138935475078096,1.6516725462286209E-2,5.200063956604515E-4,7.482990324628837E-3,0.4454598556172541,0.47994162698297216,7.8033627847875426E-3,0.28312108553015441,0.20453977924408692,5.0830338412014363E-2,2.4583999921778787E-2]
[null,1204,0.99574664064021112,0.97373550398748199,1.0036601759295269,1.0046745128881458,1.0234343267588397,0.98933566437314346,1.0280778850816192,null,2.1429322079494306,0,7.9040721126747131E-3,0.35098027370738405,0.21701690951803695,1.7145655419562748E-2,5.4585598715609128E-4,7.8994615865600019E-3,0.4755257994022396,0.48315971423817045,8.0410385617661843E-3,0.29277003792878298,0.21717692406799408,5.4622369349966331E-2,2.5952240294486568E-2]
[null,1205,0.97018170686287653,0.98888564279058033,1.0119562488257592,0.9983361946988939,0.98069932407359584,0.99313385019087508,1.0273469227619305,null,2.1709379628138183,0,8.0142028779452961E-3,0.3627564820926647,0.22001808176869286,1.7318710598850977E-2,5.6102954047296293E-4,8.0095564118266016E-3,0.48574375557024435,0.48008706569199122,8.2534201972371355E-3,0.29028041389378562,0.22341131406221632,5.6198399100593016E-2,2.6313936763187613E-2]
[null,1206,0.99866263322441617,1.0136028978765845,0.99587359613914417,0.99164394361146435,0.99103775717001719,0.98447362605035316,0.98430645350229229,null,2.0597405880889461,0,7.7070661029684882E-3,0.3361254499351643,0.20788564090563103,1.6413449066415023E-2,5.317840541530605E-4,7.7024907598937159E-3,0.44339135760450099,0.47691609317591843,8.0171088678804032E-3,0.28445629211200524,0.20890930123425891,5.179355790797275E-2,2.5305128568119763E-2]
[null,1207,1.0000348560409504,1.0168979809950192,0.96713277876824411,1.0207435417155617,0.99856485364120473,0.99177702087665975,0.96496394879425385,null,2.04694948675521,0,7.9932927756720083E-3,0.32617699408865924,0.2056007191981313,1.6115007671192796E-2,5.1645999133828027E-4,7.9885355631418176E-3,0.43298992226439897,0.49099919680407861,8.0044518405507255E-3,0.28513797183698159,0.20611012353095101,4.905852014272271E-2,2.6244876598734163E-2]
[null,1208,1.036568291245648,0.99855686010536293,1.0181719249768428,0.98637510792889971,0.96671756476538739,0.98722243389526365,0.99408143162129536,null,2.0255869553310561,0,7.2299267207445311E-3,0.33198167242437682,0.20246033341437558,1.6436633531070079E-2,5.2603009802306908E-4,7.2256337679459581E-3,0.43415562022188037,0.47431709334816502,7.7251808011387446E-3,0.27827168725192308,0.20374263303867207,5.2235862261299712E-2,2.3738501892930943E-2]
[null,1209,0.98506440784403415,0.99193853494799444,1.0142431676643169,0.97192225615793837,0.99315594185118039,1.0324139954562073,0.98810747463443072,null,2.1484567989922576,0,8.1811409995776411E-3,0.37228175327194218,0.21622518528569365,1.6886894179418858E-2,5.530249180367735E-4,8.1765855653054362E-3,0.46687744950667082,0.46737839384369406,8.1288590929948831E-3,0.28836803854901927,0.22898181136530807,5.5917263830522215E-2,2.6862680583227522E-2]
[null,1210,1.0062782220646465,1.0209522910787125,0.99586749055310764,0.98283728035687323,0.99739174193159408,0.99683451104816356,1.0204756157802624,null,2.0635043769297625,0,7.7036457188331946E-3,0.33597352851508011,0.20478343537706487,1.6515132347177303E-2,5.2623358134332859E-4,7.6991180651556374E-3,0.45658232295048051,0.47268068010674347,7.956434437909235E-3,0.28307741387826163,0.20881560645653582,5.130406873815252E-2,2.529404819468881E-2]
[null,1211,0.98287926816518767,1.0022989019762298,1.0130284174185515,1.0225457207107451,1.0314078364998083,1.0337473503638421,1.0003819746070943,null,2.1650287912448412,0,8.0590753957165105E-3,0.36569709421862995,0.21329376241112571,1.7291929612663671E-2,5.5134447253946681E-4,8.0545207210764285E-3,0.46891708144828553,0.49172588525551508,8.1468595943808963E-3,0.29262393426526284,0.22508600736559253,5.5237788475100545E-2,2.6461658800384747E-2]
[null,1212,1.0057115099795351,1.0177632832004906,1.0051984680243027,0.99767695304742832,1.0259866983552572,0.99837769375322627,1.0230154407292165,null,2.0806979494740636,0,7.6042074036613335E-3,0.33886515625812896,0.20508768779328315,1.6801024553148275E-2,5.317198032823413E-4,7.599732618540053E-3,0.45838597194979053,0.47978996090709952,7.9614541946006426E-3,0.28662927816505757,0.20949739497512321,5.2185240223361108E-2,2.4967535436309057E-2]
[null,1213,1.0127140531968513,0.99957842793083374,1.0191831401172036,0.97295001798042358,1.018114002713812,0.99438054336019643,1.041192222643369,null,2.0924761386708322,0,7.5120463601105946E-3,0.345745316885816,0.20820142629675431,1.6943219863280956E-2,5.3869595789915925E-4,7.5076605513535498E-3,0.46826594402025334,0.46785849697510967,7.90720348536437E-3,0.28632669170017661,0.2120689262354693,5.3959553607275029E-2,2.4665049452188371E-2]
[null,1214,0.96188966154636235,0.98558238812367105,1.0427912355561071,1.0046287230693016,1.0125630264465164,0.99460394634516647,1.0073434967464729,null,2.2002483242002704,0,7.7631093198199637E-3,0.37729149663316142,0.22276993530099184,1.7769797627094384E-2,5.8269023093477496E-4,7.75862293758868E-3,0.48177196605142336,0.48302260331389196,8.3264305465883901E-3,0.29520930787599642,0.22838839937307376,5.9630643029109809E-2,2.5489540600234832E-2]
[null,1215,1.0218428518645981,0.96516221623703324,0.99560035414774595,0.98601002476854815,0.97959739508777743,1.0197951455620085,1.0231698385191277,null,2.1167710220750182,0,8.0736275429359374E-3,0.35189990037139546,0.21317765253911344,1.6722940293495497E-2,5.298683404505746E-4,8.0690657276104565E-3,0.46861697746165393,0.47420734758042127,7.8352275544877146E-3,0.28523713995417799,0.21874758222224028,5.3291503806355722E-2,2.6509443766552343E-2]
[null,1216,1.0045783960273089,1.0458064184211615,1.0277400821879752,1.0331302895199297,0.96384760884415055,1.0409059424521188,0.99374417666288983,null,2.0808178201550698,0,7.4337014291162989E-3,0.34896319089164862,0.19735299698652106,1.6999217784620567E-2,5.374872901673795E-4,7.4294131740767645E-3,0.44422246827609274,0.49677126069196365,7.9717348205417364E-3,0.27773039123118937,0.21301780000885306,5.2847578463169911E-2,2.4407981965341493E-2]
[null,1217,0.9843022400042124,0.95887697988574327,1.008974055877272,1.0133790684343751,1.0002658914393074,1.0048415432708282,1.0194819909214612,null,2.1912036160876931,0,8.1607588896197378E-3,0.36685852436801625,0.22297526093757117,1.7407105554434327E-2,5.5831701951297643E-4,8.1561021117816605E-3,0.48423188220608016,0.48732990759869455,8.1348434373728074E-3,0.29394378034392266,0.2263190123359233,5.6654253131441727E-2,2.6795385932562414E-2]
[null,1218,1.0340888162836306,0.96833019961008038,1.0005827591995771,0.98761221805463473,0.96236070666050488,0.9868295842771998,0.98892313172658375,null,2.0527430932936475,0,7.6181880393897351E-3,0.33588755719602276,0.20964284824275936,1.6362384329803741E-2,5.253047226422017E-4,7.6137186187759803E-3,0.44049375226807647,0.47496327069408917,7.7427190572539441E-3,0.28153625976758095,0.20820191212958733,5.2378070417207039E-2,2.501348388923896E-2]
[null,1219,0.99305084325035842,0.98350173338335523,1.01492168177306,0.99091952332459754,0.9959837378838261,0.99211658379743728,1.0118928401529994,null,2.1291973080525115,0,7.7905668041445197E-3,0.35505569926846703,0.21583212314545891,1.704301340545138E-2,5.50795433675849E-4,7.7860370181899452E-3,0.46797550050931785,0.47651182902796152,8.0635237731456286E-3,0.28895783052802765,0.21830290270365443,5.5329015481188862E-2,2.5579604562116366E-2]
[null,1220,0.9798127209713422,0.96098329730782672,0.99637156593787968,1.012957260591258,1.0187329234860136,1.0072621958354959,1.0141382153027396,null,2.1923075984195548,0,8.3657903161384328E-3,0.36528337470531924,0.22355811555696367,1.7268689627634073E-2,5.5394995117371529E-4,8.3610298869915139E-3,0.48394290343452812,0.48716490787246874,8.1713736187070986E-3,0.29620935331773779,0.22696707859608559,5.5723973405946141E-2,2.7468638762136156E-2]
[null,1221,1.0031260587881246,1.0099265000973823,0.99713737416763082,1.0001136126277128,1.0337511616495147,1.0271160885944728,1.0029422280447513,null,2.1045016705182666,0,7.9849726349243092E-3,0.34927268100707132,0.20732027021467062,1.6732373213163267E-2,5.3080376377304204E-4,7.9804193898276258E-3,0.45751963210772473,0.48098569071665215,7.9815093954313486E-3,0.2886832347629309,0.21692412499554817,5.233769119481442E-2,2.6218212391583645E-2]
[null,1222,1.0139552857096965,0.99793443014979522,1.009173232882846,0.97916789710230279,1.0106223559091427,1.0331029560085188,0.98140793273192595,null,2.0913225225439249,0,7.9040354185999275E-3,0.35548408042292373,0.2080672678572604,1.6566787588785284E-2,5.3349939493977478E-4,7.8995877370874098E-3,0.44748821461983579,0.47087731732422577,7.8969519274122019E-3,0.28572027556346519,0.21927727166823338,5.3462649119317078E-2,2.5952654739036334E-2]
[null,1223,0.97495475031985024,1.0221703120032026,0.9745619354717131,1.0197027203717106,1.0172300817034434,0.98334524276899693,0.97281756491115035,null,2.0860756057483538,0,8.0703919046850731E-3,0.33503750633767765,0.21083826701116934,1.644707515176112E-2,5.3231043847878445E-4,8.0655744632904553E-3,0.44629582410451996,0.49047564614265987,8.2107997031293841E-3,0.29013813929804039,0.21079893836200939,5.0807942785918776E-2,2.6497973854385366E-2]
[null,1224,0.99810510350635617,1.0030691326569197,1.0019215568486743,1.0005822518550942,1.0316875975674058,1.0393834576748584,0.99687135815685179,null,2.1294376606912828,0,8.118441303715784E-3,0.35906200564571611,0.2100463492779483,1.6863260195313569E-2,5.3728280580487122E-4,8.1138844531957223E-3,0.46120364489325411,0.48119685509526955,8.0219373301182052E-3,0.28994628396237559,0.22239730143023606,5.3510609390594481E-2,2.6656687515171928E-2]
[null,1225,1.028296593381516,0.99157056462527982,1.0360171164658012,1.0123024742404849,1.0004990723900762,0.99447104783290552,0.98596714740517355,null,2.0655439381438376,0,7.1560204993530311E-3,0.34239540723820561,0.20498223772970206,1.6935294650923916E-2,5.404282757123358E-4,7.1517923546296006E-3,0.43622672464523826,0.48673199677986262,7.7883302385423235E-3,0.28397994959043171,0.20804563697659809,5.4426250766254E-2,2.3495909397091612E-2]
[null,1226,1.0199296057652771,1.007306526189937,0.99555353152160309,0.9917003162025726,1.0007829072972141,1.0356291119123451,1.0071950567781367,null,2.0811228640818089,0,7.9349734575279059E-3,0.34581861790091595,0.20417161104947393,1.6528118880660709E-2,5.2184155952398074E-4,7.9304802486443657E-3,0.45361489454353537,0.47694414970244003,7.849922699994993E-3,0.28313795935924208,0.21497308906655824,5.1513006076939469E-2,2.6054146451406999E-2]
[null,1227,1.0097265588710416,0.96329409898983487,0.97384684006589717,1.0110268893334042,1.0456187943189741,0.96772876278644615,1.0332968949604235,null,2.1079876836513982,0,7.9869502256899177E-3,0.33102493599660049,0.21578004155352176,1.6739761534120462E-2,5.2597298479788721E-4,7.9821820477735395E-3,0.46916720440409204,0.48630476350827428,7.9280048121863692E-3,0.29438577952263145,0.20836051045588647,5.1551473774420931E-2,2.6224003282781495E-2]
[null,1228,0.98031477736004735,0.99738092767401298,1.0250227368982878,1.0332109382749146,0.96510025809726718,1.0450925562709268,1.0009283482717781,null,2.1859016711537391,0,8.0413788060988926E-3,0.37513770877404484,0.21473332788066501,1.7501479751030412E-2,5.5995360689152388E-4,8.0368824951398601E-3,0.47339922619306285,0.49681824341175113,8.1688810857211153E-3,0.28706383872246494,0.22934417720655281,5.6775619206484093E-2,2.6403711626028822E-2]
[null,1229,1.0024189128629744,0.99241949848379862,0.99935987280552152,0.97985885570369635,0.99277223611929477,1.0200169080492059,0.9827446531989209,null,2.1014511141200831,0,8.0638526400894171E-3,0.3545405801670507,0.21188989641422329,1.6530083865110623E-2,5.3599906032145996E-4,8.0592789910046841E-3,0.45286082436097519,0.47123807560639375,7.9872679913681206E-3,0.28611197632973084,0.21991714872151263,5.3366544024084576E-2,2.6477291228394043E-2]
[null,1230,0.97884508119950253,1.0297297946644288,1.0251126113139626,1.0116835709811292,1.0307431171758559,0.98605668933021706,0.97318772801330455,null,2.0938201838315309,0,7.4540773959730989E-3,0.34779870641302019,0.20863569818929092,1.6987575229151505E-2,5.5372505093982617E-4,7.4496320443860984E-3,0.44364813557099203,0.48646656871891958,8.1811516578217339E-3,0.2899223196382541,0.21261949785839993,5.4536843480215175E-2,2.4474407376111711E-2]
[null,1231,0.97565239907934898,0.98596183178004548,0.99930577088275108,0.97034333248818472,1.0284261191907538,1.0175424116936471,1.0190056721676317,null,2.170933066885834,0,8.3790702598266018E-3,0.36835537156037634,0.21963348900627871,1.7016309925399056E-2,5.5211644149381618E-4,8.3743584778198342E-3,0.48540381766341872,0.46666198384464636,8.2063913102778142E-3,0.29380256019490336,0.22849333371156214,5.5299977593126159E-2,2.7512427416359377E-2]
[null,1232,0.98096778789955297,0.99075580774307159,1.0411626136374554,1.0155795890661803,1.0042282454799196,1.0055264545965141,1.0071474542630738,null,2.1701831006736412,0,7.6253603580614176E-3,0.36920916965497946,0.21666923400903251,1.7622363886851032E-2,5.6932640218197879E-4,7.6209599674550614E-3,0.4715395131932244,0.48829253456795224,8.1643992756564292E-3,0.29129611995474641,0.22369775584921522,5.8089810250802544E-2,2.5037274019606252E-2]
[null,1233,1.0077838473217069,0.98479620573316518,0.98454874179857077,0.99264408450325381,1.0431586210400488,0.99327720785435902,0.95980837969663058,null,2.0720409848633885,0,7.9909075803582408E-3,0.33949919803274986,0.21192923531476965,1.62821075575918E-2,5.275522022461464E-4,7.9862450626041869E-3,0.43647471474419969,0.47743067556924995,7.9438993853437213E-3,0.29158684712929633,0.21237943329077388,5.1754632577949038E-2,2.6237351576972132E-2]
[null,1234,1.0295625119821654,0.96845461547058276,0.99415451140612021,0.98742464360612747,0.98863421708125698,1.0172790613632869,1.0141486359614973,null,2.0947951247764447,0,7.9705525576611921E-3,0.34624677297021117,0.21063845839120773,1.6580385776763719E-2,5.2448199632471493E-4,7.9660216074998891E-3,0.45925073315592441,0.47489194074825691,7.776397907151145E-3,0.28478101205274775,0.2154112979408507,5.2527263683471999E-2,2.6170911103694235E-2]
[null,1235,0.97892459518279518,1.030788179365731,1.0183133016162749,0.98878614300325185,1.0447636934600162,0.97829097012700073,1.0143209537084887,null,2.0982206040599807,0,7.5089019969988716E-3,0.3449027713229193,0.20916004399328023,1.7013110965955765E-2,5.5004283139274809E-4,7.50441457734054E-3,0.46177414046211934,0.47547607457721369,8.1800842457305217E-3,0.29079991795793403,0.21165568464307719,5.4058835083426661E-2,2.465438539658759E-2]
[null,1236,0.98136764992233083,0.99638060289324215,0.99282009356729162,1.0087044084510204,0.98991965955368555,0.97358632178739202,1.0146596693163934,null,2.1167695077597042,0,7.896778569329424E-3,0.34197571655926967,0.2153520321590765,1.6878214550206473E-2,5.4335059812420778E-4,7.8920697371338867E-3,0.46765431121109147,0.48513024220522671,8.1582174748314352E-3,0.28904981899129428,0.21291648625529105,5.3187870866121728E-2,2.5927955721364068E-2]
[null,1237,0.97741504939123014,0.99083203418540022,1.0158020405414079,0.99726252191873122,0.99839106646727982,0.97358777702026866,1.0339062486659871,null,2.1461726253860105,0,7.7312680251885287E-3,0.35306593855653523,0.21786838203253184,1.72982274745546E-2,5.5839467110606865E-4,7.7266853046993522E-3,0.48073880127640151,0.47955945754551127,8.1925688605073918E-3,0.29078611554520367,0.21697179952784176,5.5752907283964218E-2,2.5384615332341768E-2]
[null,1238,0.98098255452391991,1.0118458404585124,1.0056634489013194,0.98654378012820398,0.98555048926035349,0.95630899435855299,0.97957038991416012,null,2.069256577412129,0,7.5693801787361931E-3,0.33766937755892845,0.21269586147678995,1.6562714910825321E-2,5.4662909719166062E-4,7.5647849871960321E-3,0.44577758930284589,0.47443458099218588,8.1621767732414051E-3,0.28648378943581559,0.20870306329093219,5.3372668397439461E-2,2.4852721367473508E-2]
[null,1239,0.97602907625464963,1.023088230407553,1.0483588607655845,1.017706884283879,1.0143793796652476,0.99518745251819696,1.0393648247095,null,2.15403119666315,0,7.3242230690385096E-3,0.36055132593456923,0.21065748595173259,1.7801984385799153E-2,5.6857542458524054E-4,7.3199025654118186E-3,0.4785361892516225,0.48929418540566222,8.2061403581757206E-3,0.28950491829533498,0.21758383654288799,5.7282670782675994E-2,2.4048204833732469E-2]
[null,1240,1.0359580546978948,1.0005863784104578,1.0202774751694612,0.98217085357929612,1.0375067615375464,0.98618798725997547,1.0196260517871087,null,2.042039294493871,0,7.2027493458166475E-3,0.3323446158583121,0.20232383407873797,1.668095903798519E-2,5.2692114722802954E-4,7.1984704994294338E-3,0.44512327859044265,0.47228932907524895,7.7298492086410207E-3,0.28520132406335752,0.20372398948181591,5.2450210870077799E-2,2.364926192840933E-2]
[null,1241,1.0060348783603115,1.006664731841314,0.95535290939350137,0.99226801067682024,1.0252455495405628,0.96409511222047373,0.98677815735974117,null,2.0280887210719394,0,7.9708247433358959E-3,0.31649740551797434,0.20748287841593469,1.5899925469402044E-2,5.0983069972495828E-4,7.9659952294023634E-3,0.43897575259562172,0.47733739169464962,7.9560406622687339E-3,0.28765818008908062,0.20137289846206599,4.8232422535883751E-2,2.6170824443265805E-2]
[null,1242,1.0089010538335308,1.0329761214756392,0.99469839411823213,1.0217774916124678,0.99262412303782388,1.0151451372524984,0.9868880729461853,null,2.0524710658896894,0,7.6694651923568617E-3,0.33358029179337972,0.19974321661401409,1.6485688285208671E-2,5.2185216561627488E-4,7.6649627717333291E-3,0.43845119209402011,0.49141194132903271,7.9356832298682449E-3,0.28140352654556733,0.20746659759165217,5.0293741454368095E-2,2.5181837207584004E-2]
[null,1243,1.008492991748186,1.0011863967822185,1.0115984939924423,0.99658119443551607,0.97507878629325373,1.0237978462906983,0.99175338054603701,null,2.0965199777482519,0,7.8018364396207664E-3,0.35285560075131733,0.20811690944079558,1.672983901347274E-2,5.3687919036682059E-4,7.7973862185874154E-3,0.45163276186202056,0.47924415972025514,7.9398633809239418E-3,0.28288910931786171,0.21735758011292955,5.3604834889248366E-2,2.5616890290091357E-2]
[null,1244,0.99164250642320129,0.98374962971429214,1.0043513232742969,1.0053904301158569,1.0031281461932307,1.0164060888888151,0.98141884450834305,null,2.136595550330961,0,8.0883227589060008E-3,0.35974085147033003,0.2157601350854142,1.6887861376645462E-2,5.4622203731782913E-4,8.083716690929171E-3,0.45813302395861588,0.48350194882125064,8.0743585121254048E-3,0.29021214738666623,0.22251038418252794,5.4675646733633912E-2,2.6557576834411022E-2]
[null,1245,0.98303092901973099,1.0136814324367187,1.0038667682633362,1.0195477309270604,0.9692196495256733,1.0000057295842624,0.99034907773645153,null,2.1095587536057012,0,7.8349613549784664E-3,0.34807643693289098,0.21077354246553437,1.6866851801196119E-2,5.4419897209129079E-4,7.830367074444804E-3,0.45536259724086459,0.49031179457671609,8.145063240723352E-3,0.28500915519885917,0.21535484087034859,5.3393623710230709E-2,2.5725242876777143E-2]
[null,1246,0.99188590235544516,0.99925866145534603,1.0423346414291612,1.017022239354183,1.0187102714976251,0.99060137908527879,1.0313413165451504,null,2.1426833312179299,0,7.3424754148607692E-3,0.3564690776616527,0.21200037231372929,1.7636108575274697E-2,5.617312865777729E-4,7.3381457357867032E-3,0.47191134879562435,0.48898271363026791,8.0745989750458502E-3,0.29023937278554041,0.21583843339589859,5.6865764034682229E-2,2.4108139442707316E-2]
[null,1247,0.97224161244155227,0.9837071159305758,1.0213754412653224,0.98836586503809321,0.9681041077328163,0.99218716467292722,1.0093862679145924,null,2.1634114131959965,0,7.9268466331722017E-3,0.36668909742840622,0.22080675376960332,1.7245859665217678E-2,5.6585175964580115E-4,7.9222635769012548E-3,0.47783145300345697,0.47526509732777916,8.2364950507231912E-3,0.28897651971486987,0.22463820233338361,5.7133514124184194E-2,2.6027152074997728E-2]
[null,1248,1.0067966358255174,0.96762085587292523,0.99722250842448679,1.0146927980317857,1.0010412754967464,0.96646863551497986,0.98508395469499144,null,2.0907767628741318,0,7.7045542260035611E-3,0.33706347604591474,0.21546919957392902,1.6705275054569965E-2,5.3804118789750545E-4,7.6999398296132473E-3,0.4472687521365889,0.48799701671736068,7.9524153110856182E-3,0.28987394136115524,0.20933114350317786,5.3285368426906073E-2,2.5296747951936267E-2]
[null,1249,1.0023201617242183,1.030900717733809,0.9739238044106846,1.0428646614725861,1.0273024526954058,1.0111743754151876,0.96473175940333855,null,2.052367122827123,0,7.9023177245889416E-3,0.32757744654483795,0.20065789299058276,1.6322312304682333E-2,5.1571358601062078E-4,7.8976434071489545E-3,0.43047020731999658,0.50161851591619444,7.9865912637447148E-3,0.28628380102231482,0.20618133623428542,4.8811712964268825E-2,2.5946266997641347E-2]
[null,1250,0.98612204439029427,0.96567636685450009,1.0147827750616552,1.0067200824192557,0.97818039117489786,0.98671297229529276,1.0185262670610247,null,2.1630251620291734,0,7.8975466309078625E-3,0.35981573128572214,0.22113172106075488,1.7302870379352121E-2,5.586677087357978E-4,7.8929505913479161E-3,0.47782469305116604,0.48411038865353134,8.1201724262651518E-3,0.29051073128570903,0.22124689829350322,5.6477034316763881E-2,2.5930849607229123E-2]
[null,1251,0.99558651390693598,1.0119883475128746,0.96061010131737778,1.0318717559150796,0.97537395336711075,0.9987537128259617,0.96866112206065069,null,2.0643138299603621,0,8.1785904855316231E-3,0.32873375383710396,0.20732724456078522,1.6166522974425956E-2,5.1662496500289967E-4,8.1737574056352739E-3,0.43863843414521553,0.49637252760029554,8.039839834220304E-3,0.28416001106758293,0.2085164391478139,4.8993875727366021E-2,2.6853389180446836E-2]
[null,1252,1.0280138554600793,0.99981717834407458,1.0203575658996928,0.98979551103260144,1.0197559567325163,1.0233233922765486,0.9889387564318981,null,2.0702016339175766,0,7.5353877253595374E-3,0.34776482569036626,0.20405559661775025,1.6676499217593652E-2,5.3119510211684063E-4,7.5310749900548589E-3,0.44149881480853675,0.47595550995373398,7.789587807090971E-3,0.28470538716945581,0.21316683145930862,5.3319725506841574E-2,2.474197332008473E-2]
[null,1253,1.0040510670552476,1.0249658132062198,0.993177038241286,0.98749734318572424,0.99627492156947517,1.0328277468049878,1.0316332846287064,null,2.0954397730266061,0,8.0003109224706329E-3,0.34675495007154167,0.20427936168296848,1.6662179392569872E-2,5.252729623540682E-4,7.9957626081691435E-3,0.46782305542689956,0.47492978218513798,7.9739284013895639E-3,0.2829334003271845,0.21584801054212058,5.1445760611675981E-2,2.626861973706239E-2]
[null,1254,0.99642323527530463,0.98211553772119009,0.98553108333799511,1.0175567272060335,1.0094352386821273,0.99118299118512465,0.99385749831626335,null,2.1121817042247355,0,8.0421380120254647E-3,0.34245221358463102,0.2145700475737313,1.6716743431076431E-2,5.3463364742111343E-4,8.037423910150613E-3,0.45682376588580598,0.48940988024374632,8.0345277433731509E-3,0.290625466034864,0.21410583373108985,5.2507816104569359E-2,2.6405490346300343E-2]
[null,1255,1.0191570378824706,1.0135046304281741,1.0012929329820843,0.99582374350960901,1.0013226348980222,0.98214011109361443,0.99649196260955863,null,2.0340128492162606,0,7.4244066910719537E-3,0.32787723668085089,0.20284319163303385,1.6412658376360422E-2,5.2370885825010316E-4,7.4199583424849778E-3,0.43834992614406559,0.47891026536061521,7.8561987453418993E-3,0.28268126379477326,0.20315456593138664,5.1031362199597939E-2,2.4376919840571942E-2]
[null,1256,1.0306274949195726,1.0090608030317731,1.0009692689838605,1.0159492931453278,1.0330144791484339,0.99493378401475319,0.98519761136936113,null,2.0322041893452769,0,7.3973278732855944E-3,0.32643817910447964,0.20012241106739884,1.6459736489418546E-2,5.1863735507943554E-4,7.3929192209594586E-3,0.43021014324242079,0.48858999439914996,7.7687443514443772E-3,0.28499210496491645,0.20230016278705593,5.0520396497892153E-2,2.4288087738346651E-2]
[null,1257,0.96372600120088203,1.0040840479939781,0.98142874490995635,1.0151752694308465,0.97692553162001206,0.99402936373634887,1.006918920995524,null,2.1477506560982356,0,8.322228442676903E-3,0.35103212081878354,0.21785273864181673,1.6880759496300662E-2,5.4583074827431694E-4,8.3173685245442434E-3,0.47480880617623833,0.48827697143760612,8.3068773033905252E-3,0.28964269097499429,0.21998865986518121,5.3094863234761057E-2,2.7325197319020077E-2]
[null,1258,1.0053719448610676,0.97709502327572872,0.97486231036141768,1.0147678739687263,1.0243119811174801,0.99407683623624432,0.98005187143038508,null,2.0947593303072098,0,8.1376704129347849E-3,0.33806983122525724,0.21357763363158111,1.6454266479257171E-2,5.2574869145061154E-4,8.1329157486272601E-3,0.44794789008822616,0.48810107258827995,7.9624018799921269E-3,0.29136359770322479,0.21266986020600118,5.1372571112967405E-2,2.6719211365277717E-2]
[null,1259,0.97294625432731463,0.95656019009442428,1.0135389219757189,0.99903138082309872,0.97952894025905501,0.99866619237800924,1.0077218291723153,null,2.1987356486872853,0,8.2148039677075041E-3,0.37320130254905204,0.22640463303069272,1.7372424053330199E-2,5.6774139089397168E-4,8.2101195040417338E-3,0.48486529357531893,0.48041671298963501,8.2300630001407513E-3,0.29328537803727445,0.22963864698762387,5.7785287314151126E-2,2.6972850222837592E-2]
[null,1260,1.0018204274415621,0.98288568701764123,1.0059238705373044,0.9935078131222681,0.99912483611281799,0.97735718260005777,1.0036405931705228,null,2.0966231740234718,0,7.6895045599114486E-3,0.34323978772142316,0.21380309103431283,1.6786712906213832E-2,5.4164179562653529E-4,7.6849541023419794E-3,0.45708503101952558,0.47778285894587708,7.9924184713477363E-3,0.28818735192859601,0.21211462858748412,5.384668699246839E-2,2.5247515078167596E-2]
[null,1261,0.98701116088419771,1.0136302399459143,1.0001222172756874,0.98254169363291133,0.99847267745764468,1.0009713627195262,1.0045584087427366,null,2.1017175579261869,0,7.9232450443033411E-3,0.34896809358124986,0.21095290707104405,1.6687066114211339E-2,5.4015850783928994E-4,7.918644224428506E-3,0.46176842075540064,0.47252609336584667,8.1119979986837756E-3,0.28665583849643367,0.21636666745374566,5.3129654049042123E-2,2.6015261352566339E-2]
[null,1262,0.99979398728681812,0.98600237025077664,1.0136283646896613,1.0370453612095623,0.99056501191584889,1.0237467359120271,0.98736383636054892,null,2.1392039595514798,0,7.8730110521197053E-3,0.35774678323481679,0.21223942339252563,1.7153848412630786E-2,5.4588109167427843E-4,7.86850791277925E-3,0.45596431338851512,0.49869669793929555,8.0090641194470076E-3,0.2881170202251136,0.22011804226823634,5.4766840973780297E-2,2.5850547644784724E-2]
[null,1263,1.0136720131638657,1.0160729034231737,1.0264482693950512,1.007475900718396,1.0192669730222386,0.99062052225156472,1.0086333854541039,null,2.0669637713826865,0,7.2301607128871861E-3,0.33839216513794995,0.20317061007384565,1.6947762822070306E-2,5.3821571612425786E-4,7.225853503731533E-3,0.44667358720029809,0.4844393833196618,7.9001466746750279E-3,0.285126285643369,0.20671430767704901,5.332639053201934E-2,2.3739223794777806E-2]
[null,1264,1.0032218265196244,0.98878257333465247,0.9974232691519086,1.0033243515928076,1.0420811237116803,0.99369954076711131,1.0249842373808506,null,2.1140344315555919,0,7.8443786719416646E-3,0.34334463960463546,0.2118750962310251,1.6928854079604698E-2,5.3540464654468082E-4,7.839789072329675E-3,0.46699441285414772,0.48252898159803476,7.980763944747905E-3,0.2918994373312746,0.21320761036017916,5.2987623372616581E-2,2.575619713239102E-2]
[null,1265,0.98243754523857052,0.97675675390623473,1.0161856440242332,1.0045372818674023,0.96746300693917209,0.9933108710072811,1.0201746126381233,null,2.1618821888036694,0,7.9058202858240112E-3,0.3613618143592825,0.21960009320056625,1.7295445576606165E-2,5.5892375364922637E-4,7.9012373872858963E-3,0.47883835065755082,0.48305658072915769,8.1507087829518644E-3,0.28867130902776506,0.22202191321004885,5.6373558040734642E-2,2.5958074363890998E-2]
[null,1266,1.0148681682009337,1.0039613460545775,1.002649962368253,0.99613409513507145,0.99655032071070215,1.0227975472909341,1.0073171953525994,null,2.0873219337375506,0,7.816760101096774E-3,0.34629772212677318,0.20596755472692854,1.6669189228330744E-2,5.2857305244304097E-4,7.8122848527953084E-3,0.45462713309126124,0.4790555100012065,7.8894766443282239E-3,0.28385344529233619,0.2144025111674612,5.2369456619297317E-2,2.5665837035484834E-2]
[null,1267,0.98938038457658239,0.97968979706899773,0.99434581730019722,1.0118434917533805,1.0005177828719112,0.99429489718863306,1.0374664356859735,null,2.1513661401050039,0,8.0640119006944143E-3,0.35045699470751923,0.21702894026249339,1.7138063755951883E-2,5.4336627073624916E-4,8.0593199401129603E-3,0.48216568953264805,0.48663536309991534,8.0922352374772459E-3,0.29088073782394641,0.21800678249384758,5.3945233121827127E-2,2.6477425759220758E-2]
[null,1268,0.98902376074277742,0.98944667713466006,0.96935485138859334,0.98377502934291861,1.0333964956891291,0.99383297043392704,1.0000441951474628,null,2.1076149801295094,0,8.3560157265712403E-3,0.34274307284054684,0.21549868794990351,1.6409948735462136E-2,5.2904934059795552E-4,8.3511682115152575E-3,0.46346821549662698,0.47320994523138898,8.0936969556109715E-3,0.29250144688356888,0.21629881377004809,5.1430710414822986E-2,2.7436240025986661E-2]
[null,1269,1.0084965145339846,1.023594564636497,0.9714901142697332,1.0037166739946035,0.96797185357466198,0.98437388858870734,0.97672065134862629,null,2.0201602116855129,0,7.795670735417988E-3,0.32133796213615068,0.20277464123624578,1.5978031787067797E-2,5.128560897375323E-4,7.7909953700335752E-3,0.43215119752848258,0.48279568476846185,7.9375399903215803E-3,0.27985012723309277,0.20253943035897495,4.8691521599592794E-2,2.5595894322766564E-2]
[null,1270,0.99920400043794688,0.99529954019794975,1.0355410879233198,1.0120712523077919,0.96915692606043113,1.0072630106662053,0.98514078242897052,null,2.1167618338086593,0,7.5036883502171883E-3,0.358640715715355,0.21123033858874052,1.7148009280812448E-2,5.5509002587670903E-4,7.4993406063491776E-3,0.45122809059822466,0.48662222094118024,8.0150657688403352E-3,0.28453987421314819,0.21797432258941526,5.6174738040615797E-2,2.4637715790314787E-2]
[null,1271,0.96373457615840474,0.95626028587787126,1.0036477547199483,1.0314555246699804,0.96930380370760205,0.95774147287537825,0.98686711760862544,null,2.1762986309864565,0,8.0293604611803328E-3,0.35652837060212372,0.22837291274545651,1.7285787786674403E-2,5.6808131040726956E-4,8.0245620695272128E-3,0.47082770204246382,0.49603905373674451,8.3081344332613868E-3,0.29462742234542066,0.22061148995485372,5.6771239305953951E-2,2.6363235114746874E-2]
[null,1272,0.97326936494228544,0.96178564734908123,1.033669603169751,0.95449375615311394,0.97207068544802089,1.0492431348612503,0.97925428693864425,null,2.2139500006313342,0,8.4238226749471703E-3,0.40090193588867457,0.22528295808583088,1.7234237635133945E-2,5.767664309513042E-4,8.4192851172942076E-3,0.48077480069074974,0.45894310910117253,8.2285308620630646E-3,0.29031894306249473,0.24391392474773671,6.0119305987797814E-2,2.7660025696379684E-2]
[null,1273,0.99867158951231694,1.0035707985309856,0.98220573226002816,0.99128778607534929,0.97507038277939873,0.97948580876356739,0.99787674217549682,null,2.0655192225949652,0,7.8835772799571834E-3,0.33312474054544478,0.2100260610769899,1.6339095797669425E-2,5.272172232621327E-4,7.8788917404280529E-3,0.45112572166095988,0.47678530505813682,8.0162472903314939E-3,0.28392501280228249,0.20867287515879607,5.1096969703955553E-2,2.588466181666408E-2]
[null,1274,1.0167207845437367,1.0175423226456051,1.0210954340356988,0.95795366035595975,0.98147078188595738,1.015681554699599,0.9959426055532522,null,2.0553450687765147,0,7.5391728368906187E-3,0.34853193626269358,0.20393378108943858,1.646942023540043E-2,5.3369109436754024E-4,7.5348473970885295E-3,0.44586143522547106,0.46064188659562327,7.8761515549350975E-3,0.27989100580409404,0.21354848837950507,5.3307231099425943E-2,2.4754366875361082E-2]
[null,1275,0.99881102587922299,1.0113611196820145,1.0008358550366248,1.0031547511989605,0.98990721723617925,0.97487260426942679,0.99576460035038861,null,2.0646887072707387,0,7.5649169748940558E-3,0.33372920347322205,0.20795633531146746,1.6601003817833328E-2,5.3460559314111214E-4,7.5603711480638899E-3,0.4468501883718361,0.48243724476333372,8.0162048766707246E-3,0.28477065029288451,0.20683425358994406,5.2125342503209743E-2,2.4838220504025621E-2]
[null,1276,0.96507125997568588,1.0098454592280746,0.98274594985186103,1.0122819731042541,0.95617893491979611,0.99585346442177436,0.98668136890887181,null,2.1283613167990314,0,8.2762973730420956E-3,0.35016040797655662,0.21632646582015888,1.6687597251954758E-2,5.4448626671646766E-4,8.271464558793561E-3,0.46352493514436854,0.48688135704493812,8.2953766123431642E-3,0.2866540499641192,0.21927599963281183,5.2841085687541443E-2,2.7174388211769221E-2]
[null,1277,1.0281215789875555,1.0269800611153133,0.99647723881318373,1.0167270008267033,1.03849276920819,1.0101150531339749,1.0156937052903532,null,2.0402717228878693,0,7.4719806129701413E-3,0.32632860065475205,0.19657859501460212,1.6563828025661313E-2,5.1412984660046063E-4,7.4675634890722601E-3,0.44271165256980843,0.48897758186173701,7.7874271757697369E-3,0.28386504019704462,0.20275049096564166,4.966547583295769E-2,2.4533317867190534E-2]
[null,1278,0.99092857026923686,1.0299131826701833,0.98823342883175325,1.0093799585111978,1.0033814559575931,1.0135044129642257,1.0207115112272938,null,2.0968860224338988,0,7.9613117270979691E-3,0.34113767707127118,0.20553764042502434,1.6721822931158075E-2,5.2879215760110137E-4,7.956678932169765E-3,0.46382270104018081,0.48546897067375949,8.0792362195873033E-3,0.28534737096790647,0.21295337177581977,5.1152854518649191E-2,2.6140217447866706E-2]
[null,1279,0.95783527750581099,0.95651912175421694,0.97630280501396083,0.98255856566642663,1.0241222743342215,0.9939753778053152,0.97291523822543147,null,2.1866570104699163,0,8.8268033224348282E-3,0.36792956608834954,0.22989920211037923,1.6748837573848676E-2,5.5730269525621975E-4,8.8217805070604487E-3,0.47577722616777446,0.47260420227144573,8.3576566640695075E-3,0.29935257076199617,0.23126106564730547,5.519205241477821E-2,2.8982350890087633E-2]
[null,1280,0.9853088648828362,0.96654558572616878,0.98843730379723482,1.0006144691443148,0.99622604599041331,0.98645340674485626,1.0355348384523766,null,2.1599074439493764,0,8.2183921510717815E-3,0.35231972489627222,0.22114653177356736,1.7060741089669408E-2,5.4559186808442683E-4,8.2136144837992534E-3,0.48612961831179613,0.48125253180982774,8.1253280503336082E-3,0.29219487649943265,0.21990799162938574,5.4244953346882369E-2,2.6984332341396893E-2]
[null,1281,1.0221855475145567,0.97579470910149124,1.0267270604383836,0.99776142977399207,0.99332256370507288,1.007363288086029,0.98958286497069281,null,2.0968268465506354,0,7.5304878513108454E-3,0.35268192396194437,0.2105220812134411,1.6906699560261175E-2,5.4257587984506649E-4,7.5261486116701328E-3,0.44767410456266093,0.47976741939614553,7.8343641105961814E-3,0.28564537135555407,0.21540990059133169,5.5120956556091678E-2,2.4725788602402262E-2]
[null,1282,0.99394665424216344,1.0008721873838113,0.9876059674812645,0.99467115570169262,1.0329353345025425,0.98187158231158433,1.0069041244089647,null,2.0914894627243372,0,7.8977780188800913E-3,0.33792106785693282,0.21166605593202331,1.6620955124316963E-2,5.3294434150313614E-4,7.8931018903708669E-3,0.45856862767372747,0.47839652694626106,8.054667485678622E-3,0.29079050135595813,0.21102136310982086,5.1990082354050643E-2,2.5931346672574261E-2]
[null,1283,0.9998085820275292,0.96213222462176329,0.98386044878186152,0.99553010891637195,1.0025796106481872,1.0344248811019052,0.9584829103714041,null,2.1383909636464793,0,8.560119737067955E-3,0.36311433661588677,0.21874935268449769,1.6502216885408025E-2,5.3639485786041762E-4,8.5553713178984185E-3,0.45249555065332775,0.47882081705273388,8.0072265304001484E-3,0.29115522321807363,0.22724219871573409,5.3665282763425443E-2,2.8107112088299482E-2]
[null,1284,1.0006779704852633,0.97636775980083501,0.96016925846355861,1.0422703967496436,1.0045542141467934,0.99631590904934708,1.0174339810628399,null,2.1218195165141274,0,8.3239027625956839E-3,0.33423435968891652,0.21392730865716739,1.6680956555922354E-2,5.2120229657104009E-4,8.3190217484916049E-3,0.46666499885776636,0.50137609647200587,7.9989077784723365E-3,0.29065117505526256,0.21206004972828049,5.0378713753090297E-2,2.7330628684774861E-2]
[null,1285,1.04657828494809,0.97859727415255326,0.99780633964098897,1.0000776784359606,0.99559189795844827,0.97545187941769695,1.0191457109413535,null,2.0319951559023988,0,7.357611343949513E-3,0.32231949132179288,0.20400915445244711,1.6448730529307242E-2,5.1553583475383053E-4,7.3531960755878565E-3,0.44272585285885097,0.48096641917647603,7.6501670552234216E-3,0.28228093571224849,0.20010786030066671,5.0817839339832756E-2,2.4157584589158527E-2]
[null,1286,1.0312575101227814,1.0067935480875854,1.0120258328198211,0.99024700782055286,1.006988827479695,1.0314599393545965,0.95782560612306833,null,2.0444737006095375,0,7.6133450198353709E-3,0.34467071744505767,0.20171186400983304,1.632626161393564E-2,5.2406061849155487E-4,7.6090054468033351E-3,0.42568331594360681,0.47619687639830649,7.7646186775812004E-3,0.2822180980163399,0.21226446521421249,5.2119762622865023E-2,2.4997999622337598E-2]
[null,1287,0.99643051625672807,1.0315901822818732,1.0122836759334086,0.9895706915734469,0.97480807292321314,0.992075402559772,1.002842333546188,null,2.0632492094054329,0,7.5044631545008508E-3,0.33993610743128033,0.20467791553184039,1.6645345687622923E-2,5.3725084550275729E-4,7.500017073308894E-3,0.44984462666188352,0.47587089265465882,8.0360207035991733E-3,0.28116606225449858,0.2093181774504532,5.2581318066151655E-2,2.4639938199133092E-2]
[null,1288,1.0249633343939661,1.00745118544981,0.98648456205117663,0.99983511715262297,0.98257118655719611,1.0094290757581996,0.96077775098189466,null,2.0283289167451706,0,7.7677964140966298E-3,0.33150150435842252,0.20258154969575901,1.6058686923107288E-2,5.1493130172482529E-4,7.7632662972700736E-3,0.42562252550409502,0.48088353880669327,7.8108600051379233E-3,0.28071071222960814,0.20714582958842531,4.9998512937437067E-2,2.5504795511586052E-2]
[null,1289,0.97864516794799639,1.0190654571830842,0.98235749101349912,0.96706215042635357,0.99591970184872491,0.98883728645137658,1.0110082462106471,null,2.0915255110898752,0,8.1158462521105177E-3,0.34306289980076626,0.21209431908448681,1.6424635513875387E-2,5.3479373147210748E-4,8.1110950895163774E-3,0.46613737739595057,0.46513292328091577,8.1802960173991048E-3,0.28664118079836692,0.21487946914248207,5.1794843917209919E-2,2.6647523569543235E-2]
[null,1290,0.99527372510280121,0.99550194981069062,1.0390056153505451,0.98539411106434915,0.97526348497642878,1.0313906118249274,0.9914871229492721,null,2.1406051802698518,0,7.7357416259244329E-3,0.37270252692180877,0.21290244986798959,1.7165002837642121E-2,5.5898276229850901E-4,7.7313991017574427E-3,0.46157562006024155,0.4737854592387204,8.0469191771346833E-3,0.28511812373117318,0.22608484325692732,5.7269493287232874E-2,2.540010165284734E-2]
[null,1291,0.99846641868996699,1.0156108752398352,0.98433522532582496,0.99060153742278678,0.98035822887237511,1.0202176744021203,1.0357266269641343,null,2.1029331961841478,0,8.1134672188877092E-3,0.34453956885760634,0.20750001138771401,1.6639263106502013E-2,5.2584938143753791E-4,8.1088173952455541E-3,0.47259946288199306,0.47644890848277133,8.0180174567131175E-3,0.28317861907308872,0.21555898126430637,5.1289123495220808E-2,2.6640040620435113E-2]
[null,1292,0.95715015712141971,1.0218481999137987,0.9889242420996982,1.0179708913544101,1.0252679297782803,1.0113152191407067,0.99942447120325906,null,2.1592207727318438,0,8.3275694153579355E-3,0.35740388782592486,0.21557109142095249,1.7027923428395764E-2,5.4952756784634683E-4,8.3227628394746157E-3,0.47321329931980793,0.48959874249266644,8.3643990370834212E-3,0.29362625979436996,0.22301910669674335,5.3508422367056371E-2,2.7342919356878371E-2]
[null,1293,1.0055137857006633,1.0174957707952612,1.0110572749307205,0.95316103438239486,0.98983021009808336,1.0103285222017848,1.0103024661987237,null,2.0717033488325662,0,7.7265030123364062E-3,0.34901064657963116,0.20658047706441526,1.6502211498865927E-2,5.3473644767924032E-4,7.722064867382532E-3,0.45709672160217363,0.45836543742263586,7.9633569888456907E-3,0.28213802812422112,0.21505488117481047,5.3091854346002401E-2,2.5369435728238642E-2]
[null,1294,0.95488139772032188,1.0047594881930189,1.0341662080068867,1.0160422063298282,1.014311819443245,1.0090394822072077,1.0219505431853424,null,2.2101999204479235,0,7.9090548192247197E-3,0.37682113896605279,0.22009090848091145,1.7837693302483026E-2,5.7794311536720248E-4,7.9045133399969665E-3,0.48959262626345357,0.48853558807095038,8.3870163205983905E-3,0.2946504160256766,0.22919942416502795,5.8542870307592899E-2,2.5968836909036567E-2]
[null,1295,1.0349988830963626,0.97365807729666798,0.97206715106970665,1.0186561692011764,0.99025340418563446,1.0084503140603407,1.0408472019983062,null,2.0844180462679742,0,7.9997395410080236E-3,0.33019696641514407,0.20706454941166227,1.6558507552280062E-2,5.1009521375715555E-4,7.9950957141347902E-3,0.46394825530606354,0.48997992513043298,7.7343219803596413E-3,0.2842084915360405,0.20805367405388014,4.9901474716883276E-2,2.6266428778344401E-2]
[null,1296,0.97888964606213247,0.979874181919556,1.0033606318574613,1.0078591094971161,1.0163835478830776,0.98106305472375277,1.019494918681662,null,2.1547492087692781,0,7.9653760964504845E-3,0.35345627450448619,0.21966967375390714,1.7200681083392753E-2,5.53709943015034E-4,7.9606959115355765E-3,0.47708373054132364,0.48469211852749183,8.1794917766356331E-3,0.29386581005560902,0.21874622096964683,5.5152763297750075E-2,2.6153414500933829E-2]
[null,1297,1.023322878028317,0.99093798064287131,1.027648840012876,1.0166027389137593,0.9912068749712688,1.0226886744339225,1.0051894390228491,null,2.1014381738138121,0,7.49093669176089E-3,0.35157692200203366,0.20612589507168105,1.7077808924756584E-2,5.390950631803459E-4,7.4866346809413222E-3,0.45191126697611023,0.48882440979166858,7.8257092204295237E-3,0.28388531828145491,0.21462425588536813,5.4455821818184778E-2,2.4595972789765292E-2]
[null,1298,1.0035797603327345,1.0383525462751257,1.0316057706118773,0.97289667667598367,1.0098399876109845,1.0003764760628886,1.0161486353520564,null,2.0639227073887252,0,7.2868808216646304E-3,0.34513020653107823,0.2022087742190524,1.6833909025917634E-2,5.414564986428533E-4,7.2826002160547593E-3,0.452871763796588,0.46779751155134075,7.9798909922918042E-3,0.28268471440987453,0.2102234969741093,5.3729609227108163E-2,2.3925654768331767E-2]
[null,1299,1.01849278288008,0.99290896540060336,0.99311561543185289,1.0088237525973938,0.99843912888906916,0.99269516205264585,0.99399132068906582,null,2.063919341921403,0,7.6977819899567276E-3,0.33358798908878856,0.20706175139467578,1.6502482049812764E-2,5.2441889813735758E-4,7.6932404094395878E-3,0.4438714647690899,0.48518675098051661,7.860858621787507E-3,0.28498059015642235,0.20765913371856717,5.1413705595287233E-2,2.5274738228833579E-2]
[null,1300,0.99867899812890681,1.0137914602590776,0.98935747382765771,0.99900517650789511,0.95821603599244332,1.0058065147482145,0.99933025208687232,null,2.07859779476735,0,7.9315297914003529E-3,0.34074610905520025,0.20757002556490384,1.6473243856028351E-2,5.2855734511793849E-4,7.926911385635527E-3,0.4534475341147628,0.48047578315428607,8.016600794978122E-3,0.28126157149428149,0.21257190051712685,5.1468665673527009E-2,2.6042421602900732E-2]
[null,1301,1.0136151396128013,0.98632312446232584,0.99655779474902484,0.9846800807802687,1.0080586378190255,1.0107938913513135,0.9614247614929412,null,2.0741118978771147,0,7.9405050989596881E-3,0.34686152850062291,0.21047193992398872,1.6326755670897277E-2,5.300214641022359E-4,7.9359523125811446E-3,0.43740415787555093,0.47356492394352356,7.8988821941794497E-3,0.28688702482789008,0.21549785375119204,5.2601238592098781E-2,2.6072123919445547E-2]
[null,1302,1.027505718939894,0.99292030878357718,1.0261306637665808,0.98398867486382646,1.0166329788625317,0.97025667515440994,0.98308060615794723,null,2.03616864286818,0,7.1400754760150712E-3,0.33392946772311155,0.20591249654561375,1.6585709412650702E-2,5.3573330257375537E-4,7.135784910376526E-3,0.43222137784212628,0.47314658994520498,7.7937660104956874E-3,0.28510610033966133,0.20402444888336826,5.3473923570483868E-2,2.3443319858525689E-2]
[null,1303,0.97489917472741439,1.0013373429196895,1.0016656712184611,1.0015428219078355,0.95314184871838359,0.98700437176233169,0.97917465941159787,null,2.1144521072596763,0,7.9531384590695187E-3,0.3515339640546839,0.21606489430638207,1.6739331010276984E-2,5.5032322609676438E-4,7.9484681774869281E-3,0.45604652429080317,0.48165956959566664,8.2128716497705291E-3,0.28556768436775309,0.2177662360553409,5.4202136473604223E-2,2.6113242510879781E-2]
[null,1304,1.0234578819636093,0.97592416573644136,1.0160988709907577,0.99319986230109558,0.98806901511646739,0.991002640895986,1.0023688674266817,null,2.0814818737577423,0,7.5203837955898018E-3,0.34367340298489329,0.21029594898085929,1.6767671186210215E-2,5.3666262580036306E-4,7.5159825231994543E-3,0.45012479659471405,0.47760495571675621,7.8240223079597254E-3,0.28483803796571172,0.21116441883298193,5.3963968061365962E-2,2.4692389772880144E-2]
[null,1305,0.99890307335277262,0.97341701472902886,0.98959640088793244,1.0310999958689009,1.0297849249514011,0.98902402892526931,1.0067542285235263,null,2.1295959240992488,0,7.9797355787536387E-3,0.34300462608146598,0.21555167431416841,1.6976114891997778E-2,5.3721750662203197E-4,7.9750441623895052E-3,0.46280655654132002,0.49591118663091371,8.0148163029290127E-3,0.29358380141578866,0.2139515618392675,5.3062506928939705E-2,2.6200553062199861E-2]
[null,1306,1.0078865739568463,1.0018799831425058,1.0233689289117653,0.99039615863965991,0.97843709732465844,0.99248255739659941,1.0247598465208088,null,2.0914430337331238,0,7.4488116511572042E-3,0.34616087321552275,0.20834624770802043,1.697455204575184E-2,5.4284012616261372E-4,7.4444356675813722E-3,0.46154971800216982,0.47623560015857619,7.9453175405934367E-3,0.28311132280586337,0.21182521309025917,5.4298389395917218E-2,2.4457335627864167E-2]
[null,1307,0.97100246102876764,1.0095648704656366,1.0084164041156747,1.027807875368602,0.9986495373959049,1.0112338672416152,1.0103964128732097,null,2.1611411161769944,0,8.0033306699352283E-3,0.35931569400536378,0.21448512385301244,1.7303486795674471E-2,5.5413954625096052E-4,7.9987026257554421E-3,0.47369083897553088,0.49427035565541017,8.2462327939461996E-3,0.29038128206736824,0.22173575371537729,5.4884558184615698E-2,2.6278278628625269E-2]
[null,1308,1.0014424267094872,1.0222380158360573,1.0146465779312135,0.99408157198977043,0.953899401721783,0.96795776283437651,1.0373889960198852,null,2.0617790577886588,0,7.2935283927612268E-3,0.33218371938522218,0.20531367068926501,1.6827651504557634E-2,5.3767044031871451E-4,7.2891036665476121E-3,0.46062499257692707,0.4780331948246741,7.9959395854377543E-3,0.27941740987934699,0.20427195649301844,5.2630256467312099E-2,2.3947020668790221E-2]
[null,1309,1.0059009873604201,0.99493788789906623,1.0349584495328417,1.0250161909285158,1.002884888625452,1.0270843532826595,0.99088031519915942,null,2.130028887006076,0,7.5674511547311986E-3,0.36120579105367584,0.20917098692748595,1.729423958952778E-2,5.5118424994657659E-4,7.5631280520081449E-3,0.45338749017904179,0.49284811775893184,7.9616701976648468E-3,0.2872284056021791,0.21960454637854832,5.593350036268005E-2,2.4847277809114846E-2]
[null,1310,0.98272603019463056,1.0146914230246478,0.99946835068726214,1.0015162294783762,1.0240939653053074,1.0147973655469584,0.98663503271171116,null,2.1179216976002122,0,8.0378262517410218E-3,0.35348205785324505,0.21122832673094233,1.6785617307093537E-2,5.4196165828343588E-4,8.0332029131678449E-3,0.45698204522855845,0.48165331332850192,8.1473315253296989E-3,0.29014870156007516,0.2192470154500224,5.3318327266170217E-2,2.6391623030562587E-2]
[null,1311,0.99174595751475503,0.97895876563400275,0.96322729863030165,1.0326154788953459,1.0128298645510152,0.9979418539554904,0.97505179059983405,null,2.1152729481690571,0,8.4007703729642239E-3,0.33972098212168095,0.21592174255475688,1.6485415023861572E-2,5.2683889606223067E-4,8.3958723078886265E-3,0.45175492830797309,0.49672207798946666,8.0711258359944874E-3,0.29232664008658332,0.21515700663478235,5.100798160173154E-2,2.7583107181237267E-2]
[null,1312,1.0057388915088352,1.0157367314385213,1.0418523660865093,1.0210024153380517,0.96635632588470322,0.96921604538160799,0.99687321162468512,null,2.0629681371784088,0,6.9615464470036146E-3,0.33759327450246857,0.20463819654024779,1.7097005967050046E-2,5.5014229856021289E-4,6.9573012577059173E-3,0.44114916590027137,0.4908978008851822,7.9633520149836028E-3,0.28113711118994755,0.20446398135658986,5.4625407341876583E-2,2.2856944370527089E-2]
[null,1313,1.0047304731916813,1.005494562615225,0.9678936654124034,1.0032731849211363,0.97937008693079752,0.9737357412904174,0.99058250501677159,null,2.0435885180361173,0,7.9022892942642812E-3,0.32303036061865503,0.20770903464749002,1.6121118116369813E-2,5.1673584253967837E-4,7.8975381383604975E-3,0.44278273814304414,0.48259327474156566,7.9670864962925643E-3,0.28352969030797126,0.20403153992754844,4.9365769194306387E-2,2.5945921156236375E-2]
[null,1314,0.99287260699709479,1.0327284008178186,0.99893631027805796,1.0093027075005263,0.96695323214120499,1.006173084411105,1.0018507944037831,null,2.0768358257077533,0,7.7453200008343664E-3,0.34019579303667108,0.20446443408932205,1.6642253687222008E-2,5.3239581439953746E-4,7.7407725343861221E-3,0.45232360955970519,0.48539961377755719,8.0640395956143932E-3,0.2810699430224059,0.21107017014638718,5.1647224088744885E-2,2.5430896356169595E-2]
[null,1315,1.0271258067314561,0.99909832510925611,0.97880562722674136,0.97828515171001373,1.0105718734970774,1.0244021472977256,0.98236433675805079,null,2.0491334878408427,0,8.0524238631508246E-3,0.33760094455879641,0.20470459404661373,1.6056991936796987E-2,5.1191630955955459E-4,8.0478374386939878E-3,0.43977233599122356,0.47054134850786539,7.7939844065347515E-3,0.28380276242540026,0.21189164752866108,5.0021846458796468E-2,2.6439702095051802E-2]
[null,1316,0.9600229251832012,0.99461499813440812,1.0097058441942743,0.97792676646431398,0.99180182110220294,0.9864375677111028,1.0129106761168938,null,2.163967037609746,0,8.093283824083735E-3,0.36443694033261043,0.22149181299065765,1.7131133779794736E-2,5.6449650475502927E-4,8.0885836591364571E-3,0.48250131499353716,0.47027892554320072,8.340620595920405E-3,0.29164177622782583,0.22473202084970564,5.6279129585893366E-2,2.6573566370791075E-2]
[null,1317,1.0193231680687427,1.0091256321493258,0.96702183062251523,0.9899532333675416,0.98934477270588572,1.0315621283425109,0.95967495694713445,null,2.0418834048016739,0,8.2360001970481368E-3,0.336003584316446,0.20390048013789797,1.5850907447246675E-2,5.081921722013429E-4,8.2313179067589441E-3,0.4313818079151247,0.47618874101310016,7.8529800137813795E-3,0.28186131420339849,0.21233320567203354,4.8964380492050111E-2,2.7042493708681278E-2]
[null,1318,1.0041634238070354,0.98578201763842876,0.99042697105434152,0.97547739267105116,1.0037898028714523,0.99871205788049833,1.003665745558771,null,2.0949836394896089,0,8.031444527492184E-3,0.34589468041909838,0.21296824785967422,1.6503418921161386E-2,5.3211876517860769E-4,8.0268067838157719E-3,0.45973471988609771,0.46915687860755023,7.9728780983028581E-3,0.28758351203123583,0.2156516161482501,5.2619596782598907E-2,2.6370609714138332E-2]
[null,1319,0.99083153625481002,1.0025696856473847,1.0175128804980429,1.0218085274080304,1.0202384368608908,0.96822250348022132,1.0173499451943611,null,2.1074065623110179,0,7.4221370862715711E-3,0.34028581865292556,0.21126878214270553,1.7200209939397804E-2,5.4909996345818145E-4,7.4176488626756043E-3,0.46085007824561852,0.49135790010732955,8.0817363642181634E-3,0.29027675455327118,0.20891651305293207,5.4254825046883288E-2,2.4369332465874135E-2]
[null,1320,0.98609688270573803,0.99496310050243386,0.98116659309919763,1.016018741402958,1.0132401897430423,1.038452838109607,0.9852277185351207,null,2.1465327145195419,0,8.5078907524476256E-3,0.35865414694008058,0.21425239545035449,1.6742360656722584E-2,5.3526885118047895E-4,8.5031219078398231E-3,0.46311400477115355,0.48868346280503044,8.1184097426479744E-3,0.29103534035685286,0.22479926066603936,5.2667376942992214E-2,2.7935456181092725E-2]
[null,1321,0.97348037470839088,1.004556909815556,0.98013866684771556,1.0012192231028403,0.98526809724728237,1.0042606045337408,1.0357529427764305,null,2.1480587104727742,0,8.3441520058014466E-3,0.35090991412803851,0.21565602184157032,1.6903035806123175E-2,5.3961561169869529E-4,8.3393326897135897E-3,0.48547545695631089,0.48156830045547067,8.2235651798817731E-3,0.28867332244898508,0.22007562005907605,5.2641320723970098E-2,2.7397356577736197E-2]
[null,1322,0.96984157351029154,1.0012259413099489,0.98780609429733601,0.99411823116262099,0.96869140547628441,1.0074550715364052,1.0068627095318561,null,2.1464993502720922,0,8.3528763617120878E-3,0.35756542006974945,0.21744190238651576,1.6811512236198079E-2,5.462140658937071E-4,8.3480860777779102E-3,0.47569582651224324,0.47812999745957496,8.2548753959026909E-3,0.28770144457138624,0.22326302346502289,5.3667810155807613E-2,2.7426114237729463E-2]
[null,1323,0.98415259646937314,1.0195040006656144,0.96803240381925604,0.97537011627230807,1.0063888118399014,0.99833427916183537,1.0148523159658802,null,2.0884110101873383,0,8.2871552634110196E-3,0.33887836212220579,0.21048184616798629,1.6305202995032821E-2,5.2469636190197796E-4,8.2823325041317571E-3,0.46622442406376435,0.46917096417913418,8.1336802752152871E-3,0.28710013479596846,0.21402415931299074,5.0362269808397489E-2,2.7210092864020964E-2]
[null,1324,1.0202598450883782,1.0124239539547402,1.0239973160574722,0.98855346637713326,1.0157923236925577,1.006104324602898,0.99933656001735005,null,2.0617227990825429,0,7.3699005903368779E-3,0.34299192515596905,0.20317757772392259,1.6735948993752602E-2,5.3432065792859433E-4,7.3655996843195338E-3,0.4438401268842298,0.47534771678392301,7.8489958954404224E-3,0.2839779628485366,0.20981209377156695,5.3262096889884605E-2,2.4198334383406652E-2]
[null,1325,1.0343795057678222,0.99226119697167225,0.99043152841606408,1.0189195512331408,0.96304411533297318,0.97918743462986357,0.98850566340971124,null,2.0237888780722288,0,7.4529537357171964E-3,0.32097583119855538,0.20291430507698524,1.6287871194601754E-2,5.1522489779220755E-4,7.4484632810721714E-3,0.43129468112238828,0.49005041661785786,7.7399762728907655E-3,0.27937599636537813,0.20011517952257138,5.0053318640442122E-2,2.4470567617409424E-2]
[null,1326,0.97957772521152209,0.99231934211382933,0.96495724503028002,0.97929904914567611,1.0024956856199045,0.98938522755024738,1.0079703201773342,null,2.114442229853895,0,8.4621836485909499E-3,0.34357946462303496,0.2171764485772702,1.6392798968106553E-2,5.3135427420053548E-4,8.4572638732110673E-3,0.47066626995759342,0.47106997769178283,8.1714861461685932E-3,0.29027717521488777,0.21738159377980168,5.1415782424261099E-2,2.7784797972165778E-2]
[null,1327,1.0060236929388082,1.0051441436704416,1.0041234326699737,1.0096816414182794,0.99752432723047568,1.0061961641923072,1.0268151623115613,null,2.1013483951148797,0,7.7232078210696083E-3,0.34331633612831614,0.20733687182445912,1.6924420790728978E-2,5.336887140551794E-4,7.7187050105716653E-3,0.46399460781264024,0.48556631520524024,7.9589218292759716E-3,0.28529745747024204,0.21237881163944083,5.2687068979503579E-2,2.5358397531476101E-2]
[null,1328,1.0063110689007224,1.0187021870618498,0.9860965035389333,1.0180464860100844,0.96936282600351487,1.0124481986839233,1.0066046534304489,null,2.0728560302355703,0,7.8694448474428327E-3,0.33553786098148708,0.20379727006236009,1.6529895092444125E-2,5.2196406530143936E-4,7.8648486296139068E-3,0.45183103552580112,0.48964371340596485,7.9556143048134624E-3,0.28102068404490183,0.20971476146355383,5.0469301769426385E-2,2.5838525737345606E-2]
[null,1329,0.95105077163005558,0.99230253033203453,1.0085556957520199,1.0216672564790368,0.97393497807513307,0.99859831983155134,1.0159715353678049,null,2.2059059681850473,0,8.2331190345295482E-3,0.36975133037165675,0.22361912159004993,1.7521136618812296E-2,5.6975364839996771E-4,8.2283621548766821E-3,0.48996843901275522,0.49131692627317364,8.4192354801508867E-3,0.29267689571539812,0.2281576482116629,5.6877455017680552E-2,2.7032783124958736E-2]
[null,1330,0.97812981676680422,0.97114670188087526,1.0016580981874179,0.9624730553144889,0.99928104018699537,1.0399244439876356,1.001845915191425,null,2.1885569276381061,0,8.6192576893902983E-3,0.38098564960238562,0.22217691688725275,1.6953824331392118E-2,5.5525983772211065E-4,8.6145454290022586E-3,0.48443423329041552,0.46287025285904099,8.185745100885336E-3,0.29177525348173683,0.23601181306790664,5.6311173601929228E-2,2.8301517837824534E-2]
[null,1331,0.99951535561519922,0.99017527436886954,0.98407691034118949,0.99205042198390458,0.99841823337232538,1.0116951610282892,1.0169594792439818,null,2.1159200002510676,0,8.1959445083988978E-3,0.34783416615140494,0.21272332295852267,1.6651134572871457E-2,5.3052747478117156E-4,8.1912504420402366E-3,0.46859355238396211,0.4771465457062275,8.0095880843219312E-3,0.28762531791477547,0.21765255105707931,5.2247128652402094E-2,2.6910859361077143E-2]
[null,1332,0.95899736733024754,0.98996263032665399,1.0227283530126554,1.0005780293462863,0.98788598287222207,1.0115842852529042,0.95533468183815107,null,2.1763590399362602,0,8.1408830678415967E-3,0.37777138477555772,0.22252512850092954,1.7154451437056819E-2,5.7291768882662361E-4,8.1362576147435972E-3,0.46039961847235822,0.48113346640344185,8.3503271049933207E-3,0.29256674698552831,0.23125163710367203,5.7907796460097694E-2,2.6730190456894648E-2]
[null,1333,0.97695297199559694,1.0152915511891627,1.0130355582331954,0.98307051986552874,0.97714627217707062,0.98483776344225038,0.98449388624235878,null,2.0985905553542592,0,7.7383494954324948E-3,0.35114087397243987,0.21304219394796231,1.6739505249700113E-2,5.5184226952164576E-4,7.7337907855640053E-3,0.45440655093231064,0.47274287174835827,8.1962796973278004E-3,0.28576073401326818,0.2161258044867293,5.4480498652724967E-2,2.5407959093785081E-2]
[null,1334,1.028266460821101,0.99076126051973856,0.98291515573187516,0.98701804674412752,0.97251961761764949,0.99590741470243094,0.96963730922296121,null,2.029356550309223,0,7.8036551202730082E-3,0.33029222554974591,0.20598201365495361,1.5999689610763108E-2,5.1501857639143773E-4,7.799085694172655E-3,0.43048092657699805,0.47472956304732639,7.7855688356909978E-3,0.28087545319192958,0.20681408843307506,5.0264098651280738E-2,2.5622473607166758E-2]
[null,1335,1.0037923851701427,0.97963045888988043,1.0141405349938848,1.0145805276922739,0.99436160696121523,1.0079948212575349,0.97258883801126506,null,2.1153429104440256,0,7.7941965467732792E-3,0.35458288355006845,0.2135097686562844,1.6893067310118574E-2,5.4537318799517708E-4,7.7897030502405351E-3,0.44718586553207046,0.48789222840520707,7.9771912408845395E-3,0.28824917722561411,0.21810827918746481,5.4811921003064423E-2,2.5591648641787063E-2]
[null,1336,0.97799370701854804,1.0100587791057472,0.97880989992613099,1.018656668184482,0.99228386756706821,0.96980123948088381,1.0381353202847363,null,2.1127821451790476,0,7.9560433925982953E-3,0.33355236786111736,0.21281318354926013,1.68602948813758E-2,5.3529464360381679E-4,7.9512475627030871E-3,0.47539822321917224,0.48995946495741127,8.1855360723391661E-3,0.28848671234868134,0.20935008526056154,5.1523404541331606E-2,2.6122373674087592E-2]
[null,1337,0.9957375965259968,1.0031852990417023,1.0211340673596094,1.0051599905564874,0.99994611262835242,1.0161653377605617,1.0186832159548216,null,2.1317926179112461,0,7.7312785973539782E-3,0.35744447431510284,0.21050681831683557,1.7193039208276455E-2,5.4806306502247991E-4,7.7268370822531985E-3,0.46817795226271997,0.48334142296699506,8.0421280232954948E-3,0.28714590055639222,0.21900452358868608,5.5007623153205794E-2,2.5385113969812877E-2]
[null,1338,0.98418655591122539,0.97943203635216325,1.0019097096045819,0.96601447957507169,1.0011103920017959,0.97042401053588845,1.0451804904353819,null,2.1341380846270384,0,7.9237779215477599E-3,0.35043319980188437,0.21906003676081459,1.6984356899682453E-2,5.5009753544921236E-4,7.919112254605138E-3,0.48616080839218911,0.46457266521641521,8.1353843497147613E-3,0.29040777707195509,0.21705421831538821,5.4767406970138627E-2,2.6016798980349691E-2]
[null,1339,0.98285258716234114,1.026703502290863,1.0209858418281199,1.0416105013707908,0.98146510090773442,0.98759093950316601,0.96949952633362324,null,2.089716680538154,0,7.4248141376051001E-3,0.34314918784682841,0.20694928519396008,1.7010554881647662E-2,5.50051021795305E-4,7.4203549480400524E-3,0.43951575844355384,0.50086947508631308,8.1475500358718974E-3,0.28508544285736914,0.21026337696166791,5.3802234582924019E-2,2.4378222815787991E-2]
[null,1340,0.9721377771888855,1.0129149234725159,1.0096364197742038,1.0195782023999282,0.99167124027441933,1.0236428216109006,1.0035640036820765,null,2.1596323154532975,0,8.0717450185054732E-3,0.3634123633202036,0.21372426401115679,1.7217605035002411E-2,5.5337598978374893E-4,8.0671366885077672E-3,0.47163329767386752,0.49030905208570597,8.2366750381262788E-3,0.28897889897399687,0.22410901294400562,5.4959272451036989E-2,2.6503106260409439E-2]
[null,1341,1.0032293228643208,0.95348210645781717,1.0051180174034546,1.0400265035942708,0.99529789570639493,0.96320760873559219,0.98874721229053886,null,2.1218591375316898,0,7.6634956202532856E-3,0.34143949584419492,0.21895655617106438,1.7074256243932776E-2,5.4708871084679326E-4,7.6588906175386546E-3,0.45276599059802702,0.5001564094279749,7.9811477624087569E-3,0.29198896013497838,0.21109857134864971,5.4693378039874438E-2,2.516188825245097E-2]
[null,1342,0.97527839560463991,1.0408388167187437,1.0050681511871482,1.0177586740891258,0.96300666293855552,0.99353948894591138,0.99856798261876545,null,2.0918231800016986,0,7.6900080816664105E-3,0.3425833543762748,0.20679400453541535,1.6835320777432102E-2,5.4335187735360141E-4,7.6854339925239851E-3,0.45523074904973204,0.48944779636884261,8.2098799856109451E-3,0.28251466140055176,0.21181176743476124,5.2607776615030355E-2,2.5249091669835508E-2]
[null,1343,1.0342177140903763,1.0330672516820167,0.99179549896514885,1.0435270327202311,1.0238946568998535,1.0281626310601986,1.0095118587337235,null,2.0347087208335655,0,7.4908232955931547E-3,0.32363033748610626,0.19185161259100245,1.6561141193106723E-2,5.0770228010605907E-4,7.4864126969730032E-3,0.43700099252994523,0.50188116103491553,7.7412632279389541E-3,0.28085015682392622,0.20161266092997898,4.8480859833233705E-2,2.4595243501924068E-2]
[null,1344,0.97454286720140793,0.9968692611792821,1.0228938836997767,1.0006149416125474,0.98436449745181831,1.0207229407254379,0.98652507781896048,null,2.1628822091704176,0,8.0076283188418584E-3,0.37173028639889694,0.21721067017358742,1.7199380615746176E-2,5.6229762379856848E-4,8.0030903847679528E-3,0.46696880019724951,0.48115073084300181,8.2171360367554267E-3,0.2892151719204723,0.22753246123092696,5.6807118253457835E-2,2.6292693810596738E-2]
[null,1345,1.0085643729017688,1.0046088925494929,1.0047742316547947,1.0158931643055773,1.0113355979780054,1.0244190485585944,1.0231367931898654,null,2.1130262297031464,0,7.8196340392532298E-3,0.34812889094844579,0.20658325396802915,1.6990286542960475E-2,5.3277507290566586E-4,7.8151458639538936E-3,0.46408006857287504,0.48855154269568468,7.9389097930494378E-3,0.28647801771835718,0.21527635673626905,5.2795379464027452E-2,2.5675236365839089E-2]
[null,1346,0.99524105522851836,0.99155903432456327,1.0052054961459316,1.0147994298062715,0.99324737155435039,0.99065690648949933,1.0054412951812883,null,2.1144703473788278,0,7.7700973069257124E-3,0.34626344593830616,0.21286638400638047,1.6960395477018043E-2,5.4295276327324374E-4,7.7655280648694334E-3,0.46035281916223286,0.48802426096487228,8.045213251826935E-3,0.2880306324047201,0.21407040315857001,5.3806183357163445E-2,2.5512226136519871E-2]
[null,1347,0.99678612968442826,0.96349634807343276,1.0037722607994688,1.0289885321253249,1.0077846221328821,0.97510170575805688,0.98541812418373276,null,2.1268016761970387,0,7.7949975604770716E-3,0.34622301583203008,0.21850015747534307,1.7018182317829113E-2,5.4765353353416839E-4,7.7903730800092082E-3,0.45437762196461801,0.49485226852478642,8.0326595441483715E-3,0.29277101881658812,0.21421962670447131,5.4670246061768554E-2,2.5593849902388239E-2]
[null,1348,0.99073150247832742,0.97878131765576259,1.007325616902168,1.0027844861730673,1.0306684124482404,1.0187343490596046,0.99070681488454149,null,2.1535040315895615,0,8.118297353390801E-3,0.36356438242683314,0.21715349872278955,1.7045652918487732E-2,5.4932561066206934E-4,8.1136976434809105E-3,0.46480633623425455,0.48223990002240003,8.0819568005467291E-3,0.29360250553046185,0.22449631292319486,5.5312686323912959E-2,2.665607378592531E-2]
[null,1349,0.98901154124830382,1.0201096515461616,1.0250448298934032,1.003381593223978,1.0067848724524151,1.0066718554652232,1.006038761084721,null,2.113343089452083,0,7.5843048165196107E-3,0.35382460822106454,0.208509411652604,1.7113172378146267E-2,5.5006071109933816E-4,7.5798881743266797E-3,0.45986312821607361,0.48247477370975178,8.0970502274526242E-3,0.28692075432938313,0.21631152285357585,5.4780683660936927E-2,2.4902340134187181E-2]
[null,1350,0.96358983988567737,0.98165984689608998,1.0060076586035283,1.000557153051157,0.97349470438957775,0.98480042084303665,0.97312001020574868,null,2.1550532646008862,0,8.1246807754535057E-3,0.36273849800631469,0.22314318319449603,1.6973119732363203E-2,5.6345589458067552E-4,8.1199479922609546E-3,0.4638062935353246,0.48117267360932142,8.3095240379935931E-3,0.29134852909182418,0.22415375015559821,5.6172361959391758E-2,2.6676608166868451E-2]
[null,1351,1.0154948881139201,0.98424467184840891,1.012624723842644,1.0033091783907899,1.0240427466402866,0.99464671326244447,1.0156208827032855,null,2.0992508752339605,0,7.5900094112361033E-3,0.34408443573423636,0.20999285190728095,1.6954616741435186E-2,5.3733259254336221E-4,7.5855662435766304E-3,0.45796948995400683,0.48247653302246535,7.8851760909185824E-3,0.28884743828039788,0.2118317323406407,5.3754717342583594E-2,2.4920994395109745E-2]
[null,1352,1.013328821231045,1.0259520131753614,0.97805231825330363,1.0282855891482272,1.0410769756262648,0.97302170712010927,1.0139161248450359,null,2.0334340874963939,0,7.5144811132596412E-3,0.31448505217394479,0.19981969003149394,1.6442114421283308E-2,5.1305256997363118E-4,7.509876280390136E-3,0.44246000318796119,0.49459318344432884,7.900060637629153E-3,0.28649968165643114,0.19746903327296764,4.8584492107427296E-2,2.4672328825820974E-2]
[null,1353,0.99070141128673261,0.99623638584174046,1.0337604307945902,1.0024846762680999,0.97031537377250243,0.96628416954603202,0.98661919323598268,null,2.095379998069935,0,7.3090449827046189E-3,0.34789908993143254,0.21339052235500844,1.7048754694400217E-2,5.5874323440866186E-4,7.3046501617207828E-3,0.44918599043100849,0.48201801048276682,8.0837497490255737E-3,0.28558130095585016,0.21165559381073501,5.5964541403058711E-2,2.3998095843224595E-2]
[null,1354,0.97598497306600751,1.0008520626785558,1.0245871239697237,1.0052744909771965,1.0079777212189562,0.97859117285184849,0.97332148863599544,null,2.1201225846336831,0,7.6116036221999242E-3,0.3547196861393021,0.2158836191658221,1.7060726782625674E-2,5.614346391388512E-4,7.6070907699938373E-3,0.45132110949818882,0.48338631693048428,8.205095143373092E-3,0.29106673748884881,0.21691436447398785,5.6016297923226203E-2,2.4991709300889495E-2]
[null,1355,0.99933389524569971,1.0297545332008762,1.038312565760229,0.97345093674056549,0.99916028694422387,1.0315834110682174,0.99935480630175866,null,2.098691381397364,0,7.5291098085211658E-3,0.36216612029224277,0.20500976244160662,1.6955392991105607E-2,5.4888588175645413E-4,7.5248387324794363E-3,0.45497975432023274,0.46804504075735553,8.0141852060634407E-3,0.28309698517977083,0.21977796460779994,5.5380075562246854E-2,2.4721485233224344E-2]
[null,1356,0.98782085566220079,1.0427404924190484,1.0322420559883598,1.0038011192717411,0.98495065884990252,0.98870136723249835,0.96619632446160375,null,2.0595357041401305,0,7.2536406764500128E-3,0.34405659192041754,0.20387934618187262,1.6780883259011396E-2,5.4948368651228563E-4,7.2493031415966566E-3,0.43375684944657172,0.48265542220609881,8.1072332198026953E-3,0.28244373405126005,0.20949516068454932,5.3999073715779521E-2,2.3816263303107061E-2]
[null,1357,0.98200098185882634,1.0282423161568566,1.0149631265740855,1.0206278997832421,1.0398765690824059,1.0061237974655135,0.99951746174726708,null,2.1165482306596233,0,7.6767312594567339E-3,0.34989946363268104,0.20776947106042598,1.7119799889710453E-2,5.4719001337891779E-4,7.6722315663493718E-3,0.45744036095778812,0.49079782212134249,8.1542601605281463E-3,0.29067866321722019,0.21512760814226314,5.3812373650818299E-2,2.5205717506571437E-2]
[null,1358,1.0017462967033297,0.99239214957110056,1.0008378801618034,1.0054148459784824,1.0137670469924189,0.99982761842826018,0.97810958893792488,null,2.0946153493109754,0,7.8414616294574194E-3,0.34593709842432291,0.21137350468401866,1.6665515602083174E-2,5.370924658893298E-4,7.8368946783186118E-3,0.4464132485501921,0.48352416364095385,7.9927162795134527E-3,0.28889214389505002,0.21440005354978378,5.3137691041544872E-2,2.5746688128763504E-2]
[null,1359,0.98319486242961895,1.0369091965134252,1.0012232695218417,1.000000477630733,1.0025711613811863,1.0160948098433786,0.99592745932210047,null,2.096488041815868,0,7.8901314965742556E-3,0.34839549764606448,0.20636151182474974,1.6717196337273969E-2,5.3789523348479913E-4,7.8855618954119383E-3,0.45571526555462161,0.48091914163117028,8.1435496874323696E-3,0.28549087005513896,0.21587634923121649,5.2428758821551215E-2,2.5906575394323322E-2]
[null,1360,1.0294108677024758,1.0049462170993309,1.0050229807077313,0.98140986145660769,0.99138464851707053,1.020773156774605,1.0093220421259115,null,2.0582374863883874,0,7.6600683226088363E-3,0.34122114014789245,0.20287516449144613,1.6478359026876433E-2,5.2203465649961107E-4,7.6556732174494152E-3,0.44853979174303155,0.47196751039250145,7.7781537173161799E-3,0.28096394040452949,0.21097494809407416,5.1769520748111565E-2,2.515131807126526E-2]
[null,1361,0.99257051783103789,0.97791845975883052,1.015936641608755,1.0081143319798722,1.0273458706976546,0.98261802264231346,0.99222304536602113,null,2.1280711920969657,0,7.7099354992386628E-3,0.3522027274250038,0.21680663777953058,1.7092761725452963E-2,5.528294054391637E-4,7.7053998982744825E-3,0.4581320084510101,0.48477743182133454,8.0674851348687023E-3,0.29322534848780074,0.21642490618022414,5.547890527557757E-2,2.5314686011684785E-2]
[null,1362,0.99081820637380236,0.99765552087202725,0.99329075686355828,1.0133243227379636,1.0057153630211824,1.00825483387383,0.97075529544157457,null,2.1086420802058901,0,8.0560372402774336E-3,0.34925869788165637,0.21259885825603131,1.6652344213856023E-2,5.3812579119929291E-4,8.0513788904068191E-3,0.44817432691930637,0.48735073963378672,8.080430733565621E-3,0.28922647579680277,0.21739240899157714,5.2922993449234804E-2,2.6451336888744466E-2]
[null,1363,0.98460850804840272,1.0062053085085816,1.0373622990514981,0.97356890900941173,1.0062856354695044,0.9908268149588203,0.99953272738480392,null,2.1176504597967289,0,7.5106440728982503E-3,0.36048174713405606,0.21339480074105346,1.7107141481947259E-2,5.6179174972108238E-4,7.5062627414611456E-3,0.46129855359756877,0.46810444712083382,8.133985838764117E-3,0.28830850733421354,0.21887139179208917,5.6732017135191617E-2,2.466045720272729E-2]
[null,1364,1.0194088197945326,0.98799374793422445,0.99266966296679671,1.0322212328983937,0.99233906519379755,1.0000356136116064,1.0080175631267314,null,2.0845837316870228,0,7.7293902024617714E-3,0.33461301714218628,0.20698538066479011,1.6748021290832058E-2,5.2477340891523422E-4,7.7248407427065397E-3,0.45106939711996696,0.49644097882787319,7.8537696262780381E-3,0.28513405635750888,0.20835034176887762,5.1489989579213913E-2,2.5378555360335939E-2]
[null,1365,0.99144557831970614,1.0254601270194132,0.99238520742626435,1.0393205599542883,1.003758781962937,0.96261374980245507,1.0236178526796207,null,2.0718542816456704,0,7.4713775856327025E-3,0.32322150976835884,0.20501609987789679,1.6867155083164075E-2,5.3146151954484822E-4,7.4667670347034988E-3,0.45550138608843493,0.49985624200297124,8.0752648235876152E-3,0.28615795751361872,0.20129004684429622,5.081106741310238E-2,2.4530701261623801E-2]
[null,1366,1.0064417716776932,1.010664820819976,0.95923943039714643,0.99424284426838316,0.99500138118042569,0.97709956841115508,1.0127253761050428,null,2.0436646789400963,0,7.9994791553846586E-3,0.32051201297484122,0.2064568745868495,1.6079283518279194E-2,5.106669781533308E-4,7.9946862198898919E-3,0.45150966056905223,0.47827562696763948,7.9530457174843919E-3,0.28414708814415879,0.20346415693998332,4.8495972019459259E-2,2.626508345968865E-2]
[null,1367,0.96508843337082439,1.0141826037867385,0.98179422343232248,1.0083808395403007,0.957310425578907,1.0086440636963889,0.96706277345302194,null,2.1229150301199131,0,8.3744194022482826E-3,0.35353491051021091,0.21547695287452212,1.653858360137183E-2,5.430661663138038E-4,8.3695882919606734E-3,0.45561991646581612,0.48500789353930479,8.295172163304828E-3,0.28620942266298877,0.22151050319577237,5.2686684209863617E-2,2.7496755840732374E-2]
[null,1368,0.99288788617240531,0.98986587085741706,1.0096995725065903,1.0088343647362605,1.0167949588529104,1.0239074216909887,1.0081728975065987,null,2.1507844210876184,0,8.0259862296244745E-3,0.36140617989370905,0.21401851282169762,1.7141660300647808E-2,5.4685428852952269E-4,8.0214328913484415E-3,0.46953019561180054,0.4851422168140691,8.0645425639177572E-3,0.2908085923678369,0.22286387678126116,5.4913388211865921E-2,2.6352954770557612E-2]
[null,1369,1.0347776992841973,0.99451108086737128,0.96958639845338224,1.0243092213844112,1.0400811040489299,0.9779627066953166,0.95835051758493417,null,2.0074159355388441,0,7.6411336884084574E-3,0.31358073243649026,0.20196566971485611,1.5974455130773363E-2,5.047337901258732E-4,7.636511512542847E-3,0.41689341872268176,0.49270675752803766,7.7358372938063566E-3,0.28690261167283804,0.19786840665470318,4.8199568985781857E-2,2.5088365784614059E-2]
[null,1370,1.0185659736854014,1.0177948620468769,1.0173712565205382,1.009379683146608,0.9748982043587322,1.010809031454547,0.98392364865677018,null,2.0530717052352507,0,7.4146034270914634E-3,0.33983587896000306,0.20146875169918133,1.6629969849247559E-2,5.3086952311635373E-4,7.410262760103906E-3,0.43620579097308299,0.48538165162432784,7.8616714623563726E-3,0.27978716162767847,0.20865691281559801,5.2372320594650836E-2,2.4345066772993678E-2]
[null,1371,0.97618869115724871,1.0075812691399115,1.0106599530140008,1.0199187418260776,1.0299627705987253,0.98253980408353436,0.99937375954399066,null,2.128099695223526,0,7.7266863022793023E-3,0.34869191343084976,0.21387776440434336,1.7147075372213518E-2,5.5276113791646593E-4,7.7220942387471519E-3,0.46154335182601364,0.4904697346783552,8.2025558151022256E-3,0.29283383301649263,0.21490675416521504,5.4509011218055112E-2,2.5369532222500192E-2]
[null,1372,0.99014344037175439,1.0127264479846998,1.0195684551804471,0.99612172118220199,0.96400660915059277,0.9773228178747132,1.0144927791391289,null,2.0916944722331401,0,7.4686958553262734E-3,0.34405130528649186,0.21006612266883704,1.6947708916162225E-2,5.4829536464952018E-4,7.4642359621346086E-3,0.46013873007391404,0.47899985281801605,8.087473094271963E-3,0.28310994055937105,0.21098415298217851,5.4242964478109501E-2,2.4522385884329936E-2]
[null,1373,0.98858769871130669,1.0425523071936431,1.0046463802987171,0.99580239258767689,1.0302974959907232,1.0073516066183656,1.002914874849397,null,2.0808411858262459,0,7.7048158248820423E-3,0.34291189485231327,0.20398602548615236,1.6718967419001828E-2,5.3547741099807121E-4,7.7003035178970711E-3,0.45343365772605254,0.47889009905596819,8.0993261309232848E-3,0.28682973106752824,0.21206565290386512,5.2076923296966462E-2,2.5297942783461261E-2]
[null,1374,1.0110504683622703,0.98671219628532181,0.99725540586085226,1.044817272992937,1.0199145536282321,0.99282072448351621,0.97436528025358171,null,2.086964286276094,0,7.6847669000747153E-3,0.33622528016145586,0.20882921890631692,1.6777417991696332E-2,5.3162262237738686E-4,7.6802079067461422E-3,0.43854427939866747,0.50248470225201969,7.9189586802892124E-3,0.28944466007411179,0.20880666985009569,5.2174113014216365E-2,2.5231922318175282E-2]
[null,1375,1.0290841214095523,0.97978067002337588,1.0024603114281798,1.0151391491993489,0.98509619511768487,0.98933549150622901,0.98564283124904029,null,2.0587825083041724,0,7.5348766482897771E-3,0.33365711206670429,0.20729418118331866,1.6556401413422905E-2,5.2628810687887985E-4,7.5304187426547412E-3,0.43760166704201409,0.48819589030226102,7.7804793371597184E-3,0.28373352944684199,0.20659862755103595,5.2102972421226149E-2,2.4739817338941726E-2]
[null,1376,1.006968952447407,0.98986001543893676,0.99893033006630061,1.0063418064625143,1.0128221817086203,1.0232118524631535,0.98105801871048692,null,2.1073105216627006,0,8.0082220883267649E-3,0.35174452496056791,0.21064007284503622,1.6686064705479248E-2,5.339180870634852E-4,8.0036615547131734E-3,0.44981030848584269,0.48397565824761352,7.9511524671566861E-3,0.28835675872568239,0.21823617803765544,5.308587534893857E-2,2.6294570285278582E-2]
[null,1377,1.0323062515965589,0.99697515274550363,1.0068346360662359,1.0025821108989494,0.99884990759603132,0.98647635422770719,1.001526682067795,null,2.0395784227081393,0,7.3582797039587651E-3,0.32914510010629572,0.20312030478294898,1.6528298756557758E-2,5.2309768286220779E-4,7.3538945124778732E-3,0.43885548757037063,0.48214403301142189,7.7564393104847694E-3,0.28252347698789881,0.20329941219830042,5.1527278316303375E-2,2.415987917617584E-2]
[null,1378,1.0432772227321991,0.98981599433145095,1.0110717498700548,1.0118872534731114,1.0429102021685004,0.97439581279821708,0.98996087762705698,null,2.0240491127731577,0,7.1467932950111598E-3,0.32282568079755225,0.20172954042786065,1.6545078103102101E-2,5.2110481686082658E-4,7.14246843659265E-3,0.42804447958739189,0.48660623509768092,7.6751086829905781E-3,0.28637012694792763,0.1989184886156459,5.1352317189634268E-2,2.3465277364929725E-2]
[null,1379,0.98402082170913785,0.99352419110647316,1.0269152343687853,1.0340749775252118,0.96884572125133306,0.98403855721079259,0.9620209002341249,null,2.117993472779137,0,7.5358409891882975E-3,0.35307967254251765,0.21464971554382511,1.7121777060691405E-2,5.5967003684350921E-4,7.5313670314314084E-3,0.44357627084824514,0.49722799608266455,8.1382268698277846E-3,0.28734259301989412,0.21563012389976305,5.592896806385534E-2,2.4742932768763232E-2]
[null,1380,1.0180534870502336,1.000074554477447,0.96393232975398002,1.0045254188664188,0.99517577506416777,0.98429739647957692,0.95751545859179665,null,2.0209168546085414,0,7.9305462121166941E-3,0.32122565660828278,0.20563429298035141,1.5844876840036468E-2,5.0919681259855925E-4,7.9258200931828175E-3,0.42476645810647162,0.48320768376690137,7.862599583022439E-3,0.28386106389107624,0.20335973517357184,4.8611180604576393E-2,2.6038836360583399E-2]
[null,1381,0.98646814028079044,1.0059009737510558,1.0434236564292798,1.0322613118754895,1.0294469954389294,0.98470563789723586,0.99933864899461544,null,2.1304533353589292,0,7.2692569741552079E-3,0.3537985609480489,0.21129167251721642,1.7557308669624596E-2,5.6387446312657389E-4,7.2649219452744895E-3,0.45654889542928928,0.49630638479200417,8.1190095632328492E-3,0.29162622263607607,0.21409223967125798,5.6685925663984602E-2,2.3867576033945469E-2]
[null,1382,1.0234706356644676,1.0052853938036947,1.0083475040302492,0.97609185915851016,1.0049437213516552,0.99152530426694341,0.99980153756264034,null,2.0426100674189107,0,7.4688115243049108E-3,0.33526110937251441,0.20437403236387841,1.6428170693841504E-2,5.2659251505389828E-4,7.4644128286164742E-3,0.44235307668847484,0.46940044550519761,7.8234861557851185E-3,0.28300493117761849,0.20689960532442225,5.2020049370912848E-2,2.4522966946898202E-2]
[null,1383,0.96011922380091164,1.0152794712758877,1.0042861276296859,0.9796833408201977,0.97703012215031393,1.0065266998385596,0.97830046185854402,null,2.1377646050090844,0,8.1915405699396343E-3,0.36427527631936923,0.2171444747176528,1.6776104164911577E-2,5.5704830110787234E-4,8.1868424827456297E-3,0.46421951201564293,0.47113935095305803,8.3394573746425199E-3,0.2880730080156419,0.2253234002598441,5.5025293159644051E-2,2.6896377814763082E-2]
[null,1384,1.009314395992537,1.0030746799677588,1.0061038865818437,0.98235187310365413,0.95294356562123728,1.0044357982786147,0.99870681853612819,null,2.0730521404581919,0,7.7261939183104851E-3,0.34502511275212255,0.20794448577840435,1.6524022730138095E-2,5.3335332843929418E-4,7.7217150047941803E-3,0.45120853337827865,0.47241738859110638,7.9330865952080797E-3,0.28006069710695825,0.21319615364052508,5.284549915201156E-2,2.5368286318514514E-2]
[null,1385,0.95698263260607153,1.0081289687297428,0.99921863541465861,0.99901511401700127,0.99812316085903507,1.0172911713560675,1.0136501289801629,null,2.1829070138190376,0,8.3803840042385447E-3,0.36833677717109131,0.21907270113894139,1.718365175824757E-2,5.5785923006012044E-4,8.3756222295980776E-3,0.485742350329953,0.48045120765602095,8.3664844696652203E-3,0.29193176379302094,0.22849313882599975,5.5259261978340919E-2,2.7516579242336654E-2]
[null,1386,0.96641609082429092,1.0025156787242875,1.0229835228889035,1.0351726337756413,0.98896016061005498,1.0360492491344011,0.98026506946729441,null,2.1904528983307627,0,8.1051317734060005E-3,0.37633571614959499,0.2170677156698404,1.7469174863566826E-2,5.6579254534147388E-4,8.100566602576369E-3,0.46793137566107806,0.49776769934622289,8.2862408749977273E-3,0.29102422428634805,0.23033981421772734,5.7056775740928781E-2,2.6612934145946399E-2]
[null,1387,1.0102151280257674,0.97750727246875213,1.0004630143207267,0.98823791780230885,1.0213115758985363,0.95588575400291864,1.0008486418378062,null,2.0689519292756606,0,7.54381432839065E-3,0.33251052160689121,0.21311591007225428,1.660054517610764E-2,5.3563504107541815E-4,7.539255721229805E-3,0.44946316314494922,0.47526453400915053,7.9256903210176682E-3,0.28972768233551272,0.20612268238965081,5.2921274165898279E-2,2.4768849620312328E-2]
[null,1388,1.0049741811036341,0.97973804180292878,0.99861589767025405,0.97910417533537308,0.98726652035382789,1.0207004662917094,1.0402869902820089,null,2.1376846783377355,0,8.1340565137828016E-3,0.35701383551245414,0.21403214475153706,1.6912254990551458E-2,5.3702686852017962E-4,8.1294660056523641E-3,0.48166937174188568,0.47087729574123088,7.9669166125640942E-3,0.28653911011931638,0.22154515015751708,5.3888284486371861E-2,2.6707877863917196E-2]
[null,1389,1.0190441973379516,0.99669821776468226,0.98848458064395861,0.97303711250269609,0.98324164104151268,0.97255294334017817,0.99278038297242099,null,2.0301976485293216,0,7.6394504759651344E-3,0.32753128220579025,0.20726530109575347,1.612900074209182E-2,5.2111028744048155E-4,7.6348877020595953E-3,0.44030920089216635,0.46798887157190477,7.8563427440961689E-3,0.28227963498398351,0.20443020549309796,5.080823023546871E-2,2.5083031051431007E-2]
[null,1390,1.0249069721808197,1.0264869083593564,0.97588569123723778,1.0294398932887316,0.98744780772162832,1.0133439818824503,0.99705408543694918,null,2.0292176782189433,0,7.7265210125962132E-3,0.3217483589631332,0.19668491908147723,1.6239719030614424E-2,5.061343148416149E-4,7.7219548433060288E-3,0.43602502470596066,0.49515510583915673,7.8106936462801445E-3,0.27932366905967676,0.20228276161419081,4.8076783868700214E-2,2.5369074264202103E-2]
[null,1391,1.014576815302165,0.98726146782074131,1.0169749309034362,0.97558278091078454,1.0042703883446593,1.0130622836288685,0.98851508511135822,null,2.0915348484595935,0,7.7288765806923796E-3,0.35392125150719977,0.21033192260323302,1.6676441779525635E-2,5.392951430492727E-4,7.7244628822394044E-3,0.44989422614582425,0.4691308297790982,7.8925596901603078E-3,0.28604742904015035,0.21735374025143123,5.4374252249686728E-2,2.537731396868749E-2]
[null,1392,1.0042550363596916,1.0250608567153654,0.97341678572028856,0.98331833199274055,1.009814132907352,1.0017378800150072,0.96970682584695589,null,2.0353264887768359,0,7.991744642496617E-3,0.33089779342907361,0.20430603383236848,1.5961678854764079E-2,5.1564839999758882E-4,7.9870652845344808E-3,0.43457110854993725,0.47297820052770073,7.9711746308384502E-3,0.28420292646105144,0.20833233901422324,4.9354218168314229E-2,2.6240046266527432E-2]
[null,1393,1.01049922237967,1.0011566454506331,1.0339639766030415,1.0080025057281301,0.97912604255472124,0.9931359143029066,1.0045810637553931,null,2.0880421383797074,0,7.2837037135780559E-3,0.34685944422552906,0.2072926247731279,1.7073334206666888E-2,5.4681845121013839E-4,7.2794047569973413E-3,0.4506572842338647,0.48467051482899676,7.9253837474846916E-3,0.28320120239954233,0.21099915834146543,5.4905515457995845E-2,2.3915156670404385E-2]
[null,1394,0.98664423370219057,1.0135479960009359,1.0014727736490823,1.0256389516523237,0.99975914438095326,0.97026248293573991,0.99155350549452181,null,2.084503292322021,0,7.5805255333598583E-3,0.33490862801834453,0.20964243888333881,1.6820550570052547E-2,5.41046523126353E-4,7.5759318782294633E-3,0.44861818576289975,0.49324840939483411,8.1150939384078222E-3,0.28766518847004946,0.20749002989015777,5.2568972081007963E-2,2.4889342444931274E-2]
[null,1395,1.0354147337261663,1.0107991568649735,0.98541259895690914,0.97945815016330207,0.97401272763711033,0.99857121972219542,0.9938437926417848,null,2.0085919892793487,0,7.6213797842558037E-3,0.32444568002415819,0.20023029581207222,1.5981672348005783E-2,5.0855436949028563E-4,7.616894374019822E-3,0.43369894402935705,0.47108611924117633,7.7319580596851064E-3,0.27774500198817237,0.20286171052816451,4.928262103542104E-2,2.5023917253880531E-2]
[null,1396,0.9991580963950798,0.97594073019141614,0.99943458225347814,0.98524828238730033,1.0110160961740107,1.0129540135284634,1.0236774010913148,null,2.1425567717620426,0,8.1329976711467487E-3,0.35764213391546046,0.21609568637556567,1.6941989047152255E-2,5.4139915601802817E-4,8.12837876142407E-3,0.47633499787006944,0.47382976398476134,8.013339273994986E-3,0.29030161611125349,0.22183156578850627,5.4324593227678186E-2,2.6704305921302837E-2]
[null,1397,1.0130296428689516,0.99720622566064698,0.97991877785421833,1.0026895952772601,0.95518637580340338,1.0026534584962452,0.9949943816419744,null,2.0648657144525968,0,7.9663842605253703E-3,0.33485070007202444,0.20760255311599829,1.629698824186003E-2,5.1996851379936654E-4,7.9617379883213518E-3,0.44784413077659541,0.48227618547321605,7.9024998931654794E-3,0.28081251932543666,0.21003059544749736,5.0577381811051751E-2,2.6156838054153676E-2]
[null,1398,1.0061019257222898,1.0363442274466712,1.0228620336695169,1.0045254326787663,1.0066995886423378,1.0223403166527896,0.99807411791539502,null,2.0735629286489567,0,7.4603883387826401E-3,0.34629619811251799,0.20066074636641743,1.6843906138983639E-2,5.3624878073177244E-4,7.4560603015923956E-3,0.44617796721730502,0.48303120383975467,7.9593819084162916E-3,0.28267606998668338,0.21196829346578103,5.2921714626814727E-2,2.4495526242741365E-2]
[null,1399,0.96892633124234162,0.97586125830274884,0.96823524077964762,0.98339860219054032,1.0028841943340072,1.0167931569773774,1.0030565204171822,null,2.1734938209514398,0,8.8749968472582354E-3,0.36309435236260651,0.22314505857530623,1.6674597335930397E-2,5.4245282149273768E-4,8.8700132813921036E-3,0.48335644766861041,0.47303220977646038,8.2615096374342827E-3,0.29365742802223543,0.22929114474933573,5.3302792694702346E-2,2.9140810873190096E-2]
[null,1400,1.022657045080998,0.96941012631560686,1.0008143791189317,1.0152252150561143,1.0336737538342973,1.0152040726623301,0.99419860725297227,null,2.1092020113373131,0,7.8798586421134579E-3,0.34761540127535073,0.21123187274686553,1.6823386193900648E-2,5.3105284549512309E-4,7.8753427949348094E-3,0.45166058168138057,0.48824223769571984,7.8292841314339702E-3,0.29073419376201864,0.21544308943235108,5.322242501645242E-2,2.5873002403522631E-2]
[null,1401,0.99251324142374742,0.97095297172580075,1.002510959105958,0.97184946157523722,1.0385956789162176,1.0087480811936509,0.96665792082503554,null,2.1289614158607888,0,8.1874792812869166E-3,0.36260699579445466,0.21888719588869293,1.6645313593032948E-2,5.4768462164831778E-4,8.1828406940068679E-3,0.45422480473641008,0.46737707373058313,8.067167607957294E-3,0.29412668169409073,0.22451777109433732,5.5082135019130493E-2,2.688323066773058E-2]
[null,1402,1.0250771107783698,0.98031714627698252,1.0398199910919432,1.0354596556778035,0.98417595888451825,0.99208887062835616,1.0017798271118623,null,2.0942883781735224,0,7.1461210663945228E-3,0.34493084282639364,0.2073868868856851,1.7282629074929716E-2,5.4647929842524209E-4,7.1418838403427025E-3,0.44614828284575125,0.49785493394965374,7.8130069514017707E-3,0.28440716285758283,0.20914368004231154,5.5315353886864968E-2,2.3463356780572469E-2]
[null,1403,1.0191546820669155,0.9768763257265527,0.97420703830203281,1.0217304993383505,1.0363386180178786,0.96968924537507384,1.019144541836708,null,2.0741910378912318,0,7.7950520546601334E-3,0.32333939545498624,0.21003455716502026,1.6565212565211665E-2,5.1837005222216581E-4,7.7903568189462034E-3,0.45425474032025509,0.49145209862520295,7.8546837775258088E-3,0.29076920335350626,0.20348049843646268,5.0333176896920864E-2,2.5593796479631527E-2]
[null,1404,0.96533639825073114,0.98450012473141935,1.0090460867122237,0.99443672314429932,0.99547244404779023,0.97935842452199084,1.0054228664338902,null,2.1615852752660558,0,8.0200357957188727E-3,0.36058697745038953,0.22218798017910191,1.7168106591184978E-2,5.6334972993736445E-4,8.0153378430056765E-3,0.47674494547945934,0.47822039859399301,8.2946719939318795E-3,0.29282556950622901,0.22244095710942799,5.6224085984239149E-2,2.6332930600876592E-2]
[null,1405,0.98876756510003339,0.99616803853097824,1.0195243979523434,1.0217336760180402,0.97147368675326284,1.0192902706967641,0.99697177690357552,null,2.1449138504732166,0,7.851576781674155E-3,0.36166111942797557,0.21324811695155318,1.7206454854275913E-2,5.526687262920356E-4,7.8470808462746938E-3,0.46336483473877416,0.49131587194172655,8.0987242719218807E-3,0.28638264092828591,0.22178859403244458,5.5519167609591559E-2,2.5780152925772702E-2]
[null,1406,1.0182108348404444,1.0420498799533311,1.000216332253502,0.99312903201199398,1.0073045956680955,0.96241244016274008,1.0017626222684539,null,1.9928210884020923,0,7.1389013462557632E-3,0.31447950703386685,0.19694198820149972,1.6249604661524839E-2,5.1789232933215339E-4,7.134491163325353E-3,0.43101225984971664,0.47761750169886341,7.8634382273606602E-3,0.28027322820775613,0.1949726609910048,4.9458347895547698E-2,2.3439069488549916E-2]
[null,1407,0.97743409379473256,0.97909931650367199,0.9838419781726786,1.0385842708594728,1.0303345766165699,1.042025814406683,1.0258779584019466,null,2.212031357324765,0,8.6582228882028482E-3,0.36725923641008901,0.21939713718798021,1.7367251236107818E-2,5.4484099823213161E-4,8.6533994884052268E-3,0.49096724946293813,0.49952866514305899,8.1905192271681006E-3,0.29630810863463752,0.2298385784783393,5.4205428182439924E-2,2.8429165763571462E-2]
[null,1408,0.98849364290170616,0.9867952072960311,0.99132030159025719,1.0151222870946717,0.99994149684887446,0.9797419688985719,0.99638197284930108,null,2.1135614290099158,0,7.9383464160928639E-3,0.34258702418631631,0.21555292664250314,1.6797585504388583E-2,5.4077656473257665E-4,7.9336431908430937E-3,0.45888201777928483,0.48822142455081724,8.0993177720275755E-3,0.29023191763622713,0.21348019978563237,5.3108404092109616E-2,2.6064537721125759E-2]
[null,1409,0.97431117348139751,1.0205096477320359,1.0108049393349574,1.026536543332323,0.99992801876086201,1.0021262890518285,1.0180035764219866,null,2.1400104166846372,0,7.8050584092582698E-3,0.35234945962826136,0.21122354234336238,1.7266114363036839E-2,5.5108206211492642E-4,7.8004818664962677E-3,0.47097898677111638,0.49365173672852197,8.2183709257203381E-3,0.28876119389466259,0.21714318094198379,5.4244265091922053E-2,2.5627060476694247E-2]
[null,1410,0.99756584531924797,0.98636844111621158,1.0176591128863066,0.9944834426066419,0.96653704720669564,0.98585505181254118,0.99470164536257055,null,2.104413480087568,0,7.6428817524252478E-3,0.3505308979701332,0.21406260430683585,1.6879491705184466E-2,5.4903198692911857E-4,7.6383956376996145E-3,0.4557350558080378,0.4782176370640055,8.0271871493808426E-3,0.28513219705747544,0.21518870370917623,5.5000603710953416E-2,2.5094555734179295E-2]
[null,1411,0.95754058828475619,1.0054212377089637,1.02332105510702,0.99274771054952315,1.0151664059631604,1.0224805970749882,1.02223717071522,null,2.2041782258514084,0,8.1557113162050755E-3,0.3789789254056497,0.21969374165346184,1.7556821561699222E-2,5.7055114905629517E-4,8.151111425392453E-3,0.49163495337640961,0.47736649158748795,8.3630670023714486E-3,0.29366865145660292,0.2319136958780825,5.76569367287392E-2,2.6778989942660082E-2]
[null,1412,1.01611223417995,1.0056008321531935,0.98690676181263015,1.0062541643425216,1.0207204703311692,0.97495248325242045,1.0328205888420827,null,2.0572283797040063,0,7.5794847299590941E-3,0.32377469574019413,0.20486013137289549,1.6587699370750424E-2,5.2000129412158199E-4,7.5749145902522831E-3,0.45604014431521706,0.48396959024021913,7.8789224233825252E-3,0.28610560774783761,0.2022685347748,5.0341622233471536E-2,2.4886000330820942E-2]
[null,1413,1.027151952129326,1.0193528164615311,1.0209382697861815,1.0249187736544725,0.98611957620729784,1.0177710246057607,0.98705477933527619,null,2.0492402586333398,0,7.3006236287234622E-3,0.33737735968671068,0.19817306048424552,1.6735690102651576E-2,5.2782029776890385E-4,7.2963441788546756E-3,0.4334559093968739,0.492843223430808,7.7961569912369574E-3,0.27963324679350743,0.20673223587015011,5.1999026977843171E-2,2.3970808051409793E-2]
[null,1414,0.99934304651678574,1.0156863178711999,0.99823985401679693,1.010790000127785,1.0294512212841971,1.0271783188626595,0.97208121103430467,null,2.0929627901128907,0,7.9511899052509636E-3,0.34868153978161748,0.20656488776485143,1.6619317748743711E-2,5.3214082220966153E-4,7.9466371062072473E-3,0.44335247834295588,0.48611698323637598,8.0117871386677295E-3,0.28833047136812689,0.21642091048420331,5.2229599364029933E-2,2.6107226860151454E-2]
[null,1415,1.0013871614603722,0.97914236841982105,1.0270982569130485,0.97156850784602389,1.021222024059548,1.0120916959723771,1.0289356156096985,null,2.1459731881660655,0,7.7902736443075035E-3,0.36516438666724932,0.2151974925591843,1.7213867708714133E-2,5.532729683317279E-4,7.785852738719584E-3,0.47730141467297593,0.46717166128802246,7.9971020450934956E-3,0.29028748559435813,0.2229875667858027,5.6524359636394073E-2,2.5578999145526412E-2]
[null,1416,1.03651105714831,1.0397713088758909,1.0177249556385453,0.99584415131548565,1.0113485330895422,0.95587355884983261,1.0103098054390558,null,1.9724817122202527,0,6.7581454988195197E-3,0.30998877366290245,0.19291167211613339,1.6375783612700756E-2,5.1740646308263592E-4,6.7539184536823975E-3,0.42549897760480299,0.47887176897296319,7.7255823715911987E-3,0.278349265264899,0.19029309614504977,4.9764845789259722E-2,2.2188767262005516E-2]
[null,1417,1.0446141077106739,0.99251134632973026,0.98082937035644113,0.96482218852874968,1.0107014418338884,0.97004974864217641,1.026209386751324,null,2.0049503445494725,0,7.5085175429108388E-3,0.31626555359258252,0.20259460834452828,1.6023032613637175E-2,5.0562537007116035E-4,7.5040091921667797E-3,0.4438597946763862,0.46405998415044702,7.6636138162740801E-3,0.28193029572154776,0.1982692198808369,4.9130071156370345E-2,2.4653053577535625E-2]
[null,1418,1.0355975824179475,1.0049011479013654,0.95564512532538981,1.0324429208430568,1.0331525152255634,0.99198211042356277,0.99896812209346653,null,2.0183540922057217,0,7.8119941205870742E-3,0.31040254475581891,0.19883047265361559,1.6045572054700554E-2,4.9575968450928283E-4,7.8073011607913637E-3,0.43342680638912762,0.49666289009315456,7.7289395985218673E-3,0.28493745245630736,0.19746122438147296,4.6717659073928545E-2,2.5649464024359601E-2]
[null,1419,0.98814147239712702,0.97537773437182462,1.0160123329946229,1.043253159121762,1.0005818545792213,1.0208979144176042,1.0146414668273771,null,2.1869300333532564,0,7.9981547077805203E-3,0.36543953185741712,0.21748783534221725,1.7569393806462906E-2,5.5592378089862067E-4,7.993594536781546E-3,0.47683458034599624,0.50167459888329657,8.1036496374029231E-3,0.29221064342799252,0.22454920582321455,5.6247733685411742E-2,2.626149693394347E-2]
[null,1420,0.98674642753030151,0.96418278950898262,1.0093111393827288,0.97487271568568212,1.0054133400774472,1.0075037025629183,1.0205794709867722,null,2.1719656050634253,0,8.1920109942002616E-3,0.36855210847876368,0.22164838155132691,1.7135347173025454E-2,5.558773092398337E-4,8.1873782659355222E-3,0.48414395147720019,0.46881138745001194,8.1147130691151641E-3,0.29236877219845303,0.22732042832737595,5.6421132724463065E-2,2.689813803271433E-2]
[null,1421,0.98551703608793018,1.0153941777589512,1.0096279452719468,1.0099736654034541,0.98745239757270087,0.99551065380124493,1.0073189904677273,null,2.1096209559655512,0,7.7196505680575686E-3,0.34754725260280012,0.2101327503846174,1.6969923110071831E-2,5.4532568550847793E-4,7.7151091871390095E-3,0.46111619759481065,0.48569031302510762,8.1248544460940895E-3,0.28612246680126846,0.21432634955921345,5.3703480027563845E-2,2.534658410941457E-2]
[null,1422,0.99430784987140775,1.0043095857047943,1.004167224412569,0.98236320786378717,1.0314264710094112,1.0059469156050598,1.0389701395742275,null,2.1243236688221447,0,7.8998064820148695E-3,0.35120429303647438,0.2112123504437376,1.6989523176529676E-2,5.4017821974080963E-4,7.8952493915164547E-3,0.47714098040579062,0.47242847132399757,8.0527036617580369E-3,0.28993066077691476,0.21725297623206616,5.3637686739719463E-2,2.593840189591478E-2]
[null,1423,0.99904204455220236,0.97428461077095585,0.98771185412086593,1.022121769606035,0.97806967636603037,0.99871116408422089,1.0064521512920643,null,2.1273042955121562,0,8.0920468682386532E-3,0.34632185055761933,0.21558890613974449,1.6842729044908862E-2,5.3601960774546527E-4,8.0873449382796725E-3,0.46451828327433314,0.49159883628588019,8.0135925712936928E-3,0.28806725939355116,0.21625425643015886,5.2997767357539853E-2,2.6569496779340979E-2]
[null,1424,1.010784588634916,0.99418629230014788,0.95440739732405389,1.0233043997396598,0.99560708785320451,1.0387920040564871,0.99840367150184961,null,2.0993685345546274,0,8.5589996899204431E-3,0.33912165856227966,0.20796008419341741,1.6289038292818952E-2,5.0952249405737085E-4,8.5541622296333893E-3,0.45641215810092739,0.49227061322286114,7.9186013088685253E-3,0.28590082974604963,0.21588722563846771,4.9000500605839083E-2,2.810313984932503E-2]
[null,1425,0.97654735938685422,0.99190012666765193,1.0305001802808964,0.99857664198385176,0.99635123462485875,1.032002391147506,0.97238925069959925,null,2.1712939975764645,0,8.0210479352220924E-3,0.37894611165619474,0.21786738314069259,1.7240774784684731E-2,5.6615871641240855E-4,8.0165603225126544E-3,0.46264679898485639,0.48014841531369123,8.2007214385179331E-3,0.2906149223951191,0.2309637236593346,5.7766528265336528E-2,2.6336946834334084E-2]
[null,1426,0.98616309523381973,1.0095633948620826,0.99872338019729945,1.0195865728508609,0.9940590337177273,1.0343499703963248,1.0093171698621846,null,2.1446860814560917,0,8.1579681727047444E-3,0.35815153407839856,0.21088992490173894,1.7029502256528554E-2,5.4079860553859333E-4,8.1533466014684919E-3,0.46962430392249571,0.49034603407704419,8.1188920463089523E-3,0.28751413694292949,0.22223753956919975,5.3451703421150347E-2,2.6786333205993936E-2]
[null,1427,0.97912489511387324,0.99648570963682048,0.98895024776916662,0.97238467073437784,1.0092542858118012,0.97405867970008886,0.96709032105667103,null,2.0878745822708051,0,8.0388975843825664E-3,0.34503082437604038,0.21657877803794373,1.6352964214854628E-2,5.4263524398148852E-4,8.0341515866850215E-3,0.44842123072040241,0.46767372142036584,8.176676329052673E-3,0.29037283055291102,0.21529513715265552,5.3039790495917269E-2,2.6394739724378866E-2]
[null,1428,1.009984455245049,0.9735194185315772,0.99929273208393621,1.0245406680970817,1.0280173908960564,1.0132091033336741,1.0072801467938584,null,2.1317045312220633,0,7.9612225979481047E-3,0.34997135800085516,0.21303444028639504,1.7019717966715898E-2,5.3605839982603562E-4,7.9566477144591228E-3,0.46203445000783561,0.49272685574706071,7.9274335109428794E-3,0.29166001681038101,0.21709121761685876,5.3567442870909157E-2,2.6140114887772056E-2]
[null,1429,1.0057552301463428,0.97209117247595356,0.97533957685484285,0.99478264144758788,1.0262920137017209,1.0032085920927065,1.0047209908923562,null,2.1130815569426433,0,8.2786141656914988E-3,0.3443086301997017,0.21513208739576917,1.6535128185256164E-2,5.2686179416074476E-4,8.2738548321541032E-3,0.46292420983435767,0.47848678939229355,7.9593947879804047E-3,0.29161593730828272,0.21653473045086019,5.188030590857181E-2,2.7182241018943794E-2]
[null,1430,1.0260116840923974,0.96587221847932059,0.95944217723079583,1.0262599859354664,1.0227812006483312,0.98906034078058469,1.0484850507694798,null,2.0972514797237691,0,8.1159441042768111E-3,0.32533428551651394,0.21073095009468956,1.6601967613247202E-2,5.1018921409291384E-4,8.1111579605565969E-3,0.47012798480590418,0.49367668227175843,7.8013624842782642E-3,0.28979942996409225,0.20650092437405859,4.9524759407972713E-2,2.664773012087911E-2]
[null,1431,1.0114872588563055,0.98664466516383786,1.0410757700991464,0.99619482025251305,1.0194425608024396,0.98091985855442265,0.99459228945764588,null,2.0924902595940398,0,7.2171193343192807E-3,0.34936745172847478,0.21071705992375619,1.7117076764950636E-2,5.5302401836402162E-4,7.2128440694449094E-3,0.44786093851972458,0.47897255255043081,7.9180509436930988E-3,0.28851438011944369,0.21168618274568299,5.6091333873228837E-2,2.3696483671162779E-2]
[null,1432,1.0073508111607496,1.0289073291017492,0.97964415806613614,0.98961543904788174,1.0117289751682312,1.0022570302784637,1.0072160142396487,null,2.0478757735096318,0,7.8553289202998207E-3,0.32997147182220643,0.20251637799899397,1.6259260770727056E-2,5.1626373341942023E-4,7.8507127443985542E-3,0.44868673692583305,0.47598856155517216,7.9470336799979547E-3,0.28364786927005331,0.2070029417516229,4.9551787312852889E-2,2.5792084864652676E-2]
[null,1433,0.99632451027973512,1.0085757957976,0.98269127748160612,0.98110879508838833,0.99689205461526964,1.0031290873683663,0.97300624880828979,null,2.0703573098669192,0,8.0825421880920314E-3,0.34192110946856707,0.20979455315733891,1.6212041639104197E-2,5.276453446491008E-4,8.0778582447010132E-3,0.44429594910111264,0.47188802841748245,8.0351595543724629E-3,0.28570096364936048,0.21412315786814934,5.1325055632346739E-2,2.6538329977824737E-2]
[null,1434,1.0116991858267674,0.97247241585480215,0.99051349558532631,1.0128984256442166,0.9691718876797627,1.0174828085725143,1.0019299909170984,null,2.1179799759305293,0,8.1121639087157593E-3,0.34944342156761826,0.21320629282139833,1.672398499162317E-2,5.3107715243462625E-4,8.1075361932278142E-3,0.46028579568477901,0.48715430204664556,7.9134961009962174E-3,0.28537976651242969,0.21785331954759377,5.2857315755620027E-2,2.6635831464878655E-2]
[null,1435,1.0231725560443747,1.0228799314000543,1.0037719077443565,0.99005242816875483,0.97999475791020463,1.0233741958629259,0.97221012557215836,null,2.0345988278792126,0,7.6254819029327918E-3,0.33869908716143743,0.20008155952446113,1.6247171030889421E-2,5.2091759045611171E-4,7.6210831816786355E-3,0.43058854335550284,0.47612745507615417,7.8255066072318771E-3,0.27886195866744956,0.20956436529973588,5.1048983469681009E-2,2.5037678817465301E-2]
[null,1436,0.99956530405132182,0.99267691908327527,1.011417512910638,1.0150850085383778,0.99619454492699799,1.0248214879691342,1.0044839727640449,null,2.1350457058504717,0,7.914229746225113E-3,0.35778964693951071,0.21155822755383791,1.7076756992537814E-2,5.4343717379556509E-4,7.9097232345098564E-3,0.4634744847620535,0.48814296771475862,8.0107683426060266E-3,0.2875787732781071,0.22041947587510913,5.4469720662622081E-2,2.5985953067248855E-2]
[null,1437,0.96890677445448847,0.98506043213341443,0.99581199281718202,1.0316989899430835,0.99298473873029647,1.0004370710763828,1.0215882689214009,null,2.1846739096149514,0,8.2356291954907186E-3,0.35913151051214487,0.22042813610260067,1.7349192774024746E-2,5.5438251380797638E-4,8.2308587239021385E-3,0.4845544198661465,0.49618014854011355,8.2633166630852271E-3,0.29297758095949,0.2232159184596528,5.4983088548318459E-2,2.7040985147153602E-2]
[null,1438,1.0336411957899045,0.97064051782186944,0.99325272568332512,0.98997830504450357,0.99185521838529367,1.0382941688873419,1.0142906693016043,null,2.1023673579212772,0,8.0853458884046457E-3,0.35050547071442362,0.20914048038325994,1.6593816281315954E-2,5.2150882342430645E-4,8.0808309780959452E-3,0.46029023463575247,0.47612275962567296,7.7456623466945467E-3,0.28437103030310396,0.21817319331026452,5.235962005646401E-2,2.6548096351209974E-2]
[null,1439,0.97189596202263451,0.97311003896203085,1.0128231810933082,0.96382312614361476,1.0050164285593821,1.0132154724153537,1.0287830229900519,null,2.1946628116513147,0,8.3118308131582153E-3,0.37698931135504943,0.22323243911142232,1.726953468548351E-2,5.6410016852856935E-4,8.3071684978667931E-3,0.49519027042396002,0.46348771136177436,8.2389142670147124E-3,0.29304241860383012,0.23206324132569897,5.7297845672132107E-2,2.729168699170945E-2]
[null,1440,1.0077258092516688,1.0073310568973739,1.0008830693109638,0.99132146684348232,1.0325925999317334,0.97236281394179436,1.0240200671248529,null,2.0663805838124962,0,7.5080742987090887E-3,0.33125766950482582,0.20710014044397579,1.6694625730658719E-2,5.3074615593015639E-4,7.5035617942328528E-3,0.45619209502926844,0.47674624201024912,7.9452927300290854E-3,0.2880378305147413,0.20529696399292977,5.1931906471139877E-2,2.4651583733222654E-2]
[null,1441,0.97848267036408376,0.98240598329068762,0.98062956869205054,1.0395680603862658,0.97418894167449832,1.0208735715096167,0.98287116532410834,null,2.1616235666645864,0,8.4856731702429092E-3,0.35726999532005244,0.21831888558180607,1.6902262568585777E-2,5.419124873198124E-4,8.4808389773489111E-3,0.46509777974402944,0.50001186271415454,8.1815527639691639E-3,0.29012506738011218,0.22400099841343654,5.3315834206963106E-2,2.7862249677050806E-2]
[null,1442,0.99595312709330264,0.9964806456628208,0.987208086429614,0.97794841372737418,0.97604419898105654,0.99143293866427129,1.0348325049686016,null,2.1025230808907662,0,8.0207528378841795E-3,0.34287012923269194,0.21253978030369056,1.6634485967847022E-2,5.3261156903698615E-4,8.0160752155471575E-3,0.47394405935695261,0.47035472985252258,8.0384173002882187E-3,0.28484566125651611,0.21416079202402513,5.2271738545655831E-2,2.633535310387548E-2]
[null,1443,1.0228200352904331,0.99098318372728533,1.0120438140378181,0.99408673660444424,1.0191072024897976,0.97224537489714313,0.96584260505453434,null,2.0367732027902989,0,7.3365110916196619E-3,0.33214168156375634,0.20705448413299912,1.6429413024572778E-2,5.3174841625798009E-4,7.3321080459755337E-3,0.42709611316665891,0.47804329922178468,7.8286717991827692E-3,0.28640902567959164,0.20454641672199758,5.260844839512073E-2,2.4088303714020484E-2]
[null,1444,1.0273372069427722,1.0044880832181631,0.98240766589500794,0.98707824363539864,0.96114814063215959,1.0001966818119761,0.99111601446796571,null,2.0275955256269564,0,7.7664502980372115E-3,0.32833156907009919,0.203180673390325,1.6057507015763431E-2,5.1241472302261399E-4,7.7618984949586823E-3,0.43773860365250089,0.47476001932417439,7.7925826179902243E-3,0.27835634370752954,0.20564647331003191,4.9723588772037211E-2,2.5500301846559433E-2]
[null,1445,0.98501946699026877,0.97729047192060292,1.0052853897994063,0.9658606300824446,1.0095575023406473,1.0361292806469933,1.0085168985249642,null,2.1734728839911153,0,8.4242235885690527E-3,0.37549682282783375,0.21932665187195044,1.6974601190324033E-2,5.5181720503259216E-4,8.4195806264408604E-3,0.48143402734194995,0.46448901581350965,8.128703458946054E-3,0.29136041264387846,0.23213282664154591,5.592165142048397E-2,2.766099653778438E-2]
[null,1446,1.0135045865633392,0.99870064604977993,1.0406488236023494,1.0387202218031137,0.97151726344951439,1.0045227780450199,1.000275081397852,null,2.1014782771424025,0,7.2170489073198722E-3,0.34902181226823015,0.20577332924759503,1.7322316430715447E-2,5.4903708821351857E-4,7.2128001795558547E-3,0.44831451330317129,0.49942013876493735,7.9022659714070905E-3,0.28268127781830332,0.21152685247229278,5.527464302636434E-2,2.3696339478937165E-2]
[null,1447,0.96254412595089012,1.0430087298586239,1.0067739855435989,1.0101376061763196,0.98099875206359366,1.0276251273747277,0.9916076556753981,null,2.1365061410872945,0,8.0728400907848046E-3,0.36106628166885163,0.20990087999157031,1.6981387979938225E-2,5.5094109908710722E-4,8.0682208208566909E-3,0.46453795794537839,0.48577766916551751,8.3185976255095804E-3,0.28589972394237373,0.22302348241791561,5.3947170541566218E-2,2.6506667979511674E-2]
[null,1448,1.0135737082420495,0.98191837506646062,1.0230691459443477,0.99757902514994867,1.0010979548513568,0.99293014527572931,1.0230481691082551,null,2.1076972238747,0,7.5060314356537924E-3,0.34857980148296258,0.21117813221122181,1.708948574719214E-2,5.4400905819330513E-4,7.5016429169868547E-3,0.46290710811538138,0.47969038320164264,7.900719421379555E-3,0.28693774723673293,0.2133412965526601,5.4887649753993552E-2,2.4645279612006538E-2]
[null,1449,1.0409509437352411,1.0033067854962858,1.0026286755779783,1.0378348649334546,0.99312266531186166,0.98862173897033301,0.99054032909859913,null,2.020388469127202,0,7.2202568320581667E-3,0.31984550811717333,0.19767936110732254,1.6514630392777428E-2,5.1545316759989005E-4,7.2158924451926525E-3,0.42698934632168223,0.4991100878780767,7.6917913637298422E-3,0.28030167241901999,0.19802760854663345,5.0010875646347569E-2,2.3706498553702101E-2]
[null,1450,0.99910887659295078,0.98378865599718901,0.97151751678275611,1.0191320181141801,0.97089751666752722,1.0219647873259396,0.96860453583989137,null,2.1081588961380731,0,8.4182051777967216E-3,0.34703136805892576,0.21343622224974879,1.6381254753191916E-2,5.2596714054473678E-4,8.4134105998422328E-3,0.44863485751380289,0.4902105032490543,8.0121227807567561E-3,0.28620006957033545,0.21873051878693747,5.1360080572008616E-2,2.7640726040718679E-2]
[null,1451,1.0156491295480556,1.000168279905024,1.01918956946377,0.97621124535155201,0.97371977965946033,1.0303402696387649,1.0226194568290674,null,2.1027094041165713,0,7.744981834633847E-3,0.35647846215771822,0.20730823844953997,1.6845983410164113E-2,5.3701561326877317E-4,7.7406097729871923E-3,0.46451989274667704,0.46942669162624356,7.8843531992896388E-3,0.28146011595047737,0.21865149762604427,5.4171163765513237E-2,2.5430361633278751E-2]
[null,1452,0.97693843839211603,0.98983752068996178,1.0063895089215824,1.0215299874532373,1.0326264875088547,0.95679004818152236,0.97513419107050403,null,2.1134360315445795,0,7.6667332818033639E-3,0.34258656894587114,0.21761395808351858,1.6973543415052871E-2,5.5410937898041736E-4,7.6620832141281953E-3,0.44985975964938468,0.49125745506018226,8.1960077704038986E-3,0.29500785845120603,0.21165505899238532,5.4563984919009177E-2,2.5172376946262221E-2]
[null,1453,0.98985628094789879,1.0071422141842621,1.0195600568304133,1.0257912842018311,1.016890163602969,1.0385935431429532,0.96434965981274934,null,2.135784133504818,0,7.9103107128085364E-3,0.36439921381011225,0.2103294581774012,1.7065853559269227E-2,5.4966460072893128E-4,7.9058395932262368E-3,0.44794100563873696,0.49326692600517591,8.089818795530862E-3,0.28962973634256151,0.22346324909361387,5.5080484529135915E-2,2.5973194072131812E-2]
[null,1454,1.0183963967588687,1.0108851848041296,1.0083765841348453,1.0208483014468073,0.97223383731772772,1.0201831353578412,1.0074000133265435,null,2.0771591764659818,0,7.5996035374626446E-3,0.34115795694045686,0.20249643421148977,1.6784884255692394E-2,5.2805574795362486E-4,7.5951929230483528E-3,0.44942753380673817,0.49092363325050714,7.8624689342027248E-3,0.2804554216725248,0.21053525839039591,5.2039318775685552E-2,2.4952621094746236E-2]
[null,1455,1.0030312817203677,1.0091444911326248,1.0288245717801772,0.98906879534323333,0.99436975076270329,1.0166179428601301,1.032951909264441,null,2.1180622457882254,0,7.5756059651769401E-3,0.35651618614998337,0.20798441769475201,1.7175108386972216E-2,5.4659247026383887E-4,7.5712562384749509E-3,0.47024670854880002,0.47558156331868806,7.9840935139326562E-3,0.28458388635549436,0.21749643891782999,5.5077618674922023E-2,2.4873981483287261E-2]
[null,1456,1.028813109238822,1.0075112862966646,0.96131422878167627,0.98650709960834426,1.0084877982174927,1.0058051483644561,0.99141734130330328,null,2.0225400462774683,0,8.019231439277236E-3,0.32285717482042309,0.20213386953612972,1.5846561338475007E-2,5.0115640425774457E-4,8.0145509105833176E-3,0.43732620451643689,0.47454816050515125,7.7802240977847877E-3,0.28260775635075064,0.20470478508744946,4.7908488871374014E-2,2.6330345277928078E-2]
[null,1457,1.0405446444013593,0.98093591494001164,0.99267283408358575,0.9874087622793819,0.9894241296566173,0.97494910678208391,1.0290616939307617,null,2.0371436385608925,0,7.4769342814717228E-3,0.32368333439501318,0.20533494812460248,1.6395690911429804E-2,5.1559201216405226E-4,7.4724644523447344E-3,0.44980954916936883,0.47488866454773976,7.6942419067004431E-3,0.2820027994212071,0.20154449342756417,5.0729375386071765E-2,2.4549419088157057E-2]
[null,1458,1.0120386113568467,0.95601199588735131,0.98101174830838722,0.99594552894484945,1.017151325001874,1.0018206061990045,1.0052003024156861,null,2.1216464000248614,0,8.2391799980727435E-3,0.3471976868918179,0.21723602706580522,1.6628887957780225E-2,5.2987051424721468E-4,8.2344575131532271E-3,0.46404459542958865,0.47902913660783292,7.9103005828175619E-3,0.29163356161297205,0.21763793145888147,5.2750316075165449E-2,2.7052808312870651E-2]
[null,1459,0.99163060200802366,0.98721771628333588,0.99042385639215635,1.0050771145551238,0.99526215222590608,1.0227180843176504,1.0021500700783579,null,2.1405595502997645,0,8.2829294445648533E-3,0.35672680038924215,0.21495715404882482,1.6827467581863591E-2,5.3852886573831017E-4,8.2782357982259681E-3,0.46798756521900009,0.48339290534863222,8.0736439283127757E-3,0.28903955902063272,0.22240541013095111,5.3418575528958664E-2,2.7196633883947718E-2]
[null,1460,1.0041705256565217,0.99917458720497576,1.0103381858060145,0.99121600011531341,1.0075672278267171,0.98193730460672046,1.0094620780136545,null,2.0831854448103542,0,7.5605049966295012E-3,0.34093956735644487,0.20975581640036359,1.6783786501574204E-2,5.3900361170855136E-4,7.5560238098782689E-3,0.45526551932385495,0.47666778581141467,7.9739679560612946E-3,0.28688621232948819,0.21016704643546838,5.3387282153415483E-2,2.4823938117308708E-2]
[null,1461,0.99682633510394114,0.99244413156385469,1.0245265165474005,1.0447452137019579,1.017385686796479,0.99520617007463685,1.0081225529787456,null,2.1335550381578954,0,7.5059182947942111E-3,0.34974634783132591,0.2111908553813292,1.7432898974635857E-2,5.5152406218355828E-4,7.5014844687516244E-3,0.45994493533496628,0.50236600223400607,8.0335418150084964E-3,0.2906122122556199,0.21388038787669589,5.5156007158937273E-2,2.4644759059228364E-2]
[null,1462,0.96124968676298272,0.99758444970919868,0.98903575111580189,0.96786037546723236,0.97250212317368667,0.97855400381097113,1.0144559733949048,null,2.1384333580973731,0,8.2608267470602858E-3,0.35462813646082547,0.22059209714198363,1.6740853273826805E-2,5.5252592375450279E-4,8.2559952236006626E-3,0.48063621738517504,0.46549748950501507,8.3287333112185905E-3,0.28890354400785551,0.22127289976461875,5.416212631417975E-2,2.7123566532377148E-2]
[null,1463,0.98509316879555631,0.97356242550238858,0.99484974559090955,1.0200855834678624,0.98369861414390014,0.98839788323729516,1.0347947573923066,null,2.1607708943341266,0,8.0767560009105156E-3,0.35141908403287592,0.21927092782061142,1.7213218153257749E-2,5.4735586128316796E-4,8.0720352348360464E-3,0.48343845997656248,0.49059777796851278,8.1274829309501521E-3,0.29068572148683625,0.21854234525607308,5.441404207229155E-2,2.6519199540946618E-2]
[null,1464,1.0043212405807651,0.97264069818472398,1.0180826036940775,0.98396232156195773,0.97565229110806762,0.99410537372489927,0.97983750575766482,null,2.1058554666344826,0,7.7409270958910424E-3,0.35537780003170955,0.2156905743738825,1.6766326693628042E-2,5.4861629051721752E-4,7.7364488694877916E-3,0.45103754913482547,0.47315711758007067,7.9732180907815479E-3,0.28633636857933115,0.21811218696016213,5.5443495382256021E-2,2.541669174372041E-2]
[null,1465,1.018367310243895,0.99633322714817263,1.0391749372286059,1.003554438445512,0.98817665942152433,0.97531539592805161,0.99904132818596691,null,2.0658409433647758,0,7.0644841667083505E-3,0.34048134686492748,0.20665795513836016,1.6999984995178279E-2,5.4620774983541083E-4,7.0602425845544079E-3,0.44272847894992651,0.48251659892821208,7.8644483109330185E-3,0.283463127695946,0.20651975119913579,5.4872145789603616E-2,2.3195139324870637E-2]
[null,1466,1.0185257487758779,1.0364069367352196,0.96952287976061624,1.0138430746254778,1.0063741418226484,1.011600120041676,1.0084925952664348,null,2.0293744168234178,0,7.8260217326984374E-3,0.32112571975703513,0.19691723880692416,1.616532145432735E-2,5.0436335497944002E-4,7.8214022521070313E-3,0.44219574535082012,0.48767259242708988,7.8592694133861642E-3,0.28095182192810036,0.20263673870920718,4.7654434514096816E-2,2.5695790588041025E-2]
[null,1467,0.98288213238748823,1.0141399255882759,0.98574973614389039,1.0126806498291216,0.99369661004916299,1.0204492114211567,0.99566093454872495,null,2.1207842380321149,0,8.2223041042151831E-3,0.35030562958424721,0.2109015108093113,1.671005755524442E-2,5.3519519093069565E-4,8.2175874987608401E-3,0.46163652111768905,0.48706399104158343,8.1452317354704894E-3,0.28734146760497947,0.21898838809730151,5.2163576943380051E-2,2.6997384957432414E-2]
[null,1468,0.99005314011991097,0.9697624047157043,0.99140087680971811,0.97940538801000343,1.0228794943055066,1.0050208063257746,1.0009350534595285,null,2.1438479179371726,0,8.3083412590631341E-3,0.35862971678578981,0.21960144129597317,1.6769299152390185E-2,5.4373855265333433E-4,8.3036131765992383E-3,0.47088123695412587,0.47104320405191269,8.0865647065058183E-3,0.29324540182918662,0.22346676079453084,5.4305275264442864E-2,2.7280006632124352E-2]
[null,1469,1.0074953485881082,0.9961298527959962,0.95794262074521774,1.0310430792295604,1.0024073012916215,0.98595784060114033,1.0197816343568016,null,2.0770297300706684,0,8.0856485644853048E-3,0.32299297619612166,0.2080102255820071,1.6413082752563715E-2,5.1247675835668668E-4,8.0808237893596167E-3,0.45763946322402227,0.4959822691197695,7.9446550305649014E-3,0.28694771912968814,0.20519455303199835,4.8849061286770877E-2,2.6548072733927886E-2]
[null,1470,0.97402488285831679,0.97614459786714791,0.98659072722015928,1.012191798545462,1.0327928287407269,0.97781211739537699,1.0016498148190798,null,2.1521334422963818,0,8.2006749262710354E-3,0.35005926288451944,0.22155860463873484,1.6977070227535113E-2,5.4879992660654582E-4,8.1958480656937251E-3,0.47145157969809165,0.48682632169261164,8.2193498126860009E-3,0.29676193962142333,0.21872871019810325,5.4080666441593851E-2,2.692596401505027E-2]
[null,1471,0.99589487197065063,1.035888012185604,0.96200905547956372,0.99450273029931868,1.0161662453281752,0.9770019110448136,0.96326814416949313,null,2.0155240008102115,0,7.9175765773258962E-3,0.31927191203530619,0.20354692008023928,1.5824551028793453E-2,5.1233310185977334E-4,7.9127995610015489E-3,0.42844752418666787,0.4783922691412803,8.0374311310194135E-3,0.28507000301076885,0.20234955456141582,4.8080219772324642E-2,2.5996059776859606E-2]
[null,1472,0.96961395925007987,1.0139048600035565,0.96901506996403131,0.9842409206529813,0.98184682467059992,1.0058360906628292,0.98733098179109091,null,2.1127973198185197,0,8.510615465957121E-3,0.34881132786807373,0.21494518019672956,1.6343426550333887E-2,5.3422597312132608E-4,8.5057165659790969E-3,0.46340370345808285,0.47343505731215468,8.2556970082338071E-3,0.28748425462879157,0.22017180105045875,5.1473564215336304E-2,2.7943980457181002E-2]
[null,1473,0.996084769646712,1.0412338104945658,0.96520804903646118,0.96659784516621772,0.95715053629175206,0.96773621641544727,1.0265535275871258,null,2.0193788601634477,0,7.8339898551247397E-3,0.31825086107343481,0.20340736745092855,1.5943237815720067E-2,5.127072355590195E-4,7.8292455601205249E-3,0.45489861100934503,0.46495961149863074,8.0360833399752297E-3,0.27804702045181312,0.20132687929623788,4.8279666940793699E-2,2.5721558346012797E-2]
[null,1474,1.0070122708665203,1.0227458333932229,0.98414148867869589,1.0049102590643872,1.0021501736197203,1.0087437402101678,0.97660615532489525,null,2.0503994224530167,0,7.8610867010916706E-3,0.3336686237565395,0.20331056679882331,1.6257178085384742E-2,5.1983585205055193E-4,7.8564879382272326E-3,0.43705945178049765,0.48333154768544401,7.9499627135628768E-3,0.28361312927693422,0.20878090018415033,5.0101766871830523E-2,2.5811058210664522E-2]
[null,1475,1.0232299086595429,1.0452545504084625,0.95717898064742279,0.97404928443041316,1.0313856852811454,1.0047495655132221,0.98271541907486282,null,1.9853213530516718,0,7.9084364132479407E-3,0.31535739689166203,0.19586094116595618,1.5573207603230464E-2,4.9462021846963342E-4,7.9037712873671843E-3,0.42746313136170888,0.46856772533465568,7.8224444958636778E-3,0.28148243862598987,0.20043322818908516,4.6304485260468597E-2,2.5966399030461135E-2]
[null,1476,1.0149167945868041,1.0196294711575808,0.97235424861976882,1.0167214979931192,0.96490093496420437,0.99617681739047215,1.0382903907444143,null,2.0531509430797756,0,7.8085997665778952E-3,0.32251710775903464,0.20146543551364984,1.6413796734582098E-2,5.1081311462411461E-4,7.8039525741942367E-3,0.45856858946933315,0.48904845488686854,7.887376750346016E-3,0.27920617494319072,0.20318087446609748,4.8718503780601427E-2,2.5638462853828765E-2]
[null,1477,0.9929452303287345,0.97280652473088192,1.034527464880868,0.97440653740831906,1.0425472705076475,0.98749818404416201,0.98069269213164945,null,2.1310050731184105,0,7.6301099631696156E-3,0.36383194332447699,0.21847011558900756,1.7091108223037756E-2,5.6320349129707428E-4,7.6256880864775233E-3,0.45631487548815813,0.46851521314581374,8.0655273002565239E-3,0.29432912436900271,0.22125428535622879,5.752129131550892E-2,2.5052807392313654E-2]
[null,1478,0.97302256457187852,1.0294149694025103,1.0065983829176657,0.97620337280009795,1.0270341474809233,0.98872224962765021,0.97267424814107517,null,2.0884086280937271,0,7.8119416262523922E-3,0.34925005095343858,0.21118480403388121,1.6587786441678048E-2,5.4778752558781556E-4,7.8073468857279612E-3,0.44842893420754132,0.46945911950987501,8.2290045580042642E-3,0.28973170557551703,0.21574630654286012,5.35981092405673E-2,2.5649614245299223E-2]
[null,1479,1.0109129534485208,0.9805900332455495,1.0251250187176175,0.97523782026165118,0.983759127936356,1.0153395013709099,0.99743091145257379,null,2.1123107672476427,0,7.7305233673766911E-3,0.36071799732854165,0.21263717258844728,1.6873885769651858E-2,5.4675603504963086E-4,7.7261340924905941E-3,0.45794516045250427,0.46894164728906795,7.9216323735622311E-3,0.28517084780824203,0.22051590432145304,5.5661348130844002E-2,2.5382804425163059E-2]
[null,1480,0.99728498136364618,0.99314734682020422,1.0164061570020568,1.0001339785310508,0.98940508750223599,0.98585940676942763,1.023090487640832,null,2.1140004045526766,0,7.6077121397106675E-3,0.34790948099403668,0.21248899380470163,1.707744639797561E-2,5.470595149016888E-4,7.6032288632493601E-3,0.46681879621583844,0.48093849507303016,8.0293750116283719E-3,0.2868658043211807,0.21373019726918197,5.4620217516025256E-2,2.4979021710636748E-2]
[null,1481,1.0161491063226746,0.98828842172074727,0.97627979729645453,1.0003719673521525,0.96815743816866118,0.99406187870575868,0.96540503964279645,null,2.0487049866193545,0,7.9705118891682334E-3,0.33221314603363788,0.20891749163414694,1.6075310774002139E-2,5.1848865092713966E-4,7.9658386387569634E-3,0.43392602848230444,0.48117240055359395,7.8780338590558451E-3,0.28263546760345032,0.20881438942155015,5.0388592863836651E-2,2.6170309993260227E-2]
[null,1482,1.0017253573968496,0.97949924756722029,1.0148495935539632,1.038534863418078,1.017561541732773,0.99472890307280792,1.0322586832333309,null,2.1453023275711174,0,7.6548054619873336E-3,0.34880814771488061,0.2132292738961169,1.7445168398690706E-2,5.4688123274962137E-4,7.6503070989869162E-3,0.47213282350239705,0.4994092395298016,7.9936929282244731E-3,0.29134053126998311,0.21447036900739813,5.4797009786113855E-2,2.513368866775954E-2]
[null,1483,1.0362799362233197,0.98458644663768535,1.0105804986874134,1.020067154699094,1.0041712063529953,1.0097378761805238,0.95877504050880868,null,2.0511696131901354,0,7.4907876932536581E-3,0.33798806035534928,0.20424903205490469,1.6511878850370202E-2,5.2550054153747679E-4,7.4864212755139034E-3,0.42429328573716313,0.49054134421089174,7.7269059688048897E-3,0.2841492561463162,0.20831908554881851,5.2274358508562491E-2,2.4595271685155594E-2]
[null,1484,0.99216844711562802,1.0287364146353857,0.97185196563711473,0.99262495081429969,1.0182074524721652,0.96799282893044647,0.98740666188270221,null,2.0369061143541631,0,7.8179621587724096E-3,0.32252483341574623,0.20609539423412654,1.6123985920563362E-2,5.2042712459515251E-4,7.8132218495032477E-3,0.4413157885756156,0.47745939297138817,8.0681886774672251E-3,0.28653822541492413,0.20324488536530066,4.9350817596431236E-2,2.5668915367274052E-2]
[null,1485,0.97781427982290636,0.97703268175344316,0.97059250426337629,0.99415788098999081,1.0094818079958694,1.0155461616824535,0.97899578986517721,null,2.1489765459860597,0,8.7061973051534396E-3,0.35813715037766491,0.22067727678402099,1.6538520036527067E-2,5.3844226648440971E-4,8.7012782102103611E-3,0.46611247785018417,0.47820052594411322,8.1865543860858564E-3,0.29327743129774791,0.22585148708520245,5.2875136481298143E-2,2.8586462571672133E-2]
[null,1486,0.98802568418452452,1.0091163165890413,0.9953237147251599,0.97732293981369467,0.96459467877727989,1.0088823443959953,0.98051584932477032,null,2.0927257031582984,0,8.069889566556963E-3,0.35150876014842825,0.21177351534087227,1.6430210259780715E-2,5.3819179440124643E-4,8.0652530514443172E-3,0.45293677032056845,0.47003022400194089,8.1033878150773772E-3,0.28344715574936946,0.21853895518911623,5.2926251139470692E-2,2.649691791438577E-2]
[null,1487,0.96899517853714456,0.97983152267634721,0.98576202613809982,1.0062774377862749,0.97926830634011341,0.98433141393982138,0.9911644009783569,null,2.1494188934181784,0,8.3062656038744957E-3,0.35388916137025928,0.22207500067059954,1.6833931975189093E-2,5.5039634467460687E-4,8.301415174086944E-3,0.46962467732024121,0.483984232852461,8.2619641697009479E-3,0.29152393609122279,0.22122701820330079,5.4180639354560141E-2,2.7272785495754247E-2]
[null,1488,0.9863116427649733,0.9950566469242843,1.0163008361535519,0.96552293971151548,0.99530476469842366,1.0267140772453589,0.98739022803069876,null,2.1371053929449162,0,8.0921900660090983E-3,0.36998617103108222,0.2153776874872147,1.6828999928386573E-2,5.5266807790301214E-4,8.0876596966105632E-3,0.4643500942560489,0.46429524299382502,8.1187006799436044E-3,0.28790270979417409,0.22730599272161928,5.5821125483686111E-2,2.6570530860429729E-2]
[null,1489,0.98407332802573133,1.0087508383577106,1.0011070875103156,1.0289621482916242,0.98104971952931619,0.97387175179779129,0.96962036998062118,null,2.0856185376457623,0,7.6603448158019706E-3,0.33815030797375811,0.21125504089798008,1.6730456241913338E-2,5.4330825546126341E-4,7.6557279580229416E-3,0.44161552044214858,0.49484771151167445,8.1362732526814273E-3,0.28675657219951806,0.20954196948305201,5.289449633391527E-2,2.5151497911435696E-2]
[null,1490,0.97202768329070688,1.0137169934021815,1.0087411294715907,0.96884969274582078,1.0026572708951558,1.0338511414376315,0.9653440983205207,null,2.1353372347952089,0,8.264467455476673E-3,0.37132544636862774,0.21479986145177513,1.6678930523275709E-2,5.5281107044439723E-4,8.2598540565494462E-3,0.45760108417882456,0.46591657690866739,8.2375546206680719E-3,0.28881991176537403,0.22910491290659896,5.5168514375643921E-2,2.7136244024234764E-2]
[null,1491,0.98791303247609341,1.0002536224987431,0.99876030345812761,0.98706885307277015,1.0232763572788328,1.0179156476122178,0.99907661304182949,null,2.1287054429682892,0,8.1378578763909529E-3,0.35729825751350569,0.21347168772567576,1.6796680726513736E-2,5.4186324769810233E-4,8.1332276122117412E-3,0.46503865189775306,0.47470729796239036,8.1045128274927804E-3,0.29055123668793992,0.22170340679677694,5.377624191051484E-2,2.6720235936205101E-2]
[null,1492,1.0037963282928921,0.97655638577079329,1.0067908235390368,0.96007528786793461,1.0459954216846155,1.000908317222015,0.99783224372665535,null,2.1112145491000716,0,7.9497940611148316E-3,0.35557680775519646,0.21527680319149398,1.6685775280436677E-2,5.4240433556555301E-4,7.9452465476114714E-3,0.460767206230982,0.46170252886519692,7.9767359466116176E-3,0.29240565985124756,0.21963064695131257,5.4551869772026342E-2,2.6102658433502918E-2]
[null,1493,0.99013406412474947,1.0003506572586793,1.0369290820791868,0.96042232076558853,1.0111813106562966,1.0333895436772462,1.0121176654922956,null,2.1511832998495457,0,7.8439453862990411E-3,0.37611308776566899,0.21353832957301613,1.7191032228498073E-2,5.5974312935077296E-4,7.8395755590466801E-3,0.47408737855973954,0.46178460613894867,8.0885677631380576E-3,0.28828042035370594,0.22841719306534103,5.7371815425946229E-2,2.5755495673441486E-2]
[null,1494,1.0068015930386536,1.0270790799300653,0.98551385658219881,0.9598612328151408,1.0072677689835263,0.99808923653610748,0.99050516310721348,null,2.0342403124963346,0,7.8377349008637749E-3,0.33373546020178313,0.20408092493214031,1.6049449250223391E-2,5.1972405126682959E-4,7.8331520761765316E-3,0.44268083557310389,0.46166037611964544,7.9517048740536875E-3,0.2829219151939531,0.2086580647543271,5.0252047878499663E-2,2.573439249202248E-2]
[null,1495,0.98913274687329389,0.98698411598983615,1.0168784802756958,1.0392722886932722,1.0182020964036618,0.9953577261325407,0.99789712753058701,null,2.1443728541522389,0,7.7134396855851857E-3,0.35313008346427788,0.21464676044354616,1.7338359149229026E-2,5.5318134157307801E-4,7.7089113058478407E-3,0.460941220429679,0.49975765060924865,8.0955791928240626E-3,0.29240851561000109,0.21687964132733256,5.5300168863427597E-2,2.5326222100836814E-2]
[null,1496,0.99421702359033615,1.0236559065613489,1.0001991102733181,0.9998966777910423,0.96678647709265697,0.98992432039907152,0.99468219902611776,null,2.0668531219383999,0,7.6674046972608463E-3,0.33775571596274456,0.20650695218319665,1.6550936575151404E-2,5.3417424182955909E-4,7.6628556777831331E-3,0.44833888250628229,0.48087226189833604,8.0532085215565315E-3,0.28170486701365649,0.20940562035603258,5.1960136964375507E-2,2.5174914734714247E-2]
[null,1497,1.0167533441016772,1.0093543676817271,0.97806718286565408,0.98922930084350669,1.0010363314722941,1.0223096476306328,0.99454278912349781,null,2.0605438570973051,0,8.0588807379151535E-3,0.33729343816637708,0.2045181120558037,1.6206447778255893E-2,5.1467844699501671E-4,8.0542614752356356E-3,0.44674726374966051,0.47580752733093173,7.8734533169836172E-3,0.28335394020399801,0.21178888216062716,4.9983926054895642E-2,2.646080709545753E-2]
[null,1498,1.0148619022088623,1.0160440328957387,1.0272062557327655,0.98753340049984184,0.9792664656541239,1.0105023346767457,0.97415302209409915,null,2.0560402076994957,0,7.3989525937164192E-3,0.34690322170270471,0.20371998527793361,1.6601882860927515E-2,5.3796049073329512E-4,7.3946551399382285E-3,0.435114702438545,0.47484795250086886,7.8909273954327116E-3,0.28063622560826029,0.21182358750783292,5.3674268586489285E-2,2.4293790783544742E-2]
[null,1499,0.98802622478261681,0.98370090229601648,0.97967145468186789,1.0145728533615903,0.97172824715722039,0.99360702433917969,0.98714877104724685,null,2.1164236317833911,0,8.2140321911644207E-3,0.34506246937567725,0.21634390112964894,1.6603747726498339E-2,5.3592020351028041E-4,8.2092405673046612E-3,0.45812107579596317,0.48799257935996099,8.1024695454183608E-3,0.28779458178169764,0.2164666584666691,5.243505738571181E-2,2.6969962636493358E-2]
[null,1500,1.0102353389286876,0.98857194030901874,0.99976594469103275,1.0065539587685366,0.97408424451776243,0.99264301861346094,1.0313253905334163,null,2.0992899736992539,0,7.7351369667555559E-3,0.34040051232469709,0.21013644820757885,1.6860048408481199E-2,5.3287741709418847E-4,7.7305943291931054E-3,0.46600086701169563,0.48407518917196268,7.9254918722893777E-3,0.28413418959680581,0.21109742061730488,5.2734013989540258E-2,2.5397457719366145E-2]
[null,1501,1.0271208922816,0.97509934363581641,1.0253407161111097,0.99260413491820876,0.99527097899840167,1.0090130169283444,1.0048592078932601,null,2.0959471219942829,0,7.5267199962589428E-3,0.35138045027318532,0.20967219438131179,1.6919811390878888E-2,5.3944384949278581E-4,7.5223916319472383E-3,0.45288389292765402,0.47729158768996766,7.7966414252343174E-3,0.2851373350339913,0.21478167097648224,5.4834976679655596E-2,2.4713445730741749E-2]
[null,1502,1.0143046884981597,0.98768357838528731,0.99834720992585746,0.99333925556753822,0.99861639445866768,0.99141963099206676,1.016445048321944,null,2.0840899989481056,0,7.735218685132929E-3,0.33929012213811749,0.20977629209608467,1.6669122566040466E-2,5.3023970091428869E-4,7.7306833058018434E-3,0.4578844462317691,0.47772411853237956,7.8936142777560458E-3,0.28587789417743031,0.21057892764758759,5.247200692357025E-2,2.5397750035786107E-2]
[null,1503,1.0153691512410103,1.0029594702536542,1.0209685818710108,1.0317795093019799,0.96885462885588214,1.0020137851980397,0.99075293930383845,null,2.0771839397395335,0,7.3805157421387895E-3,0.34109177626683285,0.20458565266959641,1.6926237405507159E-2,5.3743413262246893E-4,7.3761586580163331E-3,0.44191047962003455,0.49614219031894641,7.8866288393138508E-3,0.28157842672933348,0.20900473231809219,5.3291714557692882E-2,2.4233023965682585E-2]
[null,1504,1.0098363392273697,0.9760328349622609,0.98699284378394003,1.0166860081777902,1.0038136257551771,0.97975582507758729,1.0058077051347103,null,2.0927644093951057,0,7.8391048905886978E-3,0.33493478034563068,0.21271227588412625,1.6681578339163415E-2,5.2955865187124564E-4,7.8344517045326918E-3,0.45517172055291039,0.48898664436502859,7.9278929869356311E-3,0.28881039048745311,0.20923012442722189,5.2045434356868411E-2,2.5738662183953126E-2]
[null,1505,1.0331394936905587,1.0000922428883614,1.0001969915777715,1.0104021824267946,0.96582867664928429,1.0168636031929463,0.99559212895828819,null,2.0504312358947989,0,7.6132374878207197E-3,0.33537229314510364,0.2018402781547288,1.6459728962559719E-2,5.1885965803538539E-4,7.6088188649083991E-3,0.43975577980793557,0.48592459604864507,7.7498120370743861E-3,0.2788269515150047,0.20792816959754137,5.1061798949527726E-2,2.4997386641551638E-2]
[null,1506,1.0350305633325128,1.0200260687663505,1.0048150150974497,1.0027854852372757,0.97541564668535841,1.0208094650224773,0.98823505351304308,null,2.0261717188732429,0,7.4692482885657992E-3,0.33255845108329268,0.19725444198555406,1.6334507512299708E-2,5.1601800799998298E-4,7.4649016973013932E-3,0.43170902707632469,0.48224782881314271,7.7359106290377181E-3,0.27719182527106506,0.20564312958042918,5.0460352469559558E-2,2.4524573035799888E-2]
[null,1507,0.99040426870382159,1.0040877847260796,0.99779433234563819,0.97706797641977572,1.0050982822414731,1.0330357462589133,1.0014015041175079,null,2.1280404233520986,0,8.2409492771359383E-3,0.36102075824533902,0.21228371738801624,1.6707184839668189E-2,5.3919544413163014E-4,8.2363312463505228E-3,0.46699289624568935,0.46990041966776808,8.0840705915723402E-3,0.28771846866375639,0.2241365722887787,5.3602793886613161E-2,2.7058964121548394E-2]
[null,1508,1.0118235540589979,0.98382869288290775,0.97196404065499697,0.98057977261603047,1.0187139255208395,1.0098161100541985,0.97399640000338594,null,2.0744629918724113,0,8.2640792820441317E-3,0.34102913668929064,0.21145479898488853,1.6114127093155656E-2,5.1956462995776794E-4,8.2593480884795342E-3,0.44455900512449442,0.47166524793558756,7.9114670209782471E-3,0.28839715955722933,0.21489175107995587,5.0790883192014226E-2,2.7134581758422358E-2]
[null,1509,1.0240729795302477,1.0169330987389302,0.98381174551350115,0.97306659820305896,1.0266850581468832,0.98403185525012427,0.99664904106193342,null,2.0139254313923471,0,7.6123209342175103E-3,0.32285974531680683,0.20177902978254969,1.6042917257862107E-2,5.1218632225396362E-4,7.6077862962757817E-3,0.4366035357682585,0.46801666860609903,7.817500466914035E-3,0.28384216171138416,0.20205595356184769,4.9406272910676695E-2,2.4993994325634844E-2]
[null,1510,0.99756834633779745,1.0391682879004964,1.0248561210530196,1.0090525291313868,1.0349925295658875,1.0004804037316277,1.0022036970275183,null,2.0752309291997544,0,7.3346709733236532E-3,0.3420261521117125,0.2019540316987388,1.6972747655065071E-2,5.4122683934120983E-4,7.3303233208483667E-3,0.44763328503708499,0.48520219296005579,8.0275854808918995E-3,0.28651398967056524,0.20912062139044077,5.316100368321007E-2,2.4082440325123362E-2]
[null,1511,1.0074355800214163,1.0076706495462897,0.97756477898219329,1.0182171683430061,1.0206014088317024,1.0125116662375047,0.98670395667001798,null,2.0758710137468599,0,8.0265325391735629E-3,0.33554627499472534,0.20598783515246305,1.6417740365283734E-2,5.1954398231562394E-4,8.0218640426258543E-3,0.4451032641217369,0.48975188631897432,7.9462461074227015E-3,0.28728201206193738,0.21075294788146109,5.0213560017642135E-2,2.6354371239443744E-2]
[null,1512,0.96537543900557665,0.98850098148223775,0.97014099040911916,0.9952265676259443,1.0246741907075272,0.99888560779882818,1.0251856876007328,null,2.1688782149617829,0,8.6264796346478302E-3,0.35448338332632362,0.22118550455791927,1.6866787222876444E-2,5.4261269250505464E-4,8.6215171195853681E-3,0.48854547655868585,0.47871593396746143,8.292011054536419E-3,0.29538852292126105,0.22360587477511623,5.2932648344459335E-2,2.8324422055699267E-2]
[null,1513,1.02042106777571,1.037028175205585,1.0144439793543141,0.97927652901988516,1.0105096078098763,1.0088993810968463,0.99063470718479851,null,2.0267145389841024,0,7.3695559022583764E-3,0.33549637120654702,0.1981920880134139,1.6387770671950921E-2,5.2455025943558774E-4,7.3652370764595628E-3,0.43479075362808239,0.47091434089138712,7.8472129363983192E-3,0.28065526367324928,0.2063326059885679,5.1380757439452147E-2,2.4197143101417171E-2]
[null,1514,0.97342087785291886,1.0247642933008367,1.0162540904716768,1.0103028459133936,1.0210237622894218,0.98534473357272911,0.99085666105014913,null,2.1113260031536467,0,7.6312347597797389E-3,0.34886090242167583,0.21111784779598705,1.7038586772834874E-2,5.5341244020193272E-4,7.6266977865583271E-3,0.45564221320939513,0.48582889138511537,8.2262117833422615E-3,0.29027124033424495,0.21433304437567199,5.4402065030622199E-2,2.5056124577774369E-2]
[null,1515,1.025936793030676,0.98259519529417472,1.0120385394329297,0.96363129414824467,1.0240788596621735,0.99364561799035545,0.98911536565163294,null,2.059782669182268,0,7.5808648293973387E-3,0.34320655944180045,0.20900426258057389,1.6451657618739738E-2,5.3193601496499669E-4,7.5764601753554369E-3,0.44306385549229127,0.46339769058343794,7.8048882882662731E-3,0.28673333170557169,0.21136125040847206,5.334056363340732E-2,2.4891078068784864E-2]
[null,1516,0.99668674237635979,0.99057961803905559,0.98503093858443214,0.98866790936962412,1.0008742337212213,0.98737568415481469,0.97200237894267016,null,2.079990681931569,0,8.0207139270984384E-3,0.34114503974804689,0.21339026165568883,1.6333384332404256E-2,5.3241497223692393E-4,8.0160138133753504E-3,0.44511398611069825,0.47551683130414701,8.032374614434493E-3,0.28814400118770411,0.21334987641263292,5.2102060329058245E-2,2.6335151378238882E-2]
[null,1517,0.97289668171692711,0.96951278793775642,1.0267895414877508,1.0118008904623874,1.0219936568802503,1.0090036938125004,1.0137941743510215,null,2.2097731298021488,0,8.0357032087659125E-3,0.37640016328532738,0.22345045522780899,1.7682811403674493E-2,5.7157085518055081E-4,8.0311327580049816E-3,0.48562044855558884,0.48651802265828509,8.2312721848370116E-3,0.29653316994625706,0.22988840841342248,5.8496555809186022E-2,2.6384821913341527E-2]
[null,1518,1.0137588866927545,0.99295715482875657,1.0204189394161678,1.0169017210485316,0.99606862127496776,1.0127916351403059,0.96681695070763107,null,2.0877112723373399,0,7.5755556057828695E-3,0.34966584812657592,0.20796684621057046,1.680794277442842E-2,5.4018016026858553E-4,7.5711705584413005E-3,0.43702567961816169,0.48898968590488251,7.89912459305297E-3,0.28551833544008287,0.21432469459703754,5.4103619962455551E-2,2.4873699997163493E-2]
[null,1519,1.0219299040102745,0.95491458004059637,0.99128178905193953,0.97622673366999857,1.0211914405225158,0.96458856860428266,0.99382931047732415,null,2.0708434920473611,0,7.7661982543478329E-3,0.33512758887895705,0.21557295973056234,1.6402220741016781E-2,5.2998092726762324E-4,7.7615884995111328E-3,0.4485263975422849,0.46951478318034856,7.8343161062914071E-3,0.29028045826095678,0.20883651978135667,5.2723593240099384E-2,2.5499283413055226E-2]
[null,1520,0.97441503892739534,1.0003482979653009,0.97615883632114875,1.0329155603611679,1.0340899778714379,0.97015325076769521,0.99995061448266143,null,2.1191748728082378,0,8.057745650293489E-3,0.33574977795938887,0.21542728693822005,1.6816478837751055E-2,5.3801828316619928E-4,8.0528949820316536E-3,0.46167348735706865,0.49682603319542218,8.2154418614440606E-3,0.29459835184045935,0.21105211209646774,5.1826417375847353E-2,2.6456317731264552E-2]
[null,1521,0.99424065841892706,1.0165404458783565,1.0338290719506522,0.99057901419979211,0.99733588930166595,0.99413659845869717,0.9779094045181147,null,2.0848123673050778,0,7.391135683920959E-3,0.35186694619248998,0.2084659939139355,1.6891068391853437E-2,5.5231341643137953E-4,7.3867921419787921E-3,0.44377407543899694,0.47629329275295762,8.054977641547223E-3,0.28535859930584667,0.21406137847666515,5.5230106978449704E-2,2.4267958337846732E-2]
[null,1522,0.97746824559975232,1.0187962127193619,0.9798380947126768,1.0332912945347399,1.0050091561283945,0.98777612304984252,1.0005039079323466,null,2.1059804639778688,0,8.009410347686376E-3,0.33659200730312322,0.21042883372648982,1.6752622367230394E-2,5.3424835355035227E-4,8.0046355609567667E-3,0.45869432385423942,0.49699531900947913,8.1899969972427031E-3,0.28911122231558001,0.21113262876846015,5.1256265864055295E-2,2.6297770205147186E-2]
[null,1523,1.0115843664202626,1.0152904635427542,0.99894616375501744,1.0095359671045128,0.98404954983271509,0.97645129835085809,0.98640338852106102,null,2.0363107124182029,0,7.4378718762587621E-3,0.32669368969429086,0.20368639037779937,1.6425694167700792E-2,5.2612423192249173E-4,7.4333780835900004E-3,0.43545431339479063,0.4855117647589739,7.9148757646736612E-3,0.28200700829517028,0.20269182342725017,5.0982514145892978E-2,2.4421007952404768E-2]
[null,1524,1.0207274712792214,0.96638050358066363,0.97626188549826431,1.0267831646974803,0.99838087278882903,0.97659697416071045,1.0435578772486889,null,2.0981121585190374,0,7.8687225061118034E-3,0.32795357007963816,0.21192862205684676,1.6773248601250266E-2,5.2080351084060627E-4,7.8640281917111959E-3,0.4682261474120093,0.49387606985226801,7.8426967623000856E-3,0.28802390517227655,0.20613914346535753,5.0996815582396292E-2,2.5835830338252312E-2]
[null,1525,1.0166378357470909,0.97529382276093701,0.99201671470030739,1.0348281312704255,1.0102009182634175,1.0078205330144692,1.0134976801739157,null,2.1145638091477119,0,7.901409713849214E-3,0.3415465019073235,0.21056584569067885,1.6921757368211214E-2,5.286162230938112E-4,7.8968198368627868E-3,0.45953925357827674,0.49769676765752308,7.8751390598007735E-3,0.28887249817308513,0.21274699950099799,5.2331458558033492E-2,2.5943561307673505E-2]
[null,1526,1.036306235333625,1.0043223420298606,1.0143167555845736,1.0013590254941254,0.97243858255257642,1.0066427442392794,1.001586270781903,null,2.0400751158982562,0,7.348862694018311E-3,0.33445600352165711,0.20058345425151203,1.6552618785572095E-2,5.2311239413658508E-4,7.3445544090617945E-3,0.43861766139069647,0.48153374326553211,7.7269187035660354E-3,0.27845528839540712,0.2057075358692039,5.1793893636024428E-2,2.4129193969902811E-2]
[null,1527,0.99168523152642607,0.98472128697076788,0.98559487121064338,1.0078684295806115,1.0372840396915841,0.98537630465440762,0.98117060745131945,null,2.1070794704929918,0,8.0461654940263728E-3,0.34267364920498228,0.21541300318914258,1.6632257476029547E-2,5.3665052095499567E-4,8.0414343246605E-3,0.45210592085378365,0.48474994884625688,8.0729182525257383E-3,0.29361420145056533,0.21423642710479493,5.2630558931588342E-2,2.6418665831730668E-2]
[null,1528,0.9811225885482755,1.0028323411563105,0.99909884383727809,0.98091225200850329,0.99772782491063849,0.98499727455734398,1.0221480428343119,null,2.1181354841383779,0,7.9352938218634206E-3,0.3486710810547774,0.21467110407042594,1.6840651939672317E-2,5.452212500230225E-4,7.9306386007423502E-3,0.47291704931153961,0.47174544031481291,8.1606248835227671E-3,0.28850159736388648,0.21630852737592282,5.372417510657089E-2,2.6054666688343785E-2]
[null,1529,1.019638188396506,0.99896814576983217,1.0022707959974217,1.0207724498128186,1.016552870768326,1.0072065105849877,1.0148906769561019,null,2.0841225485120631,0,7.6316089403327863E-3,0.33779482592421972,0.20491854989647018,1.6833785244102301E-2,5.269674774471384E-4,7.6271432748399879E-3,0.45300444216126529,0.49090560405717476,7.8525469866182578E-3,0.28611789715024427,0.20918321030183118,5.1931596829908402E-2,2.5057588148273115E-2]
[null,1530,0.98513216202259535,1.0303070893301536,1.0123186313323451,0.97928960943821919,0.98825377604094466,0.96583095906764271,0.98872687055754638,null,2.05564971149118,0,7.4403363345109177E-3,0.33705437748148326,0.2080229510691767,1.6557739063097678E-2,5.437004430128246E-4,7.4358372513902938E-3,0.44536528181600638,0.47092676121233656,8.1281868480495203E-3,0.28407184695725007,0.2075396329014712,5.3014645682720275E-2,2.4429087099695802E-2]
[null,1531,0.99478468683296606,1.005961047646984,0.98409282874867821,0.9924494054662425,0.96992591830005082,1.0139846693539261,1.0192857399833359,null,2.1066839359577485,0,8.161432569334711E-3,0.34638172386239169,0.21041239929710781,1.6598384471022111E-2,5.2969638375770657E-4,8.1567460334524833E-3,0.46831998294159288,0.47733839744784728,8.0476783630842649E-3,0.28372053735390068,0.21674172079774601,5.1800600155410589E-2,2.6797501419769856E-2]
[null,1532,1.0293877264053937,1.045257286654554,1.0036459088596781,1.0041613412212436,1.0341315227294083,1.0075894489861343,0.97863883818488384,null,2.0002997847828845,0,7.2861105704585833E-3,0.32352524509506692,0.19290047948522757,1.6249484555944393E-2,5.1325050860019238E-4,7.2817752971728947E-3,0.42189123108082105,0.48291296643386811,7.7782511920005846E-3,0.28110925767007006,0.20019013091546062,4.931087847131279E-2,2.3922944647798743E-2]
[null,1533,0.9839033441941526,1.0332113948764614,0.95706159727626772,0.99038910491112886,1.0167596470375688,1.0185760658161416,0.98746352499464363,null,2.0776725484415128,0,8.4704705225778325E-3,0.3376820660521237,0.20719438960039138,1.6090196039245573E-2,5.1672347621291488E-4,8.4655955641189592E-3,0.45315021136152006,0.47642837227823931,8.1351003414794325E-3,0.28707784211664633,0.21463696411590455,4.8953387795144132E-2,2.7812170223063093E-2]
[null,1534,1.0362670103597182,1.0049299573025161,0.95971810194579399,1.0279978651227368,1.0165116077558265,1.0340943488561374,1.0018537203069275,null,2.0476742017110867,0,8.1002212518688724E-3,0.32491634057666141,0.19892241930333149,1.6151883231229999E-2,4.973215324904595E-4,8.0955588809059498E-3,0.44159046723977519,0.49451181646049941,7.724172265131308E-3,0.28312584231118637,0.20620240665707942,4.7439712314929591E-2,2.6596482189734635E-2]
[null,1535,0.97267549957520927,1.0188482639348238,0.96341911382849177,0.99186934482653488,1.0350991792433677,1.0101747464703734,1.0190015401997075,null,2.1259061106022266,0,8.5345420812474489E-3,0.34528657139107793,0.21296719340855755,1.6544885893031637E-2,5.2874935313257864E-4,8.5296284951654616E-3,0.47574392382128688,0.47712126705923302,8.229381168495661E-3,0.29209111438549074,0.21865744637448237,5.0717952594187446E-2,2.8022538739330891E-2]
[null,1536,1.0209526995243394,0.99922203100056528,0.98796555153490351,0.9691271448955594,1.0033390653397243,1.0359859642595826,1.014353210556586,null,2.0831863981790257,0,8.1171615768162748E-3,0.34760762118274607,0.2063968030426386,1.6375838424798089E-2,5.193617194936981E-4,8.1126085101065927E-3,0.45960069765289807,0.46610985017709494,7.8416272817290501E-3,0.28369809060668766,0.21702554346943156,5.136302205134944E-2,2.6652495636866249E-2]
[null,1537,1.0412544031523685,0.98999813851485408,1.0148993829645163,1.0339032601936495,0.97701484853230991,1.0327844281025831,1.0148158853416152,null,2.0808892675391299,0,7.4996655071993875E-3,0.34178261687759981,0.20106139647743032,1.6932844836491989E-2,5.2390487320177451E-4,7.4953566438834491E-3,0.44844374234710804,0.49718184896025502,7.6902318647321362E-3,0.28019672286268149,0.21014470625726978,5.2310933837423482E-2,2.4624627208251079E-2]
[null,1538,1.0347866634049048,1.0348155819210507,0.99938855554422212,1.0092482316103062,1.0031227789682176,1.0223169103978171,1.0079625745351661,null,2.0221951427169951,0,7.4366658511845762E-3,0.32698083943162515,0.19359870938586288,1.6394098462016483E-2,5.10630577771272E-4,7.4323089661419246E-3,0.43664418338803229,0.48537205888800927,7.7374307551764734E-3,0.27840533330279982,0.2028188684029584,4.9319851445764618E-2,2.4417495562020757E-2]
[null,1539,1.0002231495639196,1.0027019560755204,1.0267382444077671,1.0154659235981502,0.95776536467822238,1.0207822792709507,0.97697993164666352,null,2.1092555688865682,0,7.6403108170417467E-3,0.35783534216656582,0.20916138815431956,1.6976908979404463E-2,5.4849460718208321E-4,7.635924358556089E-3,0.44721675891785689,0.48828048269751673,8.0063877951167157E-3,0.28247810407313984,0.21855612012941428,5.5113531027257474E-2,2.5086436797279014E-2]
[null,1540,1.0428628074961941,0.99212427281925053,1.0301354810102814,0.98614868162713964,0.99697739654884199,0.99501291914788415,0.9944740200368688,null,2.0364442056280749,0,7.1428024243727177E-3,0.3371608307984999,0.20246913180881201,1.6622155295589022E-2,5.2993381849825041E-4,7.1385983208542732E-3,0.43436555505215318,0.47417369248537594,7.679218805503301E-3,0.28116727611320236,0.2055378879077038,5.3290164840730625E-2,2.3452562805524726E-2]
[null,1541,1.0178560017203035,1.0232024751030238,1.0474601096814442,1.0079709807727553,0.99881814402740021,1.0269812864030914,0.99414261642488311,null,2.0798411088379658,0,7.187967413253343E-3,0.35311673462078358,0.20058320942697153,1.7104513145979376E-2,5.4474618601792885E-4,7.1838191870992954E-3,0.44260618673424162,0.4846159593559542,7.8688726487028491E-3,0.28166046026529029,0.21320305309267526,5.4940393873564225E-2,2.3601127713937266E-2]
[null,1542,0.98993029382399,1.0147450059776757,1.0167069127977166,1.0356612442696189,1.0203094841034441,0.98361569734465326,0.98090368689648699,null,2.0936530243540603,0,7.4555914731889638E-3,0.34118582950226328,0.20813759482161892,1.703182255407654E-2,5.4655128720419862E-4,7.4511155498923924E-3,0.44372064753571605,0.49802172025092306,8.0890468654789879E-3,0.28923497687179911,0.20956416647891296,5.3645862946482353E-2,2.4479281162882578E-2]
[null,1543,1.0062480370737006,1.0198956340818224,1.00795440388407,1.0229263841871132,1.0057045854833619,1.0142401673158923,1.0098795044442739,null,2.0882954035035981,0,7.6192101209882485E-3,0.34170348985923682,0.20337029837108056,1.6902028726206362E-2,5.3233181507842591E-4,7.6147593414078269E-3,0.45315168709532427,0.4919242545582147,7.9573676676892319E-3,0.28460044302513537,0.21092234332357815,5.2218706848001173E-2,2.5016902993633055E-2]
[null,1544,1.0368056647965485,1.0116530147899083,0.99635258253831904,1.0070868752392559,1.0187840604158171,0.98888709335164338,0.98825664050732287,null,2.011119222328527,0,7.3486541756757704E-3,0.32084726192610019,0.19847145183620668,1.6271236566163094E-2,5.1284056593298242E-4,7.3442468261319905E-3,0.42747663899105759,0.4843417007956794,7.7221942304096574E-3,0.28230576579088473,0.19935907176270767,4.9687283750644205E-2,2.4128183462285645E-2]
[null,1545,0.99147592478318236,1.0250270814793854,0.9731401192721636,0.97521200576215239,1.0379839617102746,0.99077442265119942,1.0317995039400607,null,2.0774995759883037,0,8.0548605417861078E-3,0.33329647518031341,0.20761193222070454,1.6404180856062048E-2,5.2216743856544777E-4,8.0501189107467196E-3,0.46740109175737565,0.46907985463091861,8.0738988691989779E-3,0.28868323831362108,0.2098761599532479,5.0108120943962338E-2,2.6447197455373366E-2]
[null,1546,0.99725956421207229,1.0043447579763356,0.96592419142936525,0.99524389947015823,1.0265375604229816,0.96717021675661985,1.0176227804158946,null,2.066457077941692,0,7.9711492094210693E-3,0.32436158751639715,0.21003049302853627,1.6326072395917678E-2,5.1989202914034193E-4,7.9663466108361551E-3,0.45812683635549262,0.47873697486194372,8.0266579182206033E-3,0.28932808232590973,0.20510706889948976,4.9726236366349312E-2,2.6171978842879615E-2]
[null,1547,0.99059109327744532,1.0062223640270718,0.95904807627592781,0.9827784226470796,1.0244484134345035,1.0268530127172293,0.99659439196647115,null,2.1051953057690493,0,8.6357432996828441E-3,0.34586333737722746,0.2115407695666697,1.62236666948633E-2,5.1966053169361212E-4,8.6308637344609581E-3,0.46260890321144038,0.47276129566268066,8.0802931626032318E-3,0.28958750388702631,0.21958197178526359,5.0077654800617592E-2,2.8355128654184915E-2]
[null,1548,0.98268580318060827,1.0034936489459985,0.99974772027111769,1.0025114097853995,0.96961990094447081,1.0257016279015709,1.0178904419631838,null,2.1486075383978496,0,8.1898987660558413E-3,0.36040543077909198,0.21365159526851724,1.7001326249904625E-2,5.4453448704868421E-4,8.1852565545510927E-3,0.4763861382241667,0.48213108768544383,8.1476814750468408E-3,0.28589318178688472,0.2235056749607183,5.4054362155600874E-2,2.6891167536930424E-2]
[null,1549,0.97509936913052064,0.97643333872816784,0.98221321195994027,0.96472466668082524,0.99575854414148002,0.98705620216097989,1.0286465337902733,null,2.149305612499425,0,8.4089198812368968E-3,0.35533569831794054,0.22171186627526834,1.6754999950567107E-2,5.4591946268763979E-4,8.4040682153605408E-3,0.48728301227756621,0.46400906930524394,8.2100338774465601E-3,0.29138320637106857,0.22258509645889515,5.3881528528194972E-2,2.7610033340420625E-2]
[null,1550,0.98672831628814517,0.98629802127484889,0.97949844171653433,1.0011431925525562,1.0173920078699588,0.97073427283780722,0.99016536280940015,null,2.0999556834284534,0,8.0511507336020107E-3,0.33808050086039587,0.21640995702361387,1.6543279008141124E-2,5.3597367459760274E-4,8.0463566630163928E-3,0.45601862964196727,0.48153365776840767,8.113117154329004E-3,0.29198662710322099,0.21210785011814565,5.2196047869582408E-2,2.6434837276635238E-2]
[null,1551,0.99799856504882456,1.0006444625978965,0.99455149843056045,0.97198969894671894,0.98615530363285897,1.0294417932408086,0.97576461251362157,null,2.0990001441847093,0,8.2049785610797937E-3,0.35676001538600727,0.2113305860770559,1.6389186577366287E-2,5.3423421027336368E-4,8.2003677051720961E-3,0.45170829400227758,0.46746750976862683,8.0223669353530064E-3,0.28499289861871557,0.22190159101492421,5.2957259983778912E-2,2.6940812466239233E-2]
[null,1552,0.97412107689388028,0.97578527008087101,0.99208290824907663,0.98795056329852182,1.0138172995902535,0.99152695265326807,1.0197558861861229,null,2.1650412733746598,0,8.2980192849098251E-3,0.35874662218400749,0.22196771246388244,1.7020394562374596E-2,5.5161079725187976E-4,8.2932305021621959E-3,0.48368171127034998,0.47515097935252626,8.2188634874423329E-3,0.29416791924140634,0.22345237480570146,5.4841977743552747E-2,2.7245896248911897E-2]
[null,1553,1.0151483088690696,1.0076041812975349,1.0080365379063114,0.99132972725159962,0.99186714214420568,0.96369336519616966,0.9895765384865487,null,2.0304215586443024,0,7.293859733253724E-3,0.32716663792378997,0.20529227102836367,1.6433388826968817E-2,5.3026979583590075E-4,7.2894270565974856E-3,0.43577009479641493,0.47672921386791134,7.8876064510206914E-3,0.28285773382250612,0.20193982720608425,5.1870864494245446E-2,2.3948083107817385E-2]
[null,1554,0.99948428960413516,1.0211035278437623,0.99168435998415971,0.99730377929816494,1.0107641465997457,1.0199079035724421,0.98178077319457846,null,2.0778601536371046,0,7.965578671352818E-3,0.34405754018346646,0.20584688152345718,1.6446076394871462E-2,5.2774510630214638E-4,7.9609927445442874E-3,0.44575516088621109,0.47965055829586362,8.0102761268649892E-3,0.28562355369539144,0.21435187024618102,5.1440687413658592E-2,2.615438969164588E-2]
[null,1555,0.96894736550694294,0.98129752570244022,0.99091457951068529,1.0158628555955058,1.016044209443647,0.9986021077100915,0.97737434929394362,null,2.1616869475016105,0,8.3357646981364521E-3,0.35940612312895137,0.22161106760683791,1.6949655598130785E-2,5.5271323493146798E-4,8.330953029390015E-3,0.46491558609491723,0.4885788302655118,8.2626786514156912E-3,0.29533694601433907,0.22401290476002556,5.4695427083222094E-2,2.7369826732072586E-2]
[null,1556,0.99476187899452095,0.95693576743280162,0.97399793553494352,0.99262510681428406,1.0120015332828332,0.99878907193916833,0.97793540184121053,null,2.1297860372279929,0,8.4776059824971453E-3,0.35149214699832937,0.22109179824165423,1.6480519972639378E-2,5.3537659651021173E-4,8.4727542979953704E-3,0.4593651969026577,0.47745303859618993,8.0472783311458067E-3,0.29329616631893174,0.22122405588573549,5.2969622131137074E-2,2.7835688937563965E-2]
[null,1557,0.96492845801088756,0.9920930808629479,1.0195918480985358,0.99113564281477051,1.0073308310027729,1.0067500647410299,1.0231940905341748,null,2.1900030963877022,0,8.0821387003398686E-3,0.37233990436664699,0.22073574319347458,1.7450053174143585E-2,5.6728683988717984E-4,8.0775245839442931E-3,0.48870569212053144,0.47660215530817485,8.2988119206864087E-3,0.29316990607420779,0.22832869645540521,5.7272227254674846E-2,2.6537233796263444E-2]
[null,1558,0.99324236702817004,0.99187612314565321,1.0060100711210889,0.98819249110455987,0.97196314173901377,0.9994154663470074,1.0402319452239965,null,2.1316310004054335,0,7.9020784122653034E-3,0.35280341705607254,0.21400166061153084,1.7032518823233058E-2,5.443764105787488E-4,7.8975059145340743E-3,0.48015509357536457,0.47522644206586417,8.06144939310704E-3,0.28554414092881963,0.21801408241965192,5.4306576328208483E-2,2.5945815290731828E-2]
[null,1559,0.99299356757220836,1.0125337228375102,1.0335380612262413,1.0135725058534022,1.0164046432836438,0.99093924300088354,1.0202530157868381,null,2.1160704917480406,0,7.3587512636465865E-3,0.35008870833418998,0.20884251595077502,1.7349805040487779E-2,5.5373560033840699E-4,7.3543935398069004E-3,0.46297594841202855,0.48734995312707396,8.0650767777500736E-3,0.28830929983235493,0.21301411559671179,5.5364172160719392E-2,2.4161518639449951E-2]
[null,1560,0.98303421210171571,1.0307144955206617,0.99178329613720106,0.9971028026733505,0.99775923730515059,0.99662319987477532,0.98759757370143864,null,2.0793552793925301,0,7.8910133938700066E-3,0.34091043254303094,0.2078123069850922,1.6508993558707535E-2,5.346181020592926E-4,7.8863688330645734E-3,0.45026361150769184,0.4795536047244604,8.1443257587454163E-3,0.2856483669463285,0.21237916054955261,5.1695276836859289E-2,2.5909226440807231E-2]
[null,1561,0.99261561027694512,0.99739745827058834,0.98439506140847743,1.0033823875400116,0.9957730526044849,1.0020541893169017,1.0021542074821774,null,2.108299192182526,0,8.1149352345094E-3,0.34464706126313671,0.21249257474840344,1.6631486801496991E-2,5.3282102871959035E-4,8.1102244330421968E-3,0.46115411550842411,0.4825959247897611,8.065281808907962E-3,0.28779721876129061,0.2156188152361791,5.2123939851181841E-2,2.6644663186492536E-2]
[null,1562,1.0198537021681677,0.99813952631655534,1.0240779338585817,0.97577484079353005,1.0085919307544202,1.0193265757334566,1.0045945470983626,null,2.0866034979819821,0,7.5811358436885367E-3,0.35289288765028498,0.20679898362177973,1.6786121312744807E-2,5.3761965465877926E-4,7.5768092084679706E-3,0.45290626855791183,0.46920286144764395,7.8521262386595826E-3,0.28460853047248097,0.21585886849085353,5.4271332416766307E-2,2.4892224753417472E-2]
[null,1563,0.99569516225175758,1.009659497038655,0.99993021288493344,1.0179233684654303,0.98335157405312901,1.0015445913031464,0.99509156294408119,null,2.0947005573830371,0,7.7916080784575644E-3,0.34301612369583828,0.20854205553810662,1.6765558725378479E-2,5.3619437426890833E-4,7.787038944201464E-3,0.45244978518830231,0.48954250592207044,8.041237686529196E-3,0.28499282121705488,0.21269958353221111,5.253636443023979E-2,2.5582896207290311E-2]
[null,1564,1.0155504653371497,1.0432308965519148,0.96940869320076462,0.97204134140032283,1.0181865041351352,0.97394570583753481,0.99179430389592205,null,1.9842944669621598,0,7.6218081876105095E-3,0.31265847457759344,0.19821788041984778,1.5748661646860028E-2,5.0446135387016569E-4,7.6171865558669989E-3,0.43053550529988777,0.46756571418638621,7.8822884443511699E-3,0.2813881946464416,0.19730681398045258,4.7466216874160701E-2,2.5024877164049657E-2]
[null,1565,0.98510249532481931,1.0075664316530513,1.0068924242945496,0.97954423583799022,1.0279795556942757,0.99559940292418725,0.997852386362576,null,2.1092033289557248,0,7.8647340837462391E-3,0.35185139169939289,0.21277861197275627,1.678539985447508E-2,5.4587995360201971E-4,7.8601585322007322E-3,0.46040925175238961,0.47106489874958513,8.1281127319214816E-3,0.29045914989748955,0.21731703769129465,5.4045052926662639E-2,2.5823117277700917E-2]
[null,1566,0.9646648491273806,1.0007939653439459,0.98020861944342863,1.0064662526060453,0.98602563148682587,0.99557348313888605,0.99170597416724748,null,2.1415224173296346,0,8.379022677055304E-3,0.35243214429763364,0.21853707578927295,1.6739180122844064E-2,5.4540020730879982E-4,8.374152507441961E-3,0.46866363392523142,0.48409181496807263,8.2987198612945647E-3,0.29057076426833339,0.22102138432246984,5.3115418998538756E-2,2.7511750738248904E-2]
[null,1567,1.0200090563898403,0.98778282879417623,1.0330443173851516,0.97569857877316113,0.9804648291242829,0.95707472384617975,0.99774883637494594,null,2.0469458416343556,0,7.0818511352355269E-3,0.33652758694092572,0.20901869749529201,1.671428291908383E-2,5.441894369030072E-4,7.0775635339253703E-3,0.44162307310304888,0.46914066287642009,7.8514407501933392E-3,0.28285052807121064,0.2048191139163873,5.460850958126337E-2,2.3252044144936944E-2]
[null,1568,1.0076364226964607,0.97387006991086145,0.96602993266770409,0.96986702435712513,1.0135493814899399,1.0021254145581115,1.0255832964885283,null,2.1041419040146456,0,8.4023365796114715E-3,0.34200143204003258,0.21473039080993711,1.6346898688778842E-2,5.2097029520472432E-4,8.3975252294887625E-3,0.47199065686788039,0.46652975834129284,7.9440036847079464E-3,0.28922118165843408,0.21624816087455725,5.1024724550254801E-2,2.7588537553685392E-2]
[null,1569,0.95886929731687076,0.99265573945176533,0.98185649716612655,0.98412901013229459,1.0246134256893691,1.0202025728201991,0.96966826230206549,null,2.1677431308763695,0,8.7292668709785352E-3,0.36857384927360726,0.22203782654715373,1.6685064724504872E-2,5.5133103625916208E-4,8.7243629614085928E-3,0.46878428541638711,0.47334313973784431,8.3489776123064369E-3,0.29553317482227365,0.23092500509024988,5.4303077213943812E-2,2.8662303311407403E-2]
[null,1570,0.986700733288985,0.99091814755810037,1.0473132407979946,1.0181993123297159,1.0254445991603078,0.99344614902077821,1.0020404707803054,null,2.1530975134541865,0,7.4055463736603907E-3,0.36367947854781629,0.21515117093966069,1.7627926370438342E-2,5.6912446359377942E-4,7.4012110038929879E-3,0.46383137022497228,0.4895340051448569,8.1173251720612453E-3,0.29263093970968912,0.21959839266332298,5.8046786708668509E-2,2.4315328878872826E-2]
[null,1571,1.0032587661622032,0.99004338154529026,0.98573000284841328,1.0111153230351118,0.97186902012103937,1.0325217258030226,0.97788862737474935,null,2.1104926295431641,0,8.2642978275416744E-3,0.35208187148378045,0.21130315949835707,1.6527290547748097E-2,5.2938329614572808E-4,8.2596322230981643E-3,0.45147476693361321,0.48631118333651041,7.9797973055356023E-3,0.28483280757487434,0.22010127446479941,5.2220245475350972E-2,2.7135515230889806E-2]
[null,1572,1.0127749285119116,1.0372515045714656,0.98010285622149584,1.024048570143963,0.97738155575994357,0.99383039503790249,0.99500841052778233,null,2.0223678426698148,0,7.5986997042084038E-3,0.31952596130221811,0.19761641602863023,1.6243732520661833E-2,5.1205966573598753E-4,7.5941261019528885E-3,0.43540276344665335,0.49254891283915481,7.9044978545875551E-3,0.2788318888211927,0.20039709045790449,4.8439977086719883E-2,2.4949116248609914E-2]
[null,1573,0.98964436838658032,1.0109947522502039,0.99960663699155927,0.9881436589628172,0.98631479419566415,1.038582374530973,0.9752313279958762,null,2.1156366032607714,0,8.2042106544530802E-3,0.36091990260562351,0.21073283638775889,1.6593481171694326E-2,5.3902759265130474E-4,8.199613852738874E-3,0.45387056511281126,0.47522171571333771,8.0903837937192115E-3,0.28546144193284778,0.2238427061657032,5.3430803764775874E-2,2.6938335821561715E-2]
[null,1574,0.98952735027204419,1.0170036939556473,0.97471065191135098,1.0247858811194708,0.97379892292777048,1.0359690242226236,0.97189078993822975,null,2.1027404324538392,0,8.3617699516990839E-3,0.34726325252031875,0.20808119033858058,1.6431244937333278E-2,5.2560781059443433E-4,8.3570148491763033E-3,0.44854796724214979,0.49292018014508859,8.0898893114871029E-3,0.28423143009080259,0.21847233814452177,5.0726638927805892E-2,2.745544808767942E-2]
[null,1575,1.0105152232208201,0.99659443176640905,0.9820874719003615,1.0129928314423602,1.0077663136490316,1.0205972439359237,1.004753952780117,null,2.0967171097229778,0,8.0898790127870435E-3,0.34175552131072068,0.20797195721116588,1.6582387168925156E-2,5.2243682763634123E-4,8.0852346546336756E-3,0.45626796801284458,0.48722526334192112,7.92228699157097E-3,0.28671461236179668,0.21409386484294593,5.1102892184293473E-2,2.6562563827307432E-2]
[null,1576,1.029637871111051,0.97100612882516868,1.039228429788007,1.0067919340408042,0.95891167509544328,1.0053440945054777,0.97124860729535289,null,2.0840318424763384,0,7.3219966419762143E-3,0.35294359230435907,0.20960113316768778,1.6909902826722726E-2,5.4584811934580725E-4,7.3177583884131772E-3,0.43636915085416572,0.48407305529081079,7.7783659759402806E-3,0.28185886633654733,0.2140723953522907,5.584260997076005E-2,2.4041160531270474E-2]
[null,1577,1.0012476409309898,1.0160154307751588,1.0145031279072807,1.0272301866573987,1.0111825266898742,0.97014493477178332,1.0124867295574946,null,2.0729983174810891,0,7.2792554290838727E-3,0.33142291731099377,0.20533424385248211,1.6994088586412021E-2,5.3901957425356057E-4,7.2748180933117799E-3,0.44998838987439083,0.49397410928193453,7.9974868387489642E-3,0.28637701694417106,0.20382060276666528,5.2654791763401085E-2,2.3900088023406943E-2]
[null,1578,0.99968160382802573,0.98448653263382724,1.0153347339201129,1.0089852442698926,1.025767140995886,1.0270880575959427,0.97485135045491034,null,2.1351876783678483,0,7.9501911137724625E-3,0.36268204898989281,0.21358161421729202,1.6987789134097816E-2,5.4712902208093532E-4,7.9456958791296016E-3,0.45256558927105828,0.48519801843864657,8.010063390629955E-3,0.29133990358386708,0.22293996747082143,5.5235915453849198E-2,2.6104134630254114E-2]
[null,1579,0.99564381917365596,0.96287807487877675,1.0071449327874133,0.98075321496619183,1.0263303788951981,0.99551065813792006,1.0064910075713203,null,2.1446359645940865,0,8.028747325624969E-3,0.35940135354440894,0.21982465433429427,1.6978796633229074E-2,5.5011794279028435E-4,8.0241390090116209E-3,0.47071500025620261,0.4716455671261926,8.0420714648295841E-3,0.29359427923356285,0.22194842060765982,5.5578466540944928E-2,2.6361845226583049E-2]
[null,1580,0.99956438636174971,0.99970644761115512,0.97488677792528378,0.99556517636283026,0.97944977644208209,0.98180153265002768,0.99713594841870157,null,2.0682641873873249,0,7.9924744485848406E-3,0.33205379002442903,0.21050611863740767,1.6291672783821643E-2,5.2399815979893138E-4,7.9877358907402881E-3,0.45151435526043276,0.47886454464899586,8.0086655561683578E-3,0.28475307839322411,0.20888238811737431,5.0628064942608741E-2,2.6242249420907679E-2]
[null,1581,1.0012516541433469,1.0136661429239897,1.0187514238481108,0.99081993406218416,1.019277300680985,0.99618462522606865,1.0354482091137731,null,2.1000099174856008,0,7.520025781529294E-3,0.34576682792793384,0.20734473627620698,1.7052074981715369E-2,5.4160849905843082E-4,7.5156117518775769E-3,0.46730846591861908,0.47645278602292646,7.9977007045819275E-3,0.28690036927623624,0.21213362860897825,5.3824961627670934E-2,2.4691171671325465E-2]
[null,1582,0.99230669697402962,0.98098287167925668,0.99695451821764358,0.97441584607613141,0.99693514320858045,1.0241551937703639,1.0129664889965788,null,2.1467681238034717,0,8.3122962570486188E-3,0.36344016565725279,0.21676479335430371,1.6819366248388253E-2,5.4277769223112988E-4,8.3076382804182849E-3,0.47607693115292665,0.46862736688493833,8.0685230913545673E-3,0.28898121994025305,0.2257467213038119,5.4411686078038514E-2,2.729323037660079E-2]
[null,1583,1.0031144252401223,0.98392104750620424,1.0232175269034178,0.99391939445305744,1.0260873620781785,0.97965460659665315,1.0108869954567234,null,2.1086348133150246,0,7.4968255598066745E-3,0.34826931824605001,0.21331195244676573,1.7077551699651684E-2,5.4930756796244982E-4,7.4923958536982048E-3,0.45991352642907862,0.47793020146112858,7.9831072997372417E-3,0.29061104441649355,0.21313352860717966,5.5244804774980713E-2,2.4614900072102992E-2]
[null,1584,0.96432829095498851,0.98245981862562393,1.0037334569349448,0.99998233854849083,1.0111592867574961,1.0117008582040043,0.99560200061655757,null,2.1885851511880259,0,8.362316434695951E-3,0.37139746156447817,0.22278905736607718,1.7195197718795571E-2,5.6167054505310032E-4,8.3575731560328898E-3,0.47891912227811734,0.48090297565109552,8.3030244458975229E-3,0.29493920612916258,0.22980095288682287,5.6323943578160132E-2,2.7457282303029601E-2]
[null,1585,0.99329289298179146,0.99705656612735227,0.96445385930837357,0.98669771047467159,1.0221668664276617,0.9942961609466906,1.0175110016540854,null,2.0983566097216868,0,8.3189508166176141E-3,0.33736986924410389,0.21278081547232952,1.6383926208222106E-2,5.2277509086694684E-4,8.3141046811988726E-3,0.46727035083571478,0.47463044532047771,8.0586269600702431E-3,0.29004038643150987,0.21351536526521878,5.0474420471606239E-2,2.7314474556986927E-2]
[null,1586,0.95986524063778678,1.0078615747005963,0.98280011842656423,0.99598806092520897,0.99280185314710834,0.99018468244199265,1.0227339521204104,null,2.151649803988871,0,8.3304293551486833E-3,0.35249492943560612,0.21842106835295333,1.6909438857277883E-2,5.4789759545757571E-4,8.3255668874102767E-3,0.48353902238657709,0.47904424628438813,8.3403714839550055E-3,0.29093098605684231,0.2207310324830892,5.3343541975508599E-2,2.7352131544952973E-2]
[null,1587,1.0149830673252374,1.0000703632680619,0.99038336160394091,1.0256600823029829,1.0164815195291899,0.96516255884074686,1.0182002348407762,null,2.0567596309711944,0,7.4673706586295945E-3,0.32155818387986385,0.2055589052528615,1.666936184551996E-2,5.2340379536707524E-4,7.4628083993832197E-3,0.44890301702013458,0.49329242959231939,7.8878853349343379E-3,0.28672552364385473,0.20048378315381096,5.0644003824497713E-2,2.4517695887277161E-2]
[null,1588,1.0116931108163452,0.9967586968174571,0.99046440415347403,0.99913475921711359,1.0187943275370168,0.99503805646401156,1.024261625797888,null,2.0851612284978476,0,7.8095649859389604E-3,0.33636484123719501,0.20817951843962498,1.6666462539607473E-2,5.2584227111355803E-4,7.8049823527092128E-3,0.46066723938178089,0.48053480224067036,7.9135408194229429E-3,0.28739725752351475,0.2097056433554407,5.15688173193826E-2,2.5641846003322932E-2]
[null,1589,1.0212994432955773,1.0005436543787447,1.0452865017451445,1.007857871767504,1.009038763251038,0.98270796028963614,0.99232504627333917,null,2.0646848062950061,0,6.9961774634184157E-3,0.34197132454575296,0.20484697186505951,1.7060423678768043E-2,5.467244130715898E-4,6.9919927412425992E-3,0.43836578225081435,0.48456790049559234,7.8422178214510117E-3,0.28474173195864028,0.20672200363594695,5.5052993439624179E-2,2.297091691245931E-2]
[null,1590,1.0101377307301451,0.97640531752028425,1.021036264868777,1.0085172643837079,1.0013515790406464,1.010671339122126,0.98615595969591863,null,2.1186910527313243,0,7.7075611975569967E-3,0.35626759177105038,0.21291075693533335,1.7003668548281038E-2,5.4608046453326711E-4,7.7031347250320634E-3,0.45189401159280274,0.4849560914384286,7.9274769298207908E-3,0.28829036953250625,0.21829544614111301,5.5296741651846289E-2,2.5307244198131823E-2]
[null,1591,1.0250560353911788,0.9922668532121478,1.0126367242881156,1.0266721027977932,1.0060774155248287,0.98766943943425667,1.0139999863174913,null,2.0718746287605248,0,7.3482851991538822E-3,0.33313148565367917,0.20489598211134233,1.6920684547321846E-2,5.3060081044561599E-4,7.3438978208415088E-3,0.44805085047057558,0.49371138124980418,7.8116282728375036E-3,0.28512173998791651,0.2050872812511538,5.2490344914703432E-2,2.4127036869057317E-2]
[null,1592,0.99881254655037177,1.0149678593770917,1.0079632433851433,1.0235466748442521,0.99435444624413538,0.96662255468052116,1.0168309988273794,null,2.0723688137007823,0,7.3595779808212211E-3,0.33005766276307985,0.2063418093934771,1.6911469774758086E-2,5.3733900459060292E-4,7.3550854306462339E-3,0.45295794258973859,0.49222252496564384,8.0166054533105033E-3,0.28511915823271422,0.20373273661328889,5.2312265739742951E-2,2.4163791720611647E-2]
[null,1593,1.0401202918091741,0.95609338150615808,1.0057950976767884,0.96245788049980363,1.0334876423703567,0.97420659093520012,0.98416448380465427,null,2.0468487387266801,0,7.532300442888374E-3,0.33612371555824216,0.21154227189811789,1.6318570154411863E-2,5.2743432765345495E-4,7.5278679933672155E-3,0.43766005976920058,0.46285115831648727,7.6981102104701242E-3,0.2886252054607224,0.20773222429712493,5.3042983866393105E-2,2.4731437317377539E-2]
[null,1594,1.0343572654529567,1.0323747281000974,0.96397414081749555,1.0296276497619545,1.0002265298250428,1.0076694715504457,1.0467491209689055,null,2.021571552347285,0,7.6831997883177339E-3,0.31123651297067506,0.1928729138707681,1.6272889076119436E-2,4.9485802599091107E-4,7.6786072114782659E-3,0.45049626445808594,0.49528249978987898,7.7386697925626797E-3,0.278545735781904,0.19703106595284714,4.6378071679474414E-2,2.522666352581646E-2]
[null,1595,0.97434809014634183,1.036116148349757,0.98020555775938556,0.99894864656701443,0.99098400001595466,0.99292135021007899,1.0112006653596797,null,2.0918213968269672,0,8.0483667261439153E-3,0.33851868771534732,0.20871315930787024,1.6554187628111141E-2,5.3253833811698454E-4,8.0436113724652106E-3,0.46340352265534124,0.48047599348214909,8.2162455569130214E-3,0.28570144106382794,0.21229618876135539,5.0988369546383333E-2,2.6425818125230843E-2]
[null,1596,1.0034511369268628,0.97752436576908475,1.0184288354511162,1.019950138807648,1.0044242007252608,0.99800798621381093,0.99146568077920039,null,2.1236157292168567,0,7.6743154710368928E-3,0.35259993571666376,0.21392111518340651,1.7103581197720121E-2,5.481657845168512E-4,7.6698445877982808E-3,0.45460192642258573,0.49046151138163729,7.980151760519966E-3,0.28965688536139533,0.21636511888772028,5.5183932880035057E-2,2.5197875523892372E-2]
[null,1597,1.0022247413349386,0.99855358323841736,0.97574147361219388,1.0122584482015045,1.0202707541427376,0.9631295191378314,1.0116971892672981,null,2.0664658222391656,0,7.7760916453827236E-3,0.32369920719454309,0.20956917895630581,1.6484290302099816E-2,5.2326283442636484E-4,7.7713693315545583E-3,0.45297628750948921,0.48689136212849132,7.9874560493683952E-3,0.28893850949182992,0.203526224197252,5.0343349336335878E-2,2.5531416552850843E-2]
[null,1598,1.019646364879252,0.99594271732281203,1.0002091119529932,1.0028742242738142,1.0005621670713651,0.98933503392589761,1.0161986992156498,null,2.0678171482219527,0,7.5763115130650111E-3,0.33375116051417902,0.20634882548870004,1.6658816020587015E-2,5.2660672448113653E-4,7.5718270447625345E-3,0.45215922529237751,0.4823041995831876,7.8523671153032226E-3,0.28459040611288217,0.2069216526230723,5.183251645224711E-2,2.4875856763238252E-2]
[null,1599,1.0093152706824997,0.97190542731954377,0.97556687584786717,0.99267170685443329,0.98463390119070926,0.96338907549304387,0.97471926943153675,null,2.0577841015021439,0,7.9177143070769222E-3,0.32946419632880664,0.21438419695916749,1.6163572066513116E-2,5.2515420122898574E-4,7.9129729587464545E-3,0.44060104127072031,0.47747075762214941,7.9313335031934388E-3,0.28688887676941133,0.20717187825957892,5.1191206426179588E-2,2.5996629443525238E-2]
[null,1600,0.95921633829552722,0.99149302220035118,1.0303783654235772,0.9680922435125171,0.9949315811367756,1.0057516232333348,1.019333330444713,null,2.1945331533135262,0,8.0513331517721963E-3,0.38026697246985663,0.22244712561102267,1.7451817206497269E-2,5.7641907584320997E-4,8.0467628946410599E-3,0.49102250535839476,0.46549085996959016,8.3488838446302508E-3,0.29204998440005731,0.23178454156240932,5.8662442195808753E-2,2.6436171876547284E-2]
[null,1601,1.0153001639648656,0.99358512723730674,0.99775959979911799,1.02700767677451,0.96873795380942784,1.0201663984243581,1.0074352141964193,null,2.0986697605106035,0,7.8440284938831907E-3,0.34359917938239626,0.20694718655515951,1.679983162429953E-2,5.2817404200645665E-4,7.8395044852615121E-3,0.45514010060424037,0.49391798073236021,7.8858413497768128E-3,0.28262629240773446,0.21332476169215819,5.2149673955608947E-2,2.5755262173483156E-2]
[null,1602,1.0097959928231013,0.98897637580149378,0.98683976737716739,0.97926552840228587,0.97941823336337397,1.0195286126454597,1.0034139651913723,null,2.0952007083879165,0,8.1559670753932161E-3,0.34835874485855089,0.2108894318177349,1.6432514414339232E-2,5.2672206218242054E-4,8.1513371329166393E-3,0.4594741751109151,0.47098928968986592,7.9282010022836396E-3,0.28411484666899739,0.21763505190196028,5.2076629339997474E-2,2.6779731463564983E-2]
[null,1603,1.0154605171523323,0.97611039003338629,0.98915409697385714,0.97321372074999679,1.0078036074135821,1.024751195320645,0.99462232624480529,null,2.1020469852144021,0,8.2084661911279097E-3,0.35248490104314678,0.21249000219566569,1.6435699886740419E-2,5.2765916091816658E-4,8.2038534085209676E-3,0.45721184101089535,0.46807186453071331,7.8841067475222178E-3,0.2874322804358535,0.21992069217206803,5.2640286704634824E-2,2.6952264108849811E-2]
[null,1604,1.0413410444070819,1.0241976117229137,0.96979912941341739,1.0346403607818877,0.98701692779001182,1.0162167396587085,0.97970109597981492,null,1.9974668984182375,0,7.6525514265829379E-3,0.31420781324038743,0.19270937885501363,1.5974086370914718E-2,4.9578414222008031E-4,7.6480135024506422E-3,0.4214988034115687,0.49767551139267235,7.6870917495307787E-3,0.2771508505729397,0.19823961789052794,4.6706345241936884E-2,2.512615347465862E-2]
[null,1605,0.98329215301311934,1.0270689858523232,0.99978431614948515,1.0103399025606195,0.96584818947354689,1.0006757976305634,0.97863706519365934,null,2.0851599304862751,0,7.8222476746530843E-3,0.3442485059030711,0.20807491363449721,1.6615180802095991E-2,5.3918534953478921E-4,7.8176514638120757E-3,0.44703982634685918,0.48589588239477993,8.1426593359450808E-3,0.2830042413272269,0.21348149867577146,5.2439164870147506E-2,2.5683468057187776E-2]
[null,1606,0.98471699389824974,0.96610064165556964,0.95774468540701663,0.99650726536069589,0.99732613529766223,1.0129295708983013,0.99483884956099056,null,2.1487125317076781,0,8.8405009646762064E-3,0.35299570681635167,0.22134565841465711,1.6459191924266172E-2,5.3069251647637537E-4,8.8355023430211031E-3,0.47236947162568893,0.47936945020046845,8.1284182965158953E-3,0.29233917696605322,0.22428097524825547,5.1871356841128008E-2,2.9027431479470876E-2]
[null,1607,1.0003537006675689,0.97559620968659766,0.99529090014449517,1.0408853536556584,1.0294888791104506,0.9909735844186438,1.0001421078958241,null,2.1278821442968838,0,7.8798962375829125E-3,0.343201990772735,0.21435130781845416,1.7047765631723527E-2,5.3877455322041252E-4,7.8752543408400245E-3,0.45834304911098006,0.50059980730670262,8.0035225435700543E-3,0.29325883318501444,0.21337849373731338,5.3290529730184312E-2,2.5872711803726977E-2]
[null,1608,0.99432578437059949,0.99886176315142761,0.99757198746273645,0.98720702967230634,0.98543583756549147,0.9986066578635433,1.0180763628319278,null,2.1085319751142055,0,7.9410170444222661E-3,0.3476954942226545,0.21223568191999548,1.6751959822401338E-2,5.3808127241701564E-4,7.9364061262357042E-3,0.46739125236182971,0.47477723810870176,8.0521749516980004E-3,0.28598556009687964,0.21589106416082054,5.3144464273555299E-2,2.6073614841438515E-2]
[null,1609,1.0194083424015363,0.99412361879657918,0.97755875676662074,1.0071978699788187,1.0420697614242134,0.96289176678336497,1.0096704965328589,null,2.043542939835592,0,7.624236171459184E-3,0.31871543537971825,0.20658292206173101,1.636816278115175E-2,5.162264889596545E-4,7.6195974187768583E-3,0.44496752546372681,0.48445173647077083,7.8529185768294613E-3,0.28910219609928239,0.2001823775932994,4.9775280058369314E-2,2.5032797614433284E-2]
[null,1610,0.98081647116871773,0.97858360652080079,1.0250446406315465,1.0050013669681919,1.0137576300064939,0.98105221552190303,0.98456240937138728,null,2.1444419219646362,0,7.7119994556859445E-3,0.35977995247683581,0.21960864001347941,1.7219928416266163E-2,5.6395406142157277E-4,7.7074712565842153E-3,0.46027797853235697,0.48325364042814484,8.1647039476117362E-3,0.29337763142188189,0.21995236017407629,5.6926169610035569E-2,2.5321491081625444E-2]
[null,1611,0.99490394049266151,1.0069407400715258,0.96823522247231208,0.98037735783279201,1.0350810206811178,1.0202146184826881,1.0027114730652102,null,2.0991374371836127,0,8.4213264085086902E-3,0.34453112259902818,0.21045323301385757,1.6319988738501615E-2,5.2170528732139857E-4,8.4165334520115449E-3,0.46201092010686895,0.47157893758529146,8.0457960780676123E-3,0.28991915767168136,0.21756861771200398,5.054176574553039E-2,2.7650985601957646E-2]
[null,1612,1.0350335082754392,0.98466927872080046,0.98005156046144071,0.97405164109240627,0.9888279887261735,0.97465752998526645,1.0164717055558832,null,2.0273253670535234,0,7.6697178243751085E-3,0.32247595777706034,0.206156315283512,1.6110243156187209E-2,5.1155928127239185E-4,7.6651481350259515E-3,0.44649378877477769,0.46850144088075291,7.734507366505077E-3,0.28201615347766906,0.20225322074998134,4.9894303810279449E-2,2.5182446184874301E-2]
[null,1613,1.0105790558074139,1.0038168691062144,1.031654787818326,1.0138822423384726,0.98743237900514347,0.99801174865200082,1.0149500820834312,null,2.0947289222732284,0,7.3154662215624998E-3,0.34652273520665067,0.20642913840811139,1.7154768922823034E-2,5.450553125733457E-4,7.3111576641886082E-3,0.45513101705370096,0.48750443960171458,7.9246248882386475E-3,0.28381998020600102,0.21106593180831082,5.4616064366768399E-2,2.4019475055707798E-2]
[null,1614,1.0382324402392664,0.99023259605271496,0.99942911270326817,1.0077391640411959,0.9995540687043738,0.99215604270860691,1.0217427094175688,null,2.0489787020592507,0,7.4550141365016687E-3,0.32781604051717056,0.20299626816173075,1.6586088150957252E-2,5.179996932116014E-4,7.45059480039101E-3,0.44729964868932798,0.48464619012608073,7.7117533495602037E-3,0.28260933254938142,0.20333222843056328,5.0990001392005817E-2,2.4477570335373008E-2]
[null,1615,1.013250357748765,1.0195716941276984,0.977085620179028,1.0334239219135615,1.0049476209202548,1.0313831581837087,0.97877960869736258,null,2.0645075648534315,0,8.0057333966348371E-3,0.33430716572079511,0.20102966803896083,1.6366162517927673E-2,5.1391402499368331E-4,8.0011102327634774E-3,0.43806266539822136,0.49706766755555848,7.9006174560557352E-3,0.28364091220313137,0.21003278977191936,4.9304436947401199E-2,2.6286188382337275E-2]
[null,1616,1.0060364876972012,1.015882175871194,0.9864188321519225,0.95660318510272346,1.036025765267967,1.0244924284002501,0.98568039940064578,null,2.0673475957109853,0,8.1177179458567107E-3,0.34638793221986608,0.20663896003756962,1.6169629871301942E-2,5.2284122752980556E-4,8.1131175238950554E-3,0.44829619041985908,0.46009077418044092,7.9578041376314121E-3,0.28699165998822407,0.21645610269477175,5.1186133446918761E-2,2.6654167908831444E-2]
[null,1617,0.97722437483463165,1.0438001051782075,0.98227254768761141,0.97585229763563264,0.99234658780186202,1.0020030133940336,1.0181187815600614,null,2.0838887206951648,0,8.0710979687962422E-3,0.34110480138313631,0.20714363460754762,1.6443678843151163E-2,5.3041656784767527E-4,8.0663847432310594E-3,0.46586942266261927,0.46936101499180466,8.1921843952382795E-3,0.28417145575478586,0.21366345084080263,5.0912737992447887E-2,2.650063588134681E-2]
[null,1618,0.99065428833962454,1.0198691963679194,1.0012617135072952,1.0164295025787218,0.98918601711100895,0.98176907413284786,0.99679337402579293,null,2.0785542209287922,0,7.6145687125968673E-3,0.3362508046560912,0.20757921502555046,1.6739511038751206E-2,5.3741400414648822E-4,7.610003615621753E-3,0.44981700061848767,0.48882005448731097,8.0822326532628483E-3,0.28515835688439073,0.20834657524285138,5.2226342490986115E-2,2.5001278923938875E-2]
[null,1619,1.0013143303259353,1.0131917787496791,0.97652858877131887,1.0304956880629219,0.99655127875990845,0.97140115973515162,0.97554385917287467,null,2.0442682673805366,0,7.7112857148729863E-3,0.32158648930526323,0.20569960587694164,1.6311521591385006E-2,5.2107852879945042E-4,7.7065918950745341E-3,0.43416385105060007,0.49566094179186432,7.9947636296044695E-3,0.28527841960822703,0.20210588825770287,4.9631799460178275E-2,2.5318602099768283E-2]
[null,1620,0.98982147900449913,1.0031603764114583,1.0080930516683744,1.0224631932994381,0.95727650189437752,1.0107448907697409,1.0293265631472581,null,2.1373193345041299,0,7.8602419806375803E-3,0.35262779447436871,0.21133596916528025,1.7183708985335826E-2,5.4482845893844098E-4,7.8556882136514676E-3,0.47430550735651139,0.49170108762661469,8.089432075031806E-3,0.28402637910371087,0.21764846517525521,5.4052284988640877E-2,2.5808430861429105E-2]
[null,1621,0.95821460685367488,0.99303523277655159,0.99760488458970309,0.98840801398801725,0.99921446235417499,0.99632021086769063,0.99951415889266537,null,2.1694051282645845,0,8.3287984825662596E-3,0.36470391048912104,0.22212493313734627,1.7017112029120273E-2,5.5968439965199028E-4,8.324002817216675E-3,0.47888038354657092,0.47535473050952959,8.3556303758267648E-3,0.29314831718748663,0.2264476815347945,5.547054764289009E-2,2.7346993077595794E-2]
[null,1622,0.98743201378160583,1.0242619108614008,0.99243600536442034,1.0167137502362436,1.0176420782726336,0.98947190172095789,1.0046370496823624,null,2.0882498131644356,0,7.7785658200884228E-3,0.33655771643432791,0.20737429985130176,1.6742580311821943E-2,5.3389629104833632E-4,7.7739347049358941E-3,0.45519312637710752,0.48898345114951247,8.1080909106039118E-3,0.28802786446527889,0.20958923821163317,5.1604335657742154E-2,2.5539844619208014E-2]
[null,1623,1.0180725528094663,1.0190966577967886,1.0348939177542844,0.98901682669578928,0.96623048265413447,0.9997268117529865,1.0160778180062955,null,2.0603600703357734,0,7.1887020577663004E-3,0.34307055639808554,0.20225613216255206,1.6877131618796466E-2,5.3936183033482729E-4,7.1844710363362955E-3,0.44957049051428666,0.47553909482153667,7.8664807728117646E-3,0.27856256389426581,0.20858624971499676,5.3892970383819808E-2,2.3603269245717498E-2]
[null,1624,0.97550096055699398,0.99401622075766749,0.98517397100842985,0.97758460538320358,0.99860836300985201,1.0181756298543303,1.0175848137181058,null,2.1550825821720445,0,8.4932382307327994E-3,0.36137023935388585,0.21786794839114523,1.6794066348932615E-2,5.4329654315111E-4,8.4884436830493064E-3,0.48237404480049068,0.47018570670678372,8.206828961907579E-3,0.29021496330361235,0.22598000817670449,5.3663040582474099E-2,2.7887233550640531E-2]
[null,1625,1.0006246933767169,0.98270607204029847,1.0231382411651571,0.99457982922938004,1.02558884618643,0.98316088651472999,1.0204157870803587,null,2.1215422196747076,0,7.5540105856605885E-3,0.35086262885420622,0.2141538843328584,1.7177627187196915E-2,5.5090689635787311E-4,7.5495671487314578E-3,0.46644716754456805,0.47824800508615045,8.0029660905999618E-3,0.29105645386201351,0.21473013130611207,5.5514166016858969E-2,2.4802725934712968E-2]
[null,1626,1.0195896110785359,1.0022255656348886,0.99838672229290726,1.0105883931846062,0.97670431776303679,0.95906606628690749,0.98987222658627116,null,2.0250558255071782,0,7.3110568776748736E-3,0.32070566892892743,0.20462670969021338,1.6391562516196403E-2,5.2443535976402886E-4,7.306571565651834E-3,0.43340447576878255,0.48601958366935488,7.8527008979992242E-3,0.2816031665375533,0.19904008636872705,5.0887512816280157E-2,2.4004408265403621E-2]
[null,1627,1.023955010250222,0.97956796511910404,1.0184796477418705,1.0132337918591869,0.979181660361643,0.97271695296134297,1.0134345499039155,null,2.0727809036797793,0,7.2895513097287453E-3,0.33495504124080716,0.20869930110333038,1.6910578316291058E-2,5.3676547000083678E-4,7.2851739348919354E-3,0.44973792594449741,0.48723168304531878,7.8203585340058095E-3,0.28384148773250806,0.20553184484440087,5.3586184571292834E-2,2.3934110252162018E-2]
[null,1628,0.99766172045145585,1.0088261133296392,1.0054661190628804,1.0002133745236037,0.9890085246883108,0.99986877391984885,0.96763094450206633,null,2.076713361720862,0,7.7397997997706858E-3,0.34512217488438551,0.20891149378360524,1.65468534623401E-2,5.3803621930003666E-4,7.7352747283239371E-3,0.43977577399823969,0.48100895170703589,8.0257079533518644E-3,0.28506616407434271,0.21333328778848054,5.2976608604154575E-2,2.5412834317073023E-2]
[null,1629,0.9807665920812908,1.0131463284258782,1.0003769173371067,0.98541589826554377,1.0238529997549153,0.9944238940918988,0.97553432992306732,null,2.0977506808637854,0,7.9283756080797286E-3,0.34939853047960889,0.2124829683960528,1.6603833473447165E-2,5.4382857410877625E-4,7.92374632392699E-3,0.45041205303305404,0.47390761694527328,8.1636623329590825E-3,0.29021835125518614,0.21660214247258475,5.3390299815743308E-2,2.6032023369919059E-2]
[null,1630,0.99730442246076034,0.97988196215687884,1.0016416088406102,0.97605015575049936,0.98468469717966189,0.98884223405389893,1.0402861263019676,null,2.125310295446357,0,7.9255574403435548E-3,0.35029754762276172,0.21583459389759219,1.6916259440531194E-2,5.4262885154319823E-4,7.9209521939320061E-3,0.47986810753126591,0.46939976745627054,8.0283614730757447E-3,0.28722338412606535,0.21700327736725938,5.4178129160973768E-2,2.6022843765429661E-2]
[null,1631,1.0190794593483454,1.0255785061765386,1.0090657460990669,0.97218921138578895,0.97327258930464911,0.96732822121435136,0.9848684843659119,null,1.9995402770483977,0,7.2120538751105348E-3,0.32426731703713951,0.20121089373533271,1.6163944294945429E-2,5.2499512628837721E-4,7.2076759775236447E-3,0.42903880522639887,0.46752160819195981,7.857238071001053E-3,0.27819125447787307,0.20003365130242345,5.1055442634882153E-2,2.3679504847741086E-2]
[null,1632,1.0183456549684142,0.9999177692143062,0.97408237895102256,0.98056579958565981,0.99989667876561106,0.99930325114025365,0.96287789591069461,null,2.0324592019260082,0,7.9855462378372565E-3,0.33115190056523131,0.20647370947800497,1.5894428063369746E-2,5.1390720923001902E-4,7.9808900468872762E-3,0.43066494093908098,0.47165225766299307,7.8609169041617237E-3,0.28387988152947441,0.20841201477959645,4.9740142336302272E-2,2.6219758649512051E-2]
[null,1633,1.0173683748680404,1.0318236528282381,1.0117107982922879,0.98929384648149576,0.98797747799976554,1.0450010673131656,1.0085565776124832,null,2.0711412950138821,0,7.7015794182824669E-3,0.34841318055957149,0.19958154222626473,1.6627377434824859E-2,5.2587136651330085E-4,7.6972216009209785E-3,0.45101576754021777,0.4757394323338881,7.8706034872529536E-3,0.27949740250606631,0.21460744762328995,5.1979210046020727E-2,2.5287817707333644E-2]
[null,1634,1.0253196028071099,0.98716517634836898,0.99818730411110312,1.0133078529200388,1.00613147892671,0.9565564657602792,0.97797320112607655,null,2.0285705462512009,0,7.3247401881392209E-3,0.32115806432767663,0.20656035187622501,1.6395179428818386E-2,5.2457654930547905E-4,7.3202515470457497E-3,0.42868150094798235,0.48732804686433495,7.8088048921976915E-3,0.28551168591960729,0.19934351104487799,5.1213961692026543E-2,2.4049351349241518E-2]
[null,1635,0.99781336879344351,1.0408360836385997,0.97565751764094577,0.95770854934646854,0.96655297769439519,0.97870261679020176,1.0129653536735377,null,2.0217528528001267,0,7.8080951048815012E-3,0.32497142969309384,0.20338971361801217,1.5963214340714252E-2,5.1688926987043836E-4,7.8034293807581513E-3,0.45048119003894471,0.46065336989475764,8.0227640660042853E-3,0.27861194696924974,0.20433605290489856,4.917420373148499E-2,2.5636743997217461E-2]
[null,1636,1.0055971717012637,1.0066372514352144,0.98952023782933884,0.99185921712559688,0.97493703393535458,1.0088789122430193,0.98477719887027326,null,2.0702363598780851,0,7.944090838142813E-3,0.34141540551876171,0.20770760424676454,1.6347420934256816E-2,5.2648907542298068E-4,7.9394922803223723E-3,0.4460971390801744,0.47703842117324313,7.9614585916575435E-3,0.28261354485321022,0.21296956930527439,5.148015181931935E-2,2.6083753837820151E-2]
[null,1637,1.031273464151786,1.0089847555901548,0.98648745675667304,0.97983592330911407,1.0058428591347637,1.0160638212172304,1.0412950416285962,null,2.0551711267881845,0,7.7931606591230456E-3,0.33258811881045219,0.20157176497837617,1.6403859121817667E-2,5.1147063199621543E-4,7.7886610185023313E-3,0.45995536999463221,0.47126466121989335,7.7630672761344827E-3,0.28172014874896523,0.20782447853113867,4.9984461878836789E-2,2.55882252365628E-2]
[null,1638,0.97673374794886658,1.0155048921092704,0.95400921571337993,1.0388443431287073,1.0149374858126645,1.0068415534004844,1.0205584650973387,null,2.1266880703742892,0,8.4917740261318281E-3,0.33614095418961026,0.21106179594182459,1.6655661211401624E-2,5.2263485670342642E-4,8.486807374248749E-3,0.472221394658565,0.49974751781372184,8.1946357919258639E-3,0.29069797913434375,0.21403963029400472,4.9528975377554976E-2,2.7881857756515492E-2]
[null,1639,1.0126667906414659,0.99550338336447952,0.99371031395335052,1.0349478653795008,0.98753254538023283,0.98895763977127504,1.0169893020743983,null,2.0837204251370984,0,7.6449482445928767E-3,0.33175213814628612,0.20678390745332037,1.6819818279666495E-2,5.2717396391790679E-4,7.6403892389152461E-3,0.45439778347913939,0.49774912594172444,7.9061169838687568E-3,0.28478411451127789,0.20644611659953113,5.1457583436672033E-2,2.5101105347369066E-2]
[null,1640,1.0221370785789143,1.025223217522206,0.9804345199191975,0.98808987539105253,1.0099133805015335,0.96500906014609111,1.0107670161781772,null,2.0012925162401474,0,7.438712865281789E-3,0.31303559354452892,0.1998384269277472,1.6085444375872011E-2,5.0989862825320494E-4,7.4341621491938676E-3,0.4376981386707261,0.47525244370358,7.8321161866702349E-3,0.28176147117700434,0.19628899559936333,4.8570954285543699E-2,2.4423583856943987E-2]
[null,1641,0.99521862562026675,0.98405349401626052,1.0178986577601365,1.0148491234147763,1.00884188108378,0.99014392646210092,1.009842023765249,null,2.1316384689090326,0,7.6698209123844995E-3,0.35196107832897749,0.21460568547868336,1.7208625816646807E-2,5.5096450444157752E-4,7.6653215592899651E-3,0.46432068833127288,0.48801017576972694,8.046133195758429E-3,0.29044286909092487,0.21603754890913565,5.5276182897895168E-2,2.5183015938663639E-2]
[null,1642,1.039677758439931,1.0270950545248714,1.0119767319279414,0.97302103973338239,0.99993543579651734,0.99580147618444759,0.97653251025026266,null,1.9867501507680743,0,7.1945254133046928E-3,0.32566534354397841,0.19608311374745632,1.6078577201606128E-2,5.1565869999181972E-4,7.1902549172257919E-3,0.42028320988730766,0.46791327375250558,7.701731056302126E-3,0.27792585972742245,0.20056562442947309,5.0399758086626598E-2,2.3622271131483276E-2]
[null,1643,0.9966826937529546,0.98689968861070843,1.0161266986260713,1.0475288149869901,0.98270393523943878,0.98745833363451052,1.0446435735239423,null,2.1446814624440642,0,7.5690085120491638E-3,0.34591454389407561,0.21240062212573027,1.7535167966697105E-2,5.4863390538698563E-4,7.5645093573435832E-3,0.47662318034902434,0.5037303035906564,8.0342108503293937E-3,0.28783694164659807,0.21253811778365253,5.4672423650752595E-2,2.48518158358642E-2]
[null,1644,1.0106417958659433,1.038619218028572,0.99315161015944997,0.96526821945721986,0.98438772386445472,0.99780459173204616,0.99216165148654989,null,2.0188348212117568,0,7.6331482740322355E-3,0.33081494662860683,0.20066014249616454,1.6067811347488806E-2,5.1908041815415821E-4,7.6286533096262968E-3,0.43851198572537392,0.46423891735330242,7.9219263289769127E-3,0.27900738652121182,0.205928671571627,5.0105898693099359E-2,2.5062549092154912E-2]
[null,1645,0.96008249546630775,1.0256431083109236,0.97657266732532566,1.0035057523731596,0.98862361181327518,1.0143025608079363,0.98164770255279077,null,2.1304982625965616,0,8.4774518189017507E-3,0.35358632132504569,0.21437876236979095,1.6580614261703781E-2,5.4083021620893515E-4,8.4725805878809006E-3,0.46342576707132299,0.4826788455251152,8.3381104911580042E-3,0.2887805098254092,0.2222110067006465,5.2147247796514619E-2,2.78351182446651E-2]
[null,1646,0.96980047514119727,0.97016180388812112,1.0003076368945747,1.0075510400690386,1.0208099294912962,0.99559348858552588,1.0263741142052589,null,2.1962854474180458,0,8.2771018269214222E-3,0.36471131897767989,0.22403944108743551,1.7383832060107733E-2,5.5956288615814696E-4,8.2723378238124933E-3,0.49070661346804456,0.48455308809595227,8.2559696406446642E-3,0.29668368637931974,0.22610389349607737,5.6115548165015898E-2,2.7177257164717947E-2]
[null,1647,0.97891051405429164,1.0081652660883405,0.99696284558822745,1.0141631792241239,0.97241144476668329,0.99857108884951007,0.99423506900077274,null,2.119642642614314,0,7.9909949491637523E-3,0.34939015366259618,0.21320551781075087,1.6837099658723487E-2,5.4422704301491107E-4,7.9863246267918506E-3,0.4606812951865919,0.48774309008185146,8.1789396113444712E-3,0.286458288881551,0.21701868551752132,5.3352402512140976E-2,2.6237612970599331E-2]
[null,1648,0.99097585974785019,0.99929668061192967,1.0288461967781344,1.0059571791044131,0.99262966365021887,0.97574363564969113,0.99310629073400347,null,2.1032564025717799,0,7.4065391092787468E-3,0.34856922932839074,0.21253200795709226,1.708709072685493E-2,5.5542717125839586E-4,7.4021193030131089E-3,0.45271943081667954,0.48370207143330646,8.0812228952371213E-3,0.28753195874079562,0.21264574396588778,5.5518326412570908E-2,2.4318312929971296E-2]
[null,1649,1.0220018875455583,0.95889370024639953,1.0121053169577729,1.0121027856995088,1.0176032910975157,0.98576863942793691,1.0048614764996888,null,2.1067825081905758,0,7.6047900586621127E-3,0.34434072347615585,0.2139522268037119,1.6980546797947034E-2,5.3925780195785344E-4,7.6003254832537051E-3,0.45466225714692066,0.48670679791931537,7.8349424062693178E-3,0.29034528722447989,0.2120517169818617,5.4403733022166598E-2,2.496948318519578E-2]
[null,1650,0.99546392962624408,1.0065712132466653,0.99934271900000382,1.0351228824438465,1.0196249291615584,1.0067777065631689,1.0293318073965736,null,2.1259894170139257,0,7.8222918281724927E-3,0.34390003331041474,0.2085783566536506,1.7153439061897677E-2,5.366871909483834E-4,7.8177121210887372E-3,0.46901510781439132,0.4978159496998969,8.0430714432775108E-3,0.28928194122365314,0.21331903273617131,5.2666710251099862E-2,2.5683667335607237E-2]
[null,1651,0.99428351134866289,0.99665519879119191,0.98427330179300854,0.98999986940645945,1.0016436718381652,1.0069949241125069,0.98135774964589539,null,2.0971860565432059,0,8.1723203276239335E-3,0.34698814284260893,0.21261260430858595,1.6427988559016157E-2,5.3202583828721459E-4,8.1676151972762141E-3,0.45241069578074394,0.4761597084262823,8.0517453155976235E-3,0.28793711192400379,0.21709864540716889,5.2138883196123101E-2,2.6833210075133593E-2]
[null,1652,1.0066590962198028,1.0155661512477527,1.0057663615017178,0.99912009850763117,0.99940902263637299,0.98718856855625181,0.99932689620559889,null,2.0599996207252174,0,7.5135521234615159E-3,0.33526262669171564,0.2052848171644463,1.6611894015223977E-2,5.319550762539196E-4,7.5090813781138787E-3,0.44586185356080066,0.48048230060571956,7.9539925739653562E-3,0.28407615670701936,0.20720342871839195,5.2065349037656361E-2,2.4669717319371065E-2]
[null,1653,1.026072939200851,0.99424733317200853,0.99669870616946421,0.9972644212855496,0.98653674931721658,0.97128729109112144,0.98793948524330721,null,2.0285428200347746,0,7.4380530799304E-3,0.32500947925736384,0.20539968040019693,1.6304224449278024E-2,5.219806884497266E-4,7.433570860068575E-3,0.43416714444495702,0.47961672760605428,7.802987890006584E-3,0.28237807861609276,0.20190539825549136,5.1019959362378769E-2,2.442164128436547E-2]
[null,1654,0.99599390415250699,1.0339957570750691,0.99046745926078517,0.99607921889251383,0.98775764236506514,0.97245062144335215,1.0246997899961872,null,2.0504671505853436,0,7.5691885704669152E-3,0.32600765130303933,0.20394906443670738,1.6510047888111834E-2,5.2635328765207275E-4,7.5646015170497015E-3,0.45540698106940364,0.47906522815870245,8.0382770136603453E-3,0.28239484501781464,0.20324812897016434,5.047304188373284E-2,2.4852118609770064E-2]
[null,1655,0.97884305675549033,0.95327024489762069,1.0261524431272331,0.95675439912994897,1.017686572991271,0.9969954357037748,0.96697790744551404,null,2.165684633403556,0,8.0861043073653955E-3,0.37820582750783904,0.22577290668508646,1.6995542753372294E-2,5.716204414007018E-4,8.0815265657059043E-3,0.4644832378861774,0.46005104835879762,8.1812302358372745E-3,0.2951307807510164,0.23107363063498065,5.8673004313271847E-2,2.6550381577437325E-2]
[null,1656,0.97622835941517394,0.99749355374327309,0.98328227208904961,1.0114178224220607,1.0299961582098371,0.99822015123377494,0.96490550976339562,null,2.1212946307679426,0,8.2509118777537357E-3,0.34952071521829076,0.21627798081819216,1.6617424402529272E-2,5.4118779928923576E-4,8.2461144508798583E-3,0.45116553102255369,0.48646409560283504,8.2006022425356474E-3,0.29378747425571267,0.21880787479861344,5.2825436978549314E-2,2.709110505571375E-2]
[null,1657,0.99035290971489887,0.98257923736142561,1.0409902376289932,1.0096454115874196,1.0318771721389655,1.0011712316324826,0.97174317417827005,null,2.1436459539771304,0,7.5638761941955041E-3,0.36608631347760917,0.21634278646595326,1.7334259892635127E-2,5.6571567578019542E-4,7.55950192979956E-3,0.45183690364723667,0.4854398750374343,8.0870188695849124E-3,0.29349983106518623,0.22182687851270366,5.7795380751451318E-2,2.4835364845951065E-2]
[null,1658,0.97184734696614705,0.97607097522857267,1.0308186563709139,0.99586352076026674,1.0200195361305082,0.98697443895409953,0.99954264746400656,null,2.1755293072808941,0,7.8136036827166407E-3,0.36940900927550246,0.22248869818525072,1.7452482651125603E-2,5.7273446333519365E-4,7.8090673658859243E-3,0.4741779454101277,0.47884293334311323,8.2404005011601032E-3,0.29530152557468675,0.22511092468120134,5.8281922943152036E-2,2.5655266569067376E-2]
[null,1659,1.0003112635663811,0.98121927906463946,0.97631956798057173,0.99402321829209817,0.99274482402503272,1.0107427646606204,0.98542178359059929,null,2.1056276116843904,0,8.3268358088633039E-3,0.3471018500849814,0.21442440075162503,1.6398397996627699E-2,5.2823185848121482E-4,8.3220751904138825E-3,0.4557112325135978,0.47811857452541695,8.0027683850289535E-3,0.28796766099684701,0.21816775149974577,5.1870843479180515E-2,2.7340660211306624E-2]
[null,1660,0.98106244763163242,1.0089756742492335,1.0329628896768122,0.98729088964155665,0.96492300162001621,1.006000454474504,0.99345706676268264,null,2.1279677472622898,0,7.6666992413270607E-3,0.36426152813102208,0.21335209860524432,1.7099950972525264E-2,5.6096763159393524E-4,7.6622785956118027E-3,0.46168260332315758,0.47471477436851345,8.1631255570889585E-3,0.2846967360311814,0.22170874996169387,5.6558614489492412E-2,2.5173018836491836E-2]
[null,1661,1.0165758126932072,0.99954157256247178,1.004317565844566,0.99416253815666755,1.0099530321741426,1.0308359451580165,1.0025820412489388,null,2.0948920338197716,0,7.8741729253028938E-3,0.35018975032966942,0.20661193411497733,1.6693379938206035E-2,5.2942524351476806E-4,7.8697081407148074E-3,0.45427948899167547,0.47810244674607932,7.8763187752792264E-3,0.28541627956843768,0.21660689611137504,5.2736088010382244E-2,2.5854490774762685E-2]
[null,1662,0.98698222359587839,0.97983878203738317,1.0092697258735854,1.0214491571716457,0.9907362727375687,1.0279349025411513,1.0228486184437064,null,2.1836636215351826,0,8.1619190384157134E-3,0.36716378813558737,0.21738412002630034,1.7390796638775016E-2,5.5215453815729305E-4,8.1573168845991608E-3,0.48241287759499507,0.49120988888562617,8.1127719856082456E-3,0.29043293468832215,0.22646942970171891,5.5740084646809331E-2,2.6799376847097229E-2]
[null,1663,0.98132510163999565,1.0171314885548146,0.98484857254283098,0.99957651551700333,1.0151242672370548,1.0037926033152846,1.0297004478771088,null,2.1217115370488866,0,8.1247419602199882E-3,0.34542544649309226,0.21105980551105302,1.6818846469156098E-2,5.3496804522118414E-4,8.1200172639805494E-3,0.47506465035494844,0.4807640592571707,8.1581025079478248E-3,0.28915556524791591,0.21604945830309491,5.2008523809056934E-2,2.6676835746468997E-2]
[null,1664,1.0052455907793776,0.99448746956910872,1.0067824486150649,0.98538247340206198,1.0215079727658416,1.0025518579836439,1.0012884656197938,null,2.0971353035284688,0,7.7893512248186948E-3,0.34839147021883121,0.2106710525216913,1.6735310489180703E-2,5.3769061355572604E-4,7.7848431416748963E-3,0.45613080264556904,0.47387284002450131,7.9652354049314349E-3,0.28852397459934553,0.21519347037774197,5.3542282417689831E-2,2.5575682298572065E-2]
[null,1665,1.0049084090674718,1.0049023695153092,1.0033484817714804,1.0088693206522101,1.0189901331551021,0.99838361814708376,0.99233379860326165,null,2.0833487017540837,0,7.6860527692940812E-3,0.34105210519438972,0.20769332261033316,1.6719735839683701E-2,5.3395335714816921E-4,7.6815394452445637E-3,0.44771939358107626,0.48517797809936808,7.9677103258733329E-3,0.28763725227644904,0.21107101352104521,5.2544453427707902E-2,2.5236296845058376E-2]
[null,1666,0.98250468335706098,0.97536357191922729,0.99226688049872247,0.97085526838414393,0.99338970029762719,0.99873561752175055,1.0076789740622831,null,2.1433345866838072,0,8.3039246202294484E-3,0.35915661085599709,0.22023409704976971,1.6752742257175282E-2,5.4709114670352507E-4,8.2991771465541174E-3,0.47569249117624701,0.46692853088286396,8.14874362183831E-3,0.29044346297948453,0.22368419980636978,5.4485931516551851E-2,2.7265432864479165E-2]
[null,1667,1.0320423497316635,1.0009726196314526,0.99042620549200666,1.0383548947268475,1.0307137362206487,1.025745157064587,1.0384599978861455,null,2.0854852311555501,0,7.7272887967056777E-3,0.33279386327350768,0.20041476736214908,1.6872126295666253E-2,5.1458678063092615E-4,7.7228038469579416E-3,0.45897218611691348,0.49939788176844063,7.7575038724783012E-3,0.28568527696966689,0.20748386717060416,5.0225792984383275E-2,2.5371863510854398E-2]
[null,1668,1.0263759272890667,1.0095915929269437,0.99651862805448554,1.0015968531306145,0.96904568884805287,0.97495609014346851,0.97893541615564683,null,2.0094857525537235,0,7.3643618412559458E-3,0.32165484720000004,0.20171606341034262,1.618275373170586E-2,5.1855384613711268E-4,7.3599071459365456E-3,0.42673115542599904,0.48170087095218678,7.8006742972430336E-3,0.27892603143149913,0.19984193247820159,5.0237691888939416E-2,2.4179632586786452E-2]
[null,1669,1.0164688336767633,0.97627828196951638,1.0261792117876916,1.009830358010394,0.96816961322042772,0.98713086013500395,1.0365478237409205,null,2.1120123923649712,0,7.4108432869158421E-3,0.34663571390966857,0.21139428422412962,1.7232968786869148E-2,5.4524822303161891E-4,7.4064770199661293E-3,0.46743604343306761,0.48557230540158303,7.8783940053711882E-3,0.28409195616978639,0.21178196237090044,5.5115252693277661E-2,2.433262941423555E-2]
[null,1670,1.0138288178932813,1.0219834560942165,1.008432895132523,0.98764535027200928,1.011174706030548,1.0393003754146155,1.0067771650055315,null,2.0834429083496007,0,7.7944362336310035E-3,0.34995487766498745,0.20262028833547621,1.66644103691885E-2,5.281503056081639E-4,7.7900254178382023E-3,0.45356965988303422,0.47495624501833,7.8978947435500921E-3,0.28337294523087198,0.21595712418245408,5.2333015710156326E-2,2.5592707721733991E-2]
[null,1671,0.9868400932272503,1.0053362959702503,0.9800784437037805,0.98469104874242153,1.0256753323698578,0.97465007573605844,1.0455903608744723,null,2.1043770010299889,0,7.9904726319982144E-3,0.33598343580181289,0.21264036074437578,1.6715108254301086E-2,5.3211561357382445E-4,7.9857196190688071E-3,0.47785471524365591,0.47361872636106744,8.1122320607767955E-3,0.29036196975118667,0.21072169006677541,5.1605774817320524E-2,2.6235625328069986E-2]
[null,1672,1.0008069071365893,1.0051375585218745,1.0206618828804019,1.0262707178056316,0.96760329976434112,1.0169282417618084,0.99486747763031458,null,2.1117362915952005,0,7.6350353348510099E-3,0.35260891595954996,0.20800419569839254,1.7067245477210662E-2,5.4462924539395714E-4,7.6306167123492653E-3,0.45324964515117844,0.49349415197048407,8.0013654839597055E-3,0.2832750527484203,0.216099119101473,5.432738988793185E-2,2.5068999493704808E-2]
[null,1673,1.01178531813869,1.0006913760684411,1.0010763104820621,0.98765116956284016,0.99858698026839388,1.0173819536206326,0.9696908959120869,null,2.0720423955654654,0,7.8622067496936596E-3,0.34704672198101172,0.2077019323024302,1.6399334763652188E-2,5.3011078290606027E-4,7.8577017111493251E-3,0.43942795728628387,0.47498055653132648,7.913425481258984E-3,0.28468959556880491,0.21505858540398945,5.2483634662120984E-2,2.5815045840225335E-2]
[null,1674,0.98069025043369373,0.99602442117116563,0.99170818436753894,1.015431953293638,1.0405083461905409,0.97971845765348031,0.98635417797779135,null,2.1165071476007529,0,7.9546899491154711E-3,0.34360007035229667,0.21541027778835534,1.6820921052535357E-2,5.432475403846607E-4,7.9499695781316271E-3,0.45582922900370643,0.48836918240351423,8.1637872059213933E-3,0.29443915591790076,0.21406394256562483,5.3153879052629555E-2,2.6118175088864052E-2]
[null,1675,1.0068361072811236,1.0003645216796011,0.99609100747831769,0.97150567135405741,0.99316510246665513,0.99324638986803693,0.99887696075557619,null,2.068472345903551,0,7.8149249262363385E-3,0.34100422773323463,0.20935856189137914,1.639749400719118E-2,5.3035407008749107E-4,7.8103642380385856E-3,0.45170867878253557,0.46723026827303682,7.9520386227793817E-3,0.28450906857489705,0.21191527126325305,5.2211416167361017E-2,2.5659527205994126E-2]
[null,1676,1.006387759946948,1.0249623548026889,0.97446093415970914,0.99801250626068683,0.99066493989377336,0.99170230276938165,1.0004802139659386,null,2.0405086687571696,0,7.8458536415267725E-3,0.32564064259290126,0.20324405023669515,1.6179372745689799E-2,5.1507392823201578E-4,7.84119107333839E-3,0.44489963379932146,0.48004298609196216,7.954341934317018E-3,0.2822124600188945,0.20489859126853788,4.9165375557807194E-2,2.5760803151000329E-2]
[null,1677,1.0138760059242451,1.0296715787659814,0.96192167618662416,0.97419812585932131,1.0255837248044879,1.0207195773436253,0.99479007436300737,null,2.0348099169519669,0,8.1715184908165549E-3,0.32945438226658619,0.20135365903229946,1.5876469640332111E-2,5.0441887595906762E-4,8.1668142900903247E-3,0.44361856513515469,0.46862526870691812,7.8948819995057554E-3,0.28382262474233028,0.20881368562666228,4.8020086286295789E-2,2.6830578840648298E-2]
[null,1678,1.0057625237614227,0.98738565766531639,0.96549575295001466,0.97284355447373716,1.0488446653577348,1.014141061582204,1.001985932140548,null,2.095098009299905,0,8.4337298540764129E-3,0.3428559714795934,0.21223392645313136,1.6240325439296748E-2,5.1881338077153867E-4,8.4289323376282449E-3,0.46052644766031992,0.4679631173671791,7.9587741305762218E-3,0.29169315028082793,0.21685586977114579,5.0564690974235799E-2,2.7691719879272946E-2]
[null,1679,1.0140482526816423,0.98168216557214172,0.98208176678555437,1.0223959214271046,1.0238794738645443,1.0161191016499274,1.0189609554169294,null,2.1147382944468824,0,8.0945135753958692E-3,0.34194640488739719,0.21016583032124633,1.6781372155593843E-2,5.2376292744760232E-4,8.0898573654320516E-3,0.46365955191309122,0.49174794167522273,7.8946847526622649E-3,0.28969037800048625,0.21421414815118284,5.1541124971995506E-2,2.6577750900519548E-2]
[null,1680,1.0046227301830539,0.96735824125699599,1.0377293250553634,1.0151435664861603,0.99495546144416103,1.0175571368607548,1.0105645111103159,null,2.1640980379048993,0,7.6686800794005215E-3,0.368383794019222,0.21616858665089822,1.7518419210525157E-2,5.5952509471107607E-4,7.6643202094274316E-3,0.46933599690466332,0.48809299573602288,7.9719607790995749E-3,0.28958254111885406,0.22362359270206927,5.7685259372484088E-2,2.5179726186322089E-2]
[null,1681,1.0001925098042626,1.0142770969874471,1.0099446488957979,0.99084231113555965,0.99944998913504068,0.96840224661874463,1.0023406701055475,null,2.0587408525351485,0,7.4110557467335237E-3,0.33389290740527833,0.20744022053632283,1.6649681565960639E-2,5.3771648747495465E-4,7.4065810919122467E-3,0.44786259882091239,0.47648923255266024,8.0056596403798013E-3,0.284991279595395,0.20586906099837066,5.2673998263582933E-2,2.4332971323633306E-2]
[null,1682,1.0233851390892297,1.0359039589073389,1.034883525361991,0.9869909219426658,0.97332058887926631,1.0024170165894322,1.0016690623643036,null,2.0293119424260131,0,7.0701267878728498E-3,0.33740266195143226,0.1974294888723232,1.6662739211420152E-2,5.3305755869959199E-4,7.065945117529354E-3,0.43707785712824104,0.47456502906186199,7.8256437894760646E-3,0.27669187945841511,0.20514136781457673,5.2772525293009333E-2,2.321387395689984E-2]
[null,1683,1.0108211294827074,0.9685841605186819,1.0162581559737978,1.0372441505566101,0.98041385368926348,1.0236315223938344,0.95181150605398412,null,2.1237308085658397,0,7.843307913817937E-3,0.35856805248563889,0.21358892776088981,1.694152819563766E-2,5.4509414837565354E-4,7.8388391784389774E-3,0.43866978696099163,0.49878426579994228,7.9218432397269462E-3,0.28752989655499062,0.220296415334476,5.5136390391289987E-2,2.5753076429260106E-2]
[null,1684,1.0070803999569382,0.99229292394563107,0.99159736904329088,0.99478899351592431,0.99876147359374645,1.0195160606240929,1.0382462852486554,null,2.1206092062703998,0,8.0730709464173645E-3,0.34863220179702714,0.21040856922753767,1.6835873825038948E-2,5.2975275172185174E-4,8.0684666239429319E-3,0.47518904651673655,0.47844133714277559,7.949851990965864E-3,0.28642719008718942,0.2172127516158788,5.2479760117281442E-2,2.6507475520720577E-2]
[null,1685,1.0226963354557788,0.99495169463870792,0.98025719456288796,1.0122125631176233,1.0148399863980624,1.0230363006517025,0.97157718850122987,null,2.0644129506071267,0,8.0184071215853945E-3,0.33730449012375463,0.20540435086634401,1.627336219841518E-2,5.1568160163807393E-4,8.0138028562152085E-3,0.43620667554864739,0.48685553721477265,7.8278232394143384E-3,0.28586966570919531,0.2115284290544395,5.0303651634137934E-2,2.6327887681736013E-2]
[null,1686,0.99741281274752835,0.99256225428944744,1.0124931753262374,1.0247436512610506,1.0030797530308826,0.99830984204216899,1.0103708167803702,null,2.1245124170639231,0,7.6990256981273857E-3,0.34892046431443846,0.21178023967242157,1.7152271040861162E-2,5.4517004242825404E-4,7.6945163185300793E-3,0.46214113797523138,0.49278445099613771,8.0281186388479874E-3,0.28876989792759644,0.21482493924230475,5.4291306597809223E-2,2.5278929995442928E-2]
[null,1687,1.0230738978812559,1.0230894682196294,1.0015699911317346,0.98683399568391061,0.99530941331226863,1.0241960292578345,1.0258843096622057,null,2.0593033126584679,0,7.6631102773914179E-3,0.33864350087881046,0.20019417327123762,1.6547018305176471E-2,5.1987528557975228E-4,7.6586973896405307E-3,0.45465980992828514,0.47458611630033148,7.8261367804182171E-3,0.28035615275657494,0.20979234131959298,5.1021347282775485E-2,2.5161253437433667E-2]
[null,1688,0.9750661728353065,1.0299428482713044,0.9667483323769368,1.0024818992567694,0.95671828901005218,1.0064805758590627,0.95731147164366637,null,2.0740990886646244,0,8.3421052529033205E-3,0.34011212834539617,0.20969811505606054,1.6085029206084633E-2,5.2680288188273572E-4,8.337248335161784E-3,0.44192713555007163,0.48221612859760049,8.2094005191493836E-3,0.28286994751914663,0.21496372454834509,5.0105024547616027E-2,2.7390508811012529E-2]
[null,1689,0.98380785884776145,1.0133760415684141,1.0280386579982301,0.99862731558006412,0.99074298417384321,0.99466663083408269,1.0000730230694215,null,2.1160082290989357,0,7.5603318645024306E-3,0.35514878620735041,0.21142256371117479,1.7113356466192397E-2,5.5594466593625422E-4,7.5558994818803798E-3,0.45964292423793629,0.48017995050238715,8.1400548322106882E-3,0.28669285434226549,0.21675747380204577,5.5535223053712307E-2,2.4823529660347281E-2]
[null,1690,0.98632339245648237,0.98744673369500779,0.99409758519897617,0.98205260472740308,0.98931862096844414,1.0107912394880412,0.99983985483294513,null,2.1332982473846478,0,8.2432294424410104E-3,0.3580446135320236,0.216667670901319,1.6725960102198935E-2,5.432096520385254E-4,8.2385360723019573E-3,0.46851649651621785,0.4723084793349091,8.1173016246822369E-3,0.28857800634786795,0.22275836123107384,5.3976633837370162E-2,2.70662076750833E-2]
[null,1691,1.0211109110287759,0.9886253736323185,1.0184241271091743,0.95665381409487826,0.97766856307686112,0.99651027348789578,0.97075408868321922,null,2.0507474987661665,0,7.5547157319342285E-3,0.34710235968551589,0.2089729108855975,1.6325169358964976E-2,5.362554402712702E-4,7.5503419416528073E-3,0.43640370765166175,0.46002433958967898,7.8421374186513036E-3,0.28187493401943242,0.21299221775167287,5.3872569379455171E-2,2.4805271375544981E-2]
[null,1692,0.97641520808832505,1.0214772171761752,1.0111143422047972,0.99631646425077147,0.99862541577198938,1.0127494425053181,1.0001900417148029,null,2.1274775367335086,0,7.9209691746940109E-3,0.35784135777961912,0.21151101843836606,1.6970246515058504E-2,5.4984145360630922E-4,7.9164062796848421E-3,0.46473187956166812,0.4791182765881345,8.200679865580247E-3,0.28765430950099102,0.22048911358665568,5.4407467345555134E-2,2.6007908993279972E-2]
[null,1693,1.0261629694739802,1.0383429512054489,0.9592975048286464,0.97452636248841062,1.015427014570238,0.97368738030139612,1.0188338745381869,null,1.9805618305270423,0,7.6519654387442139E-3,0.30662697395765309,0.19661715652759099,1.5725640106106317E-2,4.9549600494551102E-4,7.6473155345925638E-3,0.43817065023501489,0.46879093822897705,7.8002042501394827E-3,0.28019881457040829,0.19464319500470631,4.6373551117090218E-2,2.5123860428560199E-2]
[null,1694,0.98989908234426549,0.98539641888436602,0.96383669883189882,0.97215215238088915,0.97014271946105324,1.0191831356931631,1.0174359200730394,null,2.1262988411263506,0,8.6796874566392474E-3,0.35150307268643899,0.21631721794670464,1.636482014125824E-2,5.2673870397297693E-4,8.6747974110141877E-3,0.47731835327367522,0.46763542703445571,8.0862196677247578E-3,0.28610039923179137,0.22253998727860907,5.141203047171404E-2,2.8499464735629948E-2]
[null,1695,0.97784090573012228,0.9803256775455631,0.98771104633413398,0.96865894647232231,1.0101275924046116,1.0035323056626757,0.99675140564600473,null,2.1435627039140459,0,8.4202484821295949E-3,0.36037179480423065,0.22027367021109573,1.6663487289466278E-2,5.4628855731224228E-4,8.415456464413263E-3,0.47260607641688845,0.46588540367346243,8.1873398966237597E-3,0.29218795350772592,0.22502758782303919,5.4170446396287035E-2,2.7647447355630541E-2]
[null,1696,1.0167239755347923,1.04401714898849,0.99277161213334764,0.9854621995759385,1.0066005623033416,1.0123972787855962,0.96813309315560792,null,2.0102020094970472,0,7.6120840031710353E-3,0.32961323216638433,0.19723334971893963,1.6028854768283196E-2,5.1472647156338596E-4,7.6076227229399428E-3,0.42518967294572696,0.473952185884083,7.8745147201840018E-3,0.28012583130590507,0.20522520647307765,4.9455439387856702E-2,2.4993456935273366E-2]
[null,1697,1.0122209442672541,0.98964433256286588,1.0306253852335605,0.98312187881432744,0.99197571409070773,1.0025700276773297,0.98880980612322289,null,2.0914711306821454,0,7.491205495284441E-3,0.35400975669626833,0.21021810712606878,1.6860507202879699E-2,5.4676530699621822E-4,7.4868728860417715E-3,0.44844843517751748,0.47271689933703492,7.9117115525108167E-3,0.28503971520171911,0.21575018949371769,5.5376620827499896E-2,2.4596755369177634E-2]
[null,1698,0.99993568728008886,0.98212773742252335,1.0013304609971831,0.97166240272635129,0.99967600723100203,1.0032567662458141,1.0288170882584626,null,2.1245620727996544,0,8.0131480622510597E-3,0.35391725291874582,0.21481670093435318,1.6834326060125741E-2,5.4055140996666555E-4,8.0085570625101025E-3,0.47546719275584665,0.46729051644081171,8.0072173780032004E-3,0.28801683459317001,0.21928442437382031,5.4080993351277022E-2,2.6310653583275202E-2]
[null,1699,0.98620083228802791,0.99566168634577956,1.006674532453582,0.9664933753077527,1.0115639197532185,1.0237722242379816,0.98586716160417742,null,2.1312331701202867,0,8.1783183752943255E-3,0.36570373591969718,0.2152355266387978,1.6718737643724967E-2,5.4776137910276504E-4,8.1737246829225643E-3,0.46293389088278936,0.46478933503038566,8.1190476252917115E-3,0.2895305906774005,0.22590068110446163,5.4905175235064239E-2,2.6853281675942378E-2]
[null,1700,1.0294338298751098,0.99227634310598267,1.0374975424779305,1.0263008765473296,1.0123324275525429,0.96971239830968892,0.98124627937322184,null,2.0469466774131022,0,6.9197810810115185E-3,0.33221767606639446,0.20390262136501125,1.6956887074560771E-2,5.4039973448999281E-4,6.9155679298831393E-3,0.42863284832765164,0.49345825220770168,7.7798099233670846E-3,0.28510087777268051,0.20169531019298662,5.3946370765861201E-2,2.2719837133523987E-2]
[null,1701,1.0032956495279521,1.0114775413979888,1.0104906064309986,1.0128290805464644,1.0054081736129215,0.95698215856602598,0.9970148154152465,null,2.0518063852372097,0,7.2600120087785878E-3,0.32749696114219562,0.20647963851552037,1.6727181238944115E-2,5.3691399192497139E-4,7.2555498059923389E-3,0.44165831827218488,0.48706088648701273,7.9809300710747249E-3,0.28582225564038383,0.20186315336772215,5.234782313335528E-2,2.3836785579677354E-2]
[null,1702,0.99534939815646573,0.99265642786425523,0.9755956166197256,1.0114631484446903,1.0370514107654909,1.0009880010859853,1.0316086715872768,null,2.124526280719166,0,8.1948510909849483E-3,0.34102466404693971,0.21260860837058146,1.680174476784544E-2,5.2805567768396584E-4,8.1900838720820046E-3,0.47393030818077431,0.48650927139217576,8.0426207028624318E-3,0.29226631310191609,0.21443770521549865,5.1474729673546389E-2,2.6907026808244954E-2]
[null,1703,0.96913219664437911,0.9787314999805371,0.98682546030224294,1.0007242141842456,0.98454613198359964,1.004676172793407,1.0163065006162257,null,2.1784318466864034,0,8.4816322919200379E-3,0.36225534541910837,0.22236578405000473,1.7036052290390118E-2,5.5110625487154227E-4,8.4767878453704312E-3,0.48584810966010733,0.48131014021254748,8.2608593594503087E-3,0.29199700807183621,0.22631872910626397,5.4644616286567152E-2,2.7848940421803713E-2]
[null,1704,1.0121584198955929,1.0112537326867592,1.016116181367577,0.99617109932829939,1.0093250231664699,0.99415239368067121,0.98053139787994048,null,2.0567774281615567,0,7.4329123944387185E-3,0.33968791884308502,0.20504926735052539,1.6609942292418339E-2,5.349978747833863E-4,7.4285249548030671E-3,0.43724091229605888,0.47903369853340499,7.9113685620330783E-3,0.28471458608908268,0.20871356830630985,5.2880491570574638E-2,2.4405063882916172E-2]
[null,1705,0.97312233392710645,1.0236325864539932,0.98283972530828401,0.97257238585663097,1.006519742339157,1.0096982006170849,1.0121049695006132,null,2.1161621648956697,0,8.2998980974265113E-3,0.35123853199760963,0.21235970272631044,1.6564739477790431E-2,5.3710701575610312E-4,8.2951318417137515E-3,0.47192228309276535,0.46778180251638779,8.2267508259279594E-3,0.28816494595326492,0.21993926762656088,5.2179657165774634E-2,2.7252142753231557E-2]
[null,1706,1.0152323920010895,0.9749146620720619,0.98192630539632753,1.0058846396097811,0.95862979143867277,0.98882437906991871,1.0071291784492795,null,2.0829807429737057,0,7.9463738040605452E-3,0.33556365913578629,0.2119884122284903,1.6479238656808323E-2,5.2452625468295776E-4,7.9417090872493934E-3,0.45547993919964869,0.48380688015933182,7.8854677830979599E-3,0.28340469951471442,0.21023446152844655,5.1527086476844841E-2,2.6091036752665185E-2]
[null,1707,1.0134477271051299,1.0039003946689729,0.9945631271305565,0.97911144888108237,1.0397377544899167,0.97328740525549062,0.99608577720887082,null,2.0435958603740576,0,7.5756875245328167E-3,0.32939465032083087,0.20686214785598023,1.6351888122458014E-2,5.2541270518596057E-4,7.5711529301064574E-3,0.44253432360269807,0.47089260135070232,7.9000733310997714E-3,0.28809988468876924,0.20487921370032944,5.12865572079437E-2,2.4873642082484531E-2]
[null,1708,1.0082110714565393,0.99419311700636048,0.97530022312238429,0.99267766663907053,1.0080911242618091,0.97575648202873333,1.0178032034035898,null,2.0670237555237385,0,7.892676715028633E-3,0.32822054402399625,0.20973656076736005,1.6380136474436244E-2,5.2085423831758264E-4,7.8879712101938733E-3,0.45700720410032564,0.47747442199926105,7.9400047252367583E-3,0.28697038871105224,0.20642167561102201,5.0442179618949048E-2,2.5914490758615003E-2]
[null,1709,1.0010966077159018,1.0384534596738031,0.99619501182212233,0.97645159404552373,1.0161979288575007,1.0371019309666722,1.01271242026828,null,2.0811667111505137,0,7.9706610145797337E-3,0.34788922715581144,0.20254476894858242,1.6515082452643375E-2,5.2553142788161207E-4,7.9661429121585785E-3,0.45863732195715906,0.46960862919922919,7.9976353513860395E-3,0.28374858750731197,0.21618108641443501,5.1352049210466814E-2,2.6171309628026142E-2]
[null,1710,0.97628993986653168,0.99716860958119691,1.0392590590798219,1.0011576371051678,1.0008043001342575,0.97962685344022427,0.9878133226015654,null,2.1357606099312463,0,7.4842830732521634E-3,0.36078743084793674,0.21675604718911554,1.7320145284805306E-2,5.6960115752739888E-4,7.4798607086917013E-3,0.45924504032108215,0.48136395450002001,8.2034051961612977E-3,0.29059205495680196,0.21882623021957306,5.7527404483367468E-2,2.4573718139414256E-2]
[null,1711,0.98105748129897619,0.99971087821470905,0.9901444952904368,1.0409428537355279,1.0304277765411634,1.0273099652233284,1.0192915387558104,null,2.1696147267030335,0,8.2750195338560165E-3,0.35615454250183348,0.21361039726264125,1.7241906765021638E-2,5.4146217534981555E-4,8.2702971934246316E-3,0.47728616947513575,0.50064343929864286,8.1606393297424251E-3,0.29342551880759776,0.22208416368436612,5.3300656697371614E-2,2.7170553045760243E-2]
[null,1712,0.98393078947728541,0.98697585643400043,1.0257315396115574,0.99184176783016109,0.96915447982313929,0.98900818290514647,1.0063520141614328,null,2.1382157003891304,0,7.7103865445209956E-3,0.36027665596698777,0.21726733002770179,1.717060700065234E-2,5.6060145013999915E-4,7.7058925741033003E-3,0.46863767319290545,0.47692387187497443,8.1389017060156457E-3,0.28717769608145211,0.22017127916417251,5.6579273286283593E-2,2.5316304608263378E-2]
[null,1713,1.0268324361241357,1.0013130444943643,1.016006665582363,0.97333803734417401,1.0146706204965124,0.98952335160750782,0.95278633340545704,null,2.0221516768352386,0,7.3690270984713294E-3,0.33668353470996182,0.20456380201069424,1.6218942749279333E-2,5.2938757431442174E-4,7.3646845422810263E-3,0.42079164913333539,0.4680541651044684,7.7983044500138524E-3,0.28389621122281661,0.20688035969174565,5.2544334893648896E-2,2.4195327851147877E-2]
[null,1714,1.0029140304097606,1.0101648562079715,0.99325906466877201,1.0220653440938008,0.98181826209437351,0.98921827124302397,0.98334321448625095,null,2.0650544856277415,0,7.6862625186862347E-3,0.33319733983695576,0.20642628225228518,1.6538214759468699E-2,5.2897696461598107E-4,7.6816830225397903E-3,0.44108986283706975,0.49155476493184547,7.9829734289049072E-3,0.28378634886480281,0.20739894311315041,5.1318589592711114E-2,2.5236768542075409E-2]
[null,1715,0.98947208119554553,1.0211125878386964,0.95568430099170198,0.99058982731527578,0.95986048162097426,0.9918465219635807,0.97369521412385862,null,2.0480299248781701,0,8.2814303598989936E-3,0.32908883022074514,0.20840637483467089,1.5864155743837458E-2,5.1557811578922471E-4,8.2765502495757565E-3,0.44244585640238587,0.47652908884376904,8.0892362325112391E-3,0.28182006296258777,0.20934362136601298,4.8740903944906641E-2,2.7191096321277274E-2]
[null,1716,1.0076495988366172,0.99420232768336703,1.0214899512722013,0.97988094454092312,1.0046376893655498,0.98734920480749644,0.97158063088681024,null,2.0707836938496245,0,7.4986215571327683E-3,0.34696833209021161,0.21035439680614276,1.6618345112024459E-2,5.4371205350980392E-4,7.4942190123171038E-3,0.43920498497522587,0.47118471400153211,7.9470779129913478E-3,0.28638633968943689,0.21254335213647976,5.4415951889655062E-2,2.462088972722748E-2]
[null,1717,1.040730445359592,0.98953356737480158,1.0090245324805529,0.99074754969644085,0.98085330166275853,1.0100817955311869,1.0087317813367209,null,2.0512560295081266,0,7.5029840895572781E-3,0.33732522174839435,0.20330045787325143,1.6522430005878511E-2,5.2146366995352387E-4,7.4986352159944489E-3,0.44452793390157508,0.47644635380844513,7.6937765924255247E-3,0.28020455217604634,0.20809365103828373,5.1989139208475497E-2,2.4635398358957377E-2]
[null,1718,1.0222101204005385,0.95799583619970963,1.0121887913305925,1.034152134626666,1.0106210690149382,1.0047129764397864,1.0249076880110366,null,2.1366425146545422,0,7.7076525049774268E-3,0.34906827584930367,0.21340107291079949,1.7282388822166171E-2,5.3939110332950322E-4,7.7031877086729122E-3,0.46621734309731205,0.49730978275066956,7.8333510918190893E-3,0.29014392714001741,0.21495289896123668,5.4591129457972981E-2,2.5307418266220381E-2]
[null,1719,0.97518526649083492,1.0087346607104011,0.986222495180338,1.0399794776327407,1.0096898009336972,1.0039246454959891,0.98032050154782013,null,2.1290637840140514,0,8.1391875441197848E-3,0.34714002904083457,0.21307385624114925,1.686481159977702E-2,5.4080951418086689E-4,8.1344268038590489E-3,0.45568615994462253,0.50019230050432539,8.2095477404075089E-3,0.29117488896552429,0.21695054265121436,5.2511422890628677E-2,2.6724175661647032E-2]
[null,1720,1.0187625265035016,1.0296293887236347,1.0106249173878681,0.98766012250839674,0.99869060643613383,1.0078550018417718,0.98556140406284054,null,2.0333521572834963,0,7.4428175142286796E-3,0.33585698602840958,0.1997934565980358,1.6392461383081522E-2,5.2507831216541104E-4,7.4384550638006185E-3,0.43452451033014461,0.47495695734966986,7.8597710342336331E-3,0.28059807507516021,0.2070003975143494,5.1411138663753866E-2,2.4437687444918595E-2]
[null,1721,0.9909639216881746,1.0432251613405648,1.0012764362398852,1.016159957762989,1.0099513804661733,1.0149770670629068,1.0447493394156142,null,2.1020620348533554,0,7.7267646745244637E-3,0.34122171812824548,0.20231275161889739,1.7020935741572554E-2,5.3240936999070145E-4,7.7222422475412365E-3,0.47118651958656077,0.4886903809277327,8.0797081642399911E-3,0.28461439105756059,0.21142486505249658,5.1612859154642199E-2,2.5370018478398482E-2]
[null,1722,1.0038145596734864,0.99640297885976059,1.0097141528669384,1.0258967690706653,1.0315542724952147,0.9686973285262408,0.97436985425686373,null,2.0717091518153117,0,7.4140335921934319E-3,0.33384862578227259,0.20924255538506831,1.6793324543586584E-2,5.3948659956338596E-4,7.4095417555201919E-3,0.43645835075696876,0.49334737754909946,7.9767596377356489E-3,0.2902857634416936,0.20586860256522679,5.3010099346832006E-2,2.4342698043934758E-2]
[null,1723,1.0085042454199451,1.0113677625458646,1.0136161822177061,1.0146520615677617,0.99891018598244607,0.9824068836139388,0.98666790786962444,null,2.0589550908758008,0,7.3663026597563528E-3,0.33470336232539494,0.20514612430002663,1.67196528492248E-2,5.3569002199609507E-4,7.3618834621701898E-3,0.43882512376220789,0.48792819421251821,7.9398906658343926E-3,0.28444782812717212,0.20594107027317451,5.2586448122516255E-2,2.4186125413320447E-2]
[null,1724,0.97093854697340898,1.028162883993855,1.0323274254346619,0.96896879126757485,1.0103027231215442,1.0266534808494114,0.98547020813379793,null,2.1370575522200563,0,7.8556114276681268E-3,0.3726951229901852,0.21217578074975241,1.7036413601182295E-2,5.622384301859298E-4,7.8511741048150948E-3,0.4628319135334738,0.46590683188006127,8.2482038036746849E-3,0.28827014016670399,0.22692228156568506,5.6619462241847912E-2,2.5793600580155712E-2]
[null,1725,0.98003275648887456,1.0208030813579199,1.0020485716719076,0.99653089154996544,1.0034634820077653,1.0132002970482004,0.97766421779284773,null,2.1081786259322808,0,7.9958923785515192E-3,0.35374042929098998,0.21073074988989937,1.6693179061932018E-2,5.4343141213661198E-4,7.9912847671552677E-3,0.45262404534283002,0.47924811229412773,8.1698737931005169E-3,0.2876998262375165,0.21908537942704542,5.3394298186994434E-2,2.6253908607105088E-2]
[null,1726,0.99896808567001927,0.98985588511037637,1.0023078199698483,0.97504699615176904,1.0220150360192952,1.0286632284464727,1.0173320503271746,null,2.1361662896300597,0,8.1584570017216047E-3,0.36115421399986231,0.21334730575289051,1.6858801943868278E-2,5.3986465389110167E-4,8.1538824434688045E-3,0.47306493960721169,0.46891540366836382,8.0150297487422383E-3,0.2896813652375067,0.22364406468801862,5.4161781270801478E-2,2.6788093617156082E-2]
[null,1727,0.97710614499682702,1.0179324590341652,1.0046618684237474,0.9855485381192638,1.0025554816023299,1.0104358370130602,0.98776025539718015,null,2.1170417716103938,0,8.0141112278969313E-3,0.35669397023003518,0.21236493625004882,1.6754037140670284E-2,5.4698110766911536E-4,8.0095021518781871E-3,0.45956474601758246,0.47395888536585196,8.194498742889059E-3,0.2880906001130179,0.22058690828093586,5.3977058935687487E-2,2.6313758502023329E-2]
[null,1728,0.95517981009951458,0.98889321295445454,1.0146372309700795,0.98812077773396356,0.96353157646602194,1.0127354205206309,1.0097760609071811,null,2.2021530955039466,0,8.3175186825594633E-3,0.37882889659650559,0.22379237440755789,1.734451417801874E-2,5.7123441637599293E-4,8.3128176396034294E-3,0.48978133383259398,0.47516679977111048,8.3832096491383082E-3,0.29039966356325386,0.23295701547214068,5.7622508443642917E-2,2.7310246216562972E-2]
[null,1729,1.011484969117578,1.0216525042812226,0.9683271504322285,0.98209783694775366,0.990464346026944,1.0272370931193042,0.95338947546459862,null,2.0340426881042748,0,8.2048620234430655E-3,0.33574598610186751,0.20334477349717672,1.5780761446027382E-2,5.1022807448945957E-4,8.2001755329192873E-3,0.42888031695005702,0.47240624536985265,7.913908512999954E-3,0.28158445390039044,0.21200955436984609,4.8930965252738393E-2,2.6940181119352088E-2]
[null,1730,0.99559736634429019,0.98232885065751974,1.0220466100428864,0.97630624211578787,1.0139596541754299,0.98077047622833013,1.0355472025979522,null,2.1286011004249823,0,7.6320112596195222E-3,0.35359459166902441,0.21576752387842682,1.7168903174762787E-2,5.5322479453980239E-4,7.6275375855820102E-3,0.47646454160606738,0.46946419316497334,8.0433139253247646E-3,0.29014504369545713,0.21653472626085152,5.5810628345290214E-2,2.5058883584299415E-2]
[null,1731,0.99556673306136567,1.0167409806010475,0.98523240306076376,1.0002541204470647,0.97846411354439489,1.0305536056495803,1.0016743446642209,null,2.1013946989209353,0,8.1863956206422311E-3,0.34836034668357185,0.20762774420093702,1.6542079786637125E-2,5.2758318559289975E-4,8.1817403875857654E-3,0.45957894210279693,0.48108881495121503,8.0414226781018588E-3,0.2834544218232154,0.21783706061522651,5.1461322315033975E-2,2.6879615811664113E-2]
[null,1732,1.015547812500442,0.99483242747329148,1.0175808734606566,1.0151136660010396,1.0052103293278278,0.99639982336825839,1.025314612662086,null,2.0960939761836137,0,7.4592603773889843E-3,0.34204693580857926,0.2071626138477945,1.7072442219324555E-2,5.3743209811643264E-4,7.4548682313985591E-3,0.45924553820603758,0.48813833387101802,7.8850479516673795E-3,0.28594542525424149,0.20998970214926074,5.3583287010027215E-2,2.4491609913535967E-2]
[null,1733,1.0261308292290154,0.99222731896524741,0.99698026946036378,1.0337980688739385,1.0358467920750949,1.0355173499791288,1.0032585229712061,null,2.0993518024822331,0,7.8541987161243314E-3,0.34342750834287739,0.20424451511209277,1.6844013965749291E-2,5.2251112964611776E-4,7.8497149356095142E-3,0.45051250087829353,0.49718607480251514,7.8025635308648315E-3,0.28806211923480868,0.21331295390800151,5.1652718612035957E-2,2.5788806745862244E-2]
[null,1734,1.0083513608160204,0.99715971837437534,1.0094386185898137,1.0188835736679107,0.9746513070250975,0.99940438231501383,1.0061893238611956,null,2.0936778045263216,0,7.6182292936256288E-3,0.34283166255678071,0.20822395788587378,1.68925308080346E-2,5.3676113400211005E-4,7.6137572317758846E-3,0.45395845789026384,0.48997560427626191,7.9408545697786503E-3,0.28369514170923277,0.21144097813332588,5.3172716879406397E-2,2.5013610745207689E-2]
[null,1735,1.023739532062429,1.0112798070967877,0.99024164703614459,1.0202025093732068,0.99313128140090623,0.9674156772529473,1.0033919183318765,null,2.0214437505839769,0,7.3473483175591431E-3,0.31628548660574562,0.20105894931303223,1.6390431419206094E-2,5.1655098840481671E-4,7.3428442771250905E-3,0.43600621933799588,0.49066803528088954,7.8204090226003924E-3,0.28175088103150608,0.19721239084135736,4.9615325140343447E-2,2.4123575643328236E-2]
[null,1736,1.0104513117370826,1.028141175985245,0.95651753074506507,0.96866029149405963,0.98461787158967373,1.0078142241716992,0.98090738506167496,null,2.0183956611792939,0,8.1890271264608416E-3,0.32604873175957388,0.20265731482858923,1.5648157300040468E-2,5.03882293695199E-4,8.1842671620532513E-3,0.43752688399624023,0.46597729546275868,7.9213328942554888E-3,0.28022440527362447,0.20730858422139606,4.7695916045197906E-2,2.6887917068329721E-2]
[null,1737,1.0114045538909495,0.9732056903628733,0.98538502419792828,1.0033358470797133,0.99221144986209642,0.98500005104443555,1.0036759446321173,null,2.0908839935136427,0,7.9301108804923932E-3,0.33756717972548583,0.21336915565757358,1.6564144740289662E-2,5.2856678227176641E-4,7.9254486572682831E-3,0.45571657504856666,0.48257056373353896,7.9155088581231367E-3,0.28746246319441876,0.21106935516622871,5.208752675473638E-2,2.6037616075630758E-2]
[null,1738,1.0139088284714084,0.99206475774590286,0.97924006977554334,1.0065137539489724,1.0097287672857811,0.98279708761398765,1.025806549447503,null,2.0743730757051035,0,7.8314907191373816E-3,0.32866032708629539,0.20840393434975782,1.6541357249467752E-2,5.2026616334914955E-4,7.8268342907112879E-3,0.45890676303012418,0.48411759270106253,7.8956088763994237E-3,0.28683330762402909,0.20622847068054201,5.0556467812352165E-2,2.5713636560149609E-2]
[null,1739,1.0090336694577058,0.97639176292362595,1.015905548184467,0.95353700106133943,1.0267717109601828,0.9989083525637602,0.99768152417181122,null,2.1009132288245005,0,7.7925845325656495E-3,0.35595819253868588,0.21423731688938236,1.6679463870119392E-2,5.4413412106577204E-4,7.7881199420259707E-3,0.45808840584587784,0.45853262051179017,7.9358561942298282E-3,0.28958445288296242,0.21873643339435711,5.5034369538085846E-2,2.558644762848427E-2]
[null,1740,0.98280033746169015,1.0150704065267715,1.0005215075502376,0.98434468497054306,0.98732968661512677,1.0411165656974468,1.0224691116957612,null,2.1471447232291334,0,8.2675600868942628E-3,0.3644772923737703,0.21161330508677295,1.6930638233386378E-2,5.423634063849163E-4,8.2629448568364468E-3,0.47906819620337671,0.47339202500413352,8.1467774669945585E-3,0.28601801919537811,0.22593130576604742,5.3883017438086316E-2,2.7146398284860197E-2]
[null,1741,0.96002442507351304,0.95526502201753005,1.039982456823112,0.9854868873893452,1.0225687185519938,0.98640949651584364,1.0136330439468537,null,2.2279394337514073,0,7.9655647916441457E-3,0.38463531201557966,0.22986936449574236,1.7823213159382695E-2,5.8966955040291803E-4,7.960994437375855E-3,0.49346430252174506,0.47382727677365938,8.3424377894803208E-3,0.29909226447562265,0.23319686113816712,6.0948906932756945E-2,2.6154395253135242E-2]
[null,1742,0.98949974788563166,0.9859076862784435,0.96021207867903302,1.0034286404651456,1.0068165224691885,1.0108823400462159,0.98468388047429922,null,2.1159307987194778,0,8.5887996030988428E-3,0.34490994728740559,0.21571291284220362,1.6337472155252386E-2,5.2506514419292855E-4,8.583882914307497E-3,0.45914829326991669,0.48269143997132785,8.089272662682969E-3,0.29063573285010785,0.21882786715935496,5.0856930327627017E-2,2.820078173819647E-2]
[null,1743,0.99077555757729718,1.0118552253450781,0.99792673437896484,0.98754975066159967,1.0364722948297944,1.0119824347669102,1.0061809934805397,null,2.1108699875171766,0,7.998069920892005E-3,0.35048267320004911,0.21028868402666542,1.6754054024391684E-2,5.3739985532590877E-4,7.9934687132384458E-3,0.46275455336639687,0.47494102111728365,8.0810488429165599E-3,0.2902575394122367,0.21757767202144981,5.2938859294473069E-2,2.6261083563641017E-2]
[null,1744,1.0272132492750965,0.97230089874324543,0.99747881521072657,0.98226804643737853,0.99669167901078193,0.96261995615890472,1.0173735283556364,null,2.05442639306133,0,7.5145171882240796E-3,0.32894392652259585,0.21046698932414221,1.6489901235225261E-2,5.2645431883162374E-4,7.5100049069361536E-3,0.45139380616658265,0.47240220626949186,7.7943696664677618E-3,0.28536616704245177,0.20425869277710548,5.2115640614842841E-2,2.4672751404878276E-2]
[null,1745,0.99425701622835794,1.0352882139710382,1.0114562756399905,0.98026616000765798,0.96468376274346312,0.99735543206635768,1.0212454868939846,null,2.0718087199117372,0,7.5728797075216943E-3,0.34238194933658556,0.20475291385700492,1.6691350153386044E-2,5.3724932720103022E-4,7.5684249181829444E-3,0.45966514519808382,0.47139886288530436,8.0535396866010106E-3,0.27990320992709461,0.21092280658672863,5.2641468046224042E-2,2.4864679696859959E-2]
[null,1746,0.97022258264201078,0.96914288945848104,1.0362803443020838,0.98868833256156841,1.0055135704567295,0.99540446374396541,0.9823664466359282,null,2.1836184178313691,0,7.8886669764581738E-3,0.37768627303719671,0.22445696818279384,1.7413836002703176E-2,5.7817949549559134E-4,7.8841462918068476E-3,0.47058767877893831,0.47537716581844941,8.2545272584743697E-3,0.2945822275258087,0.22945539418417704,5.9328763545115508E-2,2.5901924686864534E-2]
[null,1747,0.97442831953743014,1.0089589757423434,0.97301115697341212,0.98957322594389563,1.0201875450652369,0.97589280434015968,1.0065006535508856,null,2.1024426546177342,0,8.1789864136406071E-3,0.33832983651802589,0.21472453362935956,1.6505454532988097E-2,5.3460724117705943E-4,8.1741303336526055E-3,0.4654578271310334,0.47598802910149429,8.2151439634544233E-3,0.2913138918862766,0.21306156873315263,5.1462003593329433E-2,2.6854614367431071E-2]
[null,1748,0.99741801080143799,0.98484990865460931,0.98802866118659272,0.95203078278599418,0.99215177507192909,1.0290696930669569,1.0122618594533455,null,2.1258393808058318,0,8.4273961696070317E-3,0.36094743680916808,0.21500990778440288,1.6501885167907897E-2,5.3473720205743499E-4,8.4227090131395541E-3,0.47390739522756298,0.45788703133637121,8.0266589293713272E-3,0.28673380418675398,0.22534597372294157,5.3277963314050353E-2,2.7671274281710224E-2]
[null,1749,0.99505526694030844,0.983723681206923,0.97456038641611142,1.0393268016509845,0.97217923620107494,0.99763771564368708,0.95610942858217407,null,2.0973287113882497,0,8.1798674073027371E-3,0.33958482511180593,0.21377074013037586,1.6446183839028943E-2,5.2961669950680112E-4,8.1750743267747783E-3,0.43980392572375354,0.49991480787421244,8.044938156998695E-3,0.28729254876214882,0.21366021241045127,5.1427990075832243E-2,2.6857715684663209E-2]
[null,1750,1.0447627533222197,1.0003039090458035,1.0060692595016469,1.0367142053195699,1.045447043922588,0.97860471467926025,0.97942450643056955,null,2.0119505054893629,0,7.097260385754557E-3,0.31690404177406972,0.197524521967648,1.6518490748783737E-2,5.1581095129346697E-4,7.092928431559075E-3,0.41965777620459249,0.49856058234563133,7.6639184122426641E-3,0.28537911210565098,0.19582357055653032,5.0104489663339816E-2,2.330252271377618E-2]
[null,1751,1.0461972525197372,0.97970185512424368,1.0129515170700847,1.0121254626218541,1.0132437492777235,0.98615232957559951,1.0158825902484292,null,2.0486171193026359,0,7.2471612131752008E-3,0.3287863212164997,0.20337606360368204,1.6736835699248297E-2,5.2268554238938357E-4,7.2428425044944377E-3,0.44248084444917002,0.48671517907237916,7.6537908335649945E-3,0.28414569787366045,0.20237626948385637,5.2032712178630036E-2,2.379503805823498E-2]
[null,1752,0.99564092215156808,1.0058001721387573,0.98666156479791534,0.99271326112408076,1.0073955191806498,1.0099814875363977,1.0001879856595319,null,2.0983732353509366,0,8.0906438265764963E-3,0.34542313206258829,0.21024148947137192,1.6548999723215132E-2,5.3053093821267018E-4,8.0859784314674735E-3,0.4584420008626055,0.47745766466737627,8.0409062604834478E-3,0.28740102858793459,0.21582312333636439,5.1904017465450696E-2,2.6565007370440676E-2]
[null,1753,0.98338946162185126,0.99238424493897748,0.99045808072929564,0.99186399804445713,1.014948226397302,0.97197479043235302,0.98467446646280565,null,2.0989559082060345,0,7.9486616734385472E-3,0.34234832549544497,0.21611855307838967,1.6588916514526052E-2,5.4192636202432542E-4,7.9439387990296404E-3,0.45427052027194137,0.47703794154803408,8.1413058372862297E-3,0.29131522352545103,0.21343680151153421,5.3062754871759897E-2,2.609836206405183E-2]
[null,1754,1.0064676646028508,0.98830015489098988,1.0204334726392077,0.98830055749155021,1.003282469805878,1.0190525352972382,0.95817774148826729,null,2.0994581176184086,0,7.7816597233174483E-3,0.3591947299038758,0.21169290164655696,1.6686178856073531E-2,5.4512471843527332E-4,7.7772346895010813E-3,0.44014795854192695,0.47523642290152468,7.9563495954970455E-3,0.28724179907169167,0.22016354311417818,5.504684818583621E-2,2.5550686116627218E-2]
[null,1755,1.0228838522538604,0.99878742394013242,0.99664192983451816,1.0122033982088452,0.98657616318434715,1.0236073889471844,0.98020089399001942,null,2.068052157129725,0,7.808227523042304E-3,0.34114914689256071,0.20453192781151502,1.6471016274910086E-2,5.2262748611375852E-4,7.8037391450055211E-3,0.43916138030338953,0.48680153597049675,7.8273123786935205E-3,0.28254354320973485,0.21193869660594117,5.147169690324855E-2,2.563776167115565E-2]
[null,1756,0.99670776473482381,1.0214464270046029,1.0120283904608947,0.98416047773596493,1.0031027042039289,1.0247020101340452,0.982785332575425,null,2.0909158686230116,0,7.8238099295395783E-3,0.35420075188515959,0.20696415600861795,1.6647224693917891E-2,5.3910300613859352E-4,7.8193458224995981E-3,0.44902352906133652,0.47326993600964051,8.0337705352951337E-3,0.28495826889289844,0.21813319418131377,5.3461363892101703E-2,2.5689034563628976E-2]
[null,1757,1.0177378201764626,1.0208714637877834,1.0263674947330044,0.99349539144451682,1.001585025019806,0.98772346788189014,1.0297939231778634,null,2.0571706909315965,0,7.1749069503289119E-3,0.33574319241682854,0.20173626877612866,1.6898351294927949E-2,5.3501704447414576E-4,7.1706245211025678E-3,0.45300310669009536,0.47771716489555016,7.8685814130238039E-3,0.28205086689960318,0.20510539956139179,5.2959245323478017E-2,2.3557779045322285E-2]
[null,1758,1.0460252736803026,0.99284429280828279,0.98195154244559857,0.9650481672487301,0.97421308126873785,1.0082609530677209,1.0064461159212943,null,2.018690535368874,0,7.7757129425991989E-3,0.32837904410370777,0.20220480072693767,1.5948245270324197E-2,5.0539952854397304E-4,7.7712185928115653E-3,0.44105316481196027,0.4641654232203008,7.6533368507827586E-3,0.27803161960912054,0.20573022847546285,4.9492845793317447E-2,2.553092132820331E-2]
[null,1759,1.0115640919108784,1.008196577877164,0.97171568747753689,1.0321667946965651,1.0120527145658769,0.96279256437147409,1.0029201099577727,null,2.038627716340657,0,7.6215189030239029E-3,0.31431873180387726,0.20416075006966311,1.6360422651921235E-2,5.1451797653392385E-4,7.616830899925809E-3,0.44099057977890566,0.49647971527666518,7.9134821560717366E-3,0.28592334349913745,0.19808930583824361,4.8857846571412011E-2,2.5023708721321411E-2]
[null,1760,0.98386949266404078,0.98585788547948605,0.99762019508457656,1.0007876354100942,1.0204721538454649,1.0067044905762104,1.0070015011119611,null,2.1498166851889891,0,8.1659236935386955E-3,0.35758533452876112,0.21726256512312245,1.6996185819121809E-2,5.4668195205029237E-4,8.1612396099095177E-3,0.47200659269207085,0.48130841207029873,8.1377540618499042E-3,0.29273165275959323,0.2220257605962912,5.4408165423802606E-2,2.6812264245655731E-2]
[null,1761,0.98956505159829455,0.95300511967678581,1.0111795621950375,1.0005732960108624,1.0263791627315597,1.0232418815562374,0.99977756578060417,null,2.1940192293916154,0,8.2926838807540135E-3,0.37469724972546997,0.22321327827705689,1.7291005567298696E-2,5.578364707004912E-4,8.288055353590798E-3,0.47770193432027996,0.48116515045927011,8.0917088788730954E-3,0.29611484656516296,0.23086660281304675,5.7095350599463662E-2,2.7228894242153235E-2]
[null,1762,1.023014317679382,0.97349564429741386,1.0057222693551162,1.0283184857818266,0.9835006472554475,0.96330422572082663,1.0297633879563146,null,2.0803796182239318,0,7.3684819436200194E-3,0.3287519283612631,0.20972132308740396,1.6965293766488809E-2,5.3236295614819391E-4,7.3640073028578305E-3,0.45661759014582948,0.49452409834588357,7.8268273340470311E-3,0.28536569801941336,0.20318468265129613,5.2701185292377759E-2,2.4193102904541693E-2]
[null,1763,1.0107373523075651,1.0147263167523799,0.96933323973456986,0.98401057512153645,1.0104972144091191,0.97439792137010783,1.0214196368470028,null,2.0371295159322953,0,7.8166647346140008E-3,0.32059756407757362,0.20494155280880219,1.6153934721172301E-2,5.1247567311315774E-4,7.811968837832927E-3,0.4522686298527494,0.47332331046514187,7.9198194667307199E-3,0.28448171916364673,0.20232573085942201,4.894467591476185E-2,2.5664798825962513E-2]
[null,1764,0.98213450059410967,1.0043663277219224,1.0148972883491525,0.98899507620051319,0.9954713774190993,1.0308206384310186,0.96573794113988898,null,2.1333952004824295,0,8.0795121869734476E-3,0.36821077755767356,0.21398231760101677,1.682278847439567E-2,5.5224829806260333E-4,8.0749701902177486E-3,0.45358736928877225,0.47558647489737932,8.1531477248803462E-3,0.28816420733357206,0.22639430231916077,5.5417267182709402E-2,2.6528841801559559E-2]
[null,1765,1.0212696545409345,1.0013288949050405,1.0036588963195288,1.0203465602801491,0.99618166652158679,1.0343753536797025,1.0011847161598064,null,2.0912807803987783,0,7.7913411097194126E-3,0.34597784890690497,0.20399495336604356,1.6774151759949087E-2,5.2629796908909338E-4,7.7868957652591757E-3,0.45012729579645328,0.49069658884665479,7.8400812415450726E-3,0.28355066250445909,0.21408171700450987,5.2133202528638824E-2,2.5582425818989209E-2]
[null,1766,0.98955147044326774,0.98086121098203694,0.9800159739859764,0.97627609506164637,0.98736518365324,0.97946743073651932,1.0067313825617465,null,2.1052563336363206,0,8.1724470671205324E-3,0.34358852837677167,0.21735250423806177,1.6480125204935542E-2,5.358840434623079E-4,8.1676596835736498E-3,0.46630073202228739,0.469571467923735,8.0900008572031088E-3,0.28847198718288608,0.21549920405353418,5.2537330890240624E-2,2.6833356226750153E-2]
[null,1767,0.98980218813548293,0.95278119986740384,0.99481597206917016,0.99280903725712566,0.95606831352299948,1.0100552024703568,1.0376318139242378,null,2.1843650390265639,0,8.3968781090169985E-3,0.36532638968095354,0.22323265172572981,1.7145082791027878E-2,5.4945665502658281E-4,8.3921388447450937E-3,0.4934847946912857,0.47747955407446346,8.0888141692839321E-3,0.28878423234016742,0.22719547599711673,5.5512484596771577E-2,2.7570841569009168E-2]
[null,1768,0.97541546016232561,1.0016011934795375,0.99143558763487771,0.99822477126712694,0.98929337135201556,1.0131445485758612,1.0157154300147115,null,2.1498540321685593,0,8.2856751011074255E-3,0.35767908942944493,0.21592582155323886,1.6927951700127741E-2,5.4483008226167127E-4,8.2809379172677118E-3,0.47764516629035492,0.48009424808380591,8.2079186880292948E-3,0.28903780719527827,0.22286998473573508,5.3720440390888878E-2,2.7205511203231725E-2]
[null,1769,1.0087262315600363,1.0105924309551408,1.0148913656185201,1.0353382651203979,1.0147483413530174,0.97540088418657989,0.99014360240320543,null,2.0624841384357291,0,7.257826303663238E-3,0.33074413523261487,0.20428723964561826,1.6889973432478188E-2,5.3635969526565574E-4,7.2534149217394466E-3,0.43825311437216175,0.49787193640255401,7.9382166095523336E-3,0.28633660134247996,0.20335862611531907,5.2442575162771315E-2,2.3829771806836649E-2]
[null,1770,1.0217730124495272,0.99879733580161811,1.0128314284417661,1.0195447358320782,1.0050342668921506,0.9722694596804381,0.97994530040908434,null,2.0414665975516146,0,7.2385018920304621E-3,0.32829902059369076,0.2045195549066598,1.6632117723084511E-2,5.3100508288726647E-4,7.2341131949445253E-3,0.43070026550898849,0.49028335131819434,7.8367385786495374E-3,0.28464632012074842,0.20209002679717403,5.2166226114814369E-2,2.3766359503809238E-2]
[null,1771,1.012849082100638,1.0212544560615824,0.99578046960468614,1.0148210763674081,0.98812052123761362,1.0125532112404292,0.99658705413530835,null,2.0596194545756568,0,7.6868976651984968E-3,0.33517652679688675,0.20177394757343389,1.6527293938413769E-2,5.2271596129469433E-4,7.6823993486548241E-3,0.44368307555176922,0.48806306449631776,7.904812093816738E-3,0.28163010398230698,0.20833059841766319,5.0772692179418821E-2,2.5239121900878774E-2]
[null,1772,0.96749155423319322,1.0043049783660989,1.001723270213994,0.9938716031643714,1.0131589630843254,1.0265129768780492,1.0162108467885274,null,2.1778553476427076,0,8.3467145071755219E-3,0.36898829479302886,0.21740536300372867,1.716296803128357E-2,5.5391000494007614E-4,8.3420144283015158E-3,0.48416361557702037,0.47797017567834787,8.2757571256080586E-3,0.29218457790448527,0.22857125740172496,5.5177961260654967E-2,2.7406166940756295E-2]
[null,1773,0.97715136348629283,0.99464144978052649,0.96092279298521599,1.0182873590099852,0.97593241801685082,0.99226306786515028,0.9675046115540783,null,2.1063311378343821,0,8.4653173150691825E-3,0.34050710659764116,0.21642861869476918,1.6311709218470645E-2,5.301793066829338E-4,8.4603611184918912E-3,0.45121869261383346,0.48983690892229759,8.1915395776606028E-3,0.28867875643208041,0.21594488686639307,5.0892722394485002E-2,2.7794973406642949E-2]
[null,1774,0.96959652498948234,0.98823587879893571,0.97804452763534389,1.0181450499203009,0.96150955559262874,1.0347487232839847,1.0096448197398973,null,2.1867602490470506,0,8.7403299774056389E-3,0.36580060149209281,0.21981111393367822,1.6977926881376292E-2,5.4428285258150159E-4,8.7354447510644799E-3,0.48456807297591153,0.48971572810641661,8.2563813695492299E-3,0.28903512492491945,0.22969173096811377,5.3665460258589204E-2,2.8698710510162803E-2]
[null,1775,1.0015687125973805,0.96629677635590827,0.98912678878885496,0.96865651991159141,0.96834213301466343,1.0062665599521956,0.99504825344648073,null,2.1162989605501346,0,8.2714889541596528E-3,0.35516671979015862,0.21779912211895447,1.6480350495115464E-2,5.3713098887585124E-4,8.2667930648778476E-3,0.46384693528169169,0.46588013572659132,7.9934581010031713E-3,0.28621694690107125,0.22159738839374926,5.3626427771683444E-2,2.7159040870522424E-2]
[null,1776,1.031093480957769,0.96413026888990894,0.95111846688611024,1.0393236087832627,1.000128067221681,1.0145662477864246,0.96695290695717095,null,2.0701395929060546,0,8.3532079523020494E-3,0.32844922206121435,0.20935067199910798,1.6086063097506681E-2,5.0410411388765225E-4,8.3483843451140054E-3,0.43524106918087441,0.49998725243366038,7.7624499984165945E-3,0.28719981216459634,0.20949686569327139,4.8639811630042711E-2,2.7427094140662529E-2]
[null,1777,0.96372403260835993,0.96600313959509132,1.0107835756827377,1.0048652548111543,1.0473463619327203,0.96093717703934545,1.0190049468512337,null,2.1859090352222132,0,7.95980510318668E-3,0.3593147582534329,0.22650264196439215,1.7481073864335089E-2,5.6949278697018856E-4,7.9550754265157574E-3,0.48519116694277109,0.48323028191013023,8.3086538394131666E-3,0.30060258867390238,0.22143837572042821,5.7139781520609632E-2,2.6134949422496823E-2]
[null,1778,0.96872744284691159,1.0015644425699317,1.0266041684702254,0.99287762740641294,1.0173214725475075,0.98472661904176262,1.0024091710968839,null,2.1491369600486077,0,7.7277959922331125E-3,0.36181635192209272,0.21778527978459883,1.7286819094796575E-2,5.6651580674202157E-4,7.7232639761306331E-3,0.4701189878745835,0.47741942965773176,8.2666870779699898E-3,0.29267388365228625,0.22100419901130655,5.6829963001271355E-2,2.5373375181330354E-2]
[null,1779,1.0235307201768591,1.0268014236472645,1.0082367480753787,0.96642908439722763,0.99139927081960322,0.99218571470266947,1.035598953250559,null,2.0324085703589234,0,7.3704151607227927E-3,0.33075870443592104,0.20013407143853179,1.6460599784103799E-2,5.2206717125926185E-4,7.3660531214944178E-3,0.45328672293966904,0.46475395444793621,7.8230206287921381E-3,0.27918835960587163,0.20413384048484526,5.1151767392676573E-2,2.4199824068544314E-2]
[null,1780,1.0177701901010472,0.98876019641397384,1.0101836474974781,0.98520832992545038,1.0090343010682661,0.99994237011111897,0.99022384615262748,null,2.0755043448928903,0,7.6456961873407336E-3,0.34466232574198752,0.20899939492487077,1.6604180071463824E-2,5.339594599245793E-4,7.6412553116142878E-3,0.44600445646177567,0.47377919492604065,7.8674092874769855E-3,0.2861552993979693,0.21248045606290303,5.3318158762940854E-2,2.5103950671262566E-2]
[null,1781,0.99508918806593472,0.96317153809007383,0.99039262915398751,1.0178423219355122,1.0072830808967279,0.96470789967268189,0.98281490477763589,null,2.1117051665453976,0,7.9045617727568334E-3,0.34039624533554835,0.21922880115054133,1.6753500551308694E-2,5.4196111855680314E-4,7.8998378620937677E-3,0.45270899077377824,0.48953244032364202,8.0455809216231754E-3,0.29275250733828478,0.21222773425140751,5.3568652212245035E-2,2.595347647912552E-2]
[null,1782,1.0423584102738135,1.0403601548126489,0.97364362441953334,0.97494403727788559,1.0426209230139853,0.96819740604260407,1.0166611578890523,null,1.9566029705187911,0,7.2895778427922902E-3,0.30197439198208031,0.19241990822898916,1.577446187099453E-2,4.9396749077536696E-4,7.2850976470682487E-3,0.42831560832939558,0.46894947976088264,7.6798011546009258E-3,0.28050349447251488,0.19009728007327339,4.646519772857672E-2,2.3933859622431091E-2]
[null,1783,0.99522212046258596,1.003780110765556,0.99049245133084463,0.99226913485667601,0.99750684844409454,0.96025454080423489,1.0330009857163809,null,2.0782444823118298,0,7.6666866411121311E-3,0.33022605235700481,0.2108044457025664,1.6675449159897188E-2,5.330599615856901E-4,7.6620414158907165E-3,0.46520553038802726,0.4772326906275674,8.0445120574246694E-3,0.28666783368414411,0.20587512692815721,5.1812187044899621E-2,2.5172239625776371E-2]
[null,1784,1.0336114991448426,1.0294140549816906,0.99533492861213047,1.0269764512801187,1.0225066886202776,1.0108992472337803,1.0055926188995015,null,2.0243299652144495,0,7.3972976148465918E-3,0.32221391604323818,0.19401391137727275,1.6470803460591925E-2,5.1037912599745817E-4,7.3929008224137916E-3,0.43464493022391476,0.49391037318240233,7.7460012243904513E-3,0.2812191541969698,0.20032457134827389,4.8992294530549187E-2,2.428802729328048E-2]
[null,1785,1.028880683384747,0.98326005294056251,0.97220683872726343,1.0305597476510593,1.0019735214310916,1.0305768577891468,1.0142292865573164,null,2.0919611879892877,0,8.1426994617275518E-3,0.33620959140969447,0.20577186207321385,1.6541981987862765E-2,5.1118446578565682E-4,8.138047262313184E-3,0.45572109119703397,0.49570518536597091,7.7803216419474724E-3,0.28529065399321984,0.21182502109898746,4.9872876937405275E-2,2.6736070017578543E-2]
[null,1786,0.97833307159325544,1.0197892704788409,1.0284978521101695,1.0237844270354444,0.96957293693235735,1.0046025558720368,0.98794765366221959,null,2.1251993549115062,0,7.5949978253860026E-3,0.35715571551395631,0.21051215294513984,1.7212273946548062E-2,5.578789322210505E-4,7.5905548499484174E-3,0.45579650770749136,0.49227512374151078,8.1856341271062793E-3,0.28512002748665527,0.21792639297295396,5.552470696186363E-2,2.4937383551494219E-2]
[null,1787,1.017969685836283,0.99246970959062775,1.0031504836135348,1.001642681449338,1.0245541569316483,1.0077758173088061,0.96255266304584275,null,2.0673550350283878,0,7.7250536166271234E-3,0.34262845390833851,0.20758346369697614,1.6468654727233644E-2,5.29637632481577E-4,7.7205746708134361E-3,0.43305715623606561,0.48170318393048184,7.8654676731708673E-3,0.28761002185585222,0.21207044086942226,5.2478493484978385E-2,2.5364539959201293E-2]
[null,1788,0.96262324672510435,1.0136296917009429,0.9635067820693265,1.0096683072755734,0.97827729705632571,1.0035912016656297,1.0281350664379258,null,2.1479115319233619,0,8.5843183318318698E-3,0.34736964738321063,0.21612726040481336,1.6736701881443775E-2,5.3541313271377215E-4,8.5793438569153977E-3,0.48483627018277897,0.48568287556808254,8.3153222226016506E-3,0.28879119202439224,0.21996534719576916,5.1370606909476126E-2,2.8185869492993499E-2]
[null,1789,0.99890129542809225,1.0109455152818365,1.001881695890668,1.0309275938734006,1.001126431745242,1.0236292349477305,1.0131969222008659,null,2.1186415957507925,0,7.8703427539454744E-3,0.34805167327414477,0.20688698956347823,1.7021827094578692E-2,5.3515800107134862E-4,7.8658034956952984E-3,0.46192054751216377,0.49579056298413271,8.0155409958758903E-3,0.28634450630611691,0.21558256258617384,5.2655103915601506E-2,2.5841662775702177E-2]
[null,1790,1.0231375150900328,0.9853384697653722,1.0103031486857166,0.99468674855520645,0.99545889024308809,1.0383020022629588,1.0127475101797523,null,2.1114071212646879,0,7.8860745831037839E-3,0.35560363005476942,0.20820999671422147,1.6847033250833334E-2,5.3195343268608861E-4,7.8816516433396835E-3,0.46066705986333761,0.47833694360383089,7.8261440394997127E-3,0.28461739465235325,0.21921083028249402,5.3666829336110132E-2,2.5893728974313659E-2]
[null,1791,0.99784158467356432,0.9898626545730359,1.0477758119381726,0.97246346861668098,1.02001447329061,1.0161879937967286,0.98837755746251377,null,2.133580908558617,0,7.5578063247251689E-3,0.37155924602534135,0.21379241528804521,1.7201046171999513E-2,5.6324438864631149E-4,7.5535204324892425E-3,0.45822988545805854,0.46754364302823453,8.0267226383834104E-3,0.28953356642425193,0.22429905826933644,5.8020653031077438E-2,2.4815713727477085E-2]
[null,1792,0.97946311296588751,1.031093259713975,0.99799578723886528,1.0005856518638558,1.0180040402705777,0.9963830080011703,1.0264310475192342,null,2.1086114149539323,0,7.8448240315608358E-3,0.34381752521480985,0.20851221697696712,1.6905970920386818E-2,5.3956087137156509E-4,7.8402050775381576E-3,0.46956223566636546,0.48121015475607898,8.1743861074465435E-3,0.28822954216729252,0.21343158453057076,5.2475292855034363E-2,2.5757563841630114E-2]
[null,1793,0.99863776636409762,1.0234041478427764,0.99907121262678711,0.98688265007205334,1.0052064949706461,1.0234403065288571,0.9631163067010402,null,2.0708123495093362,0,7.925390977047855E-3,0.34821867259853867,0.20595447780157911,1.6355862833874264E-2,5.3131186566376303E-4,7.9208542202143465E-3,0.43823995216466155,0.47461683633381063,8.0174935122609252E-3,0.2847504526103381,0.21603126237110104,5.2078042283691652E-2,2.6022521890649283E-2]
[null,1794,1.0025547347892096,1.0283491617145557,1.0032667043753707,1.0055786652963818,0.97995334221148922,0.99982659698614307,1.0301616358836942,null,2.0752704281829222,0,7.5868636129277356E-3,0.33658596358996146,0.20319668539108296,1.6784031008565028E-2,5.3025221032520435E-4,7.5823807047170535E-3,0.46031906352370044,0.48359570414267905,7.9864112152513884E-3,0.28139685345746446,0.20831667638017803,5.1652741283742233E-2,2.4910528888183063E-2]
[null,1795,0.9948833218357559,1.0351463548559681,0.98060667339470398,0.9882269034440837,1.0117712513848958,0.97892313469886516,0.96027433758344094,null,2.0233603982848605,0,7.7508434657202448E-3,0.32630423153907229,0.20425329718318982,1.600718107334808E-2,5.2193527324782168E-4,7.746187228818294E-3,0.42843522994316668,0.47531784042954933,8.0466785414284731E-3,0.28473761027059691,0.20458879576040845,4.970356916058967E-2,2.5448685347164129E-2]
[null,1796,1.0166538932142295,1.0022784743090984,1.0112596308189301,1.0197533304169102,0.984609124829529,0.98766879438057775,1.015133896228948,null,2.0709118623847544,0,7.3968911329174158E-3,0.33427053951163294,0.20496617625097691,1.6861310562040821E-2,5.3217271348170365E-4,7.3924763824844237E-3,0.45042791651092795,0.49038838601257084,7.8761090715664533E-3,0.28292720617405981,0.20594869927056331,5.243112818406187E-2,2.4286632873304282E-2]
[null,1797,1.0132634894843613,0.99802913478130872,1.0021556557088345,0.9867391031272541,1.0234717639314279,1.0170640997008731,1.0380044034751104,null,2.1065368887660072,0,7.8512965234639274E-3,0.34743066652578181,0.20796452815843877,1.6861715686769967E-2,5.3042630834730208E-4,7.8468003201405609E-3,0.47032984454082988,0.47453876666839645,7.9019427905828738E-3,0.28726401973897664,0.21516439523198722,5.2775848010897221E-2,2.5779231308322933E-2]
[null,1798,0.99040695782565258,1.037607520453641,1.0034717052229227,1.0275963878562624,0.96931006680684417,0.99778973998704579,0.99245827476368065,null,2.0712983469065751,0,7.5845702775799422E-3,0.33664190746937822,0.20314279219256384,1.6733170414326069E-2,5.3493552284310675E-4,7.5800499717954854E-3,0.44577094281752244,0.4941836856390725,8.0843800329371534E-3,0.28133771574790706,0.20832703853595977,5.1643427149588986E-2,2.4902871690261414E-2]
[null,1799,0.97364988059063384,1.0093022284594801,1.032666079299793,1.0269470684928481,0.98636442134379299,0.98012558081364165,0.97113535217663649,null,2.1222239819912785,0,7.4650943525634839E-3,0.35443303562872802,0.21396912283016722,1.7237796088622182E-2,5.6501347795919366E-4,7.4606386979067666E-3,0.44869056476061508,0.49378336905208003,8.2252551483453871E-3,0.28874207043334299,0.21576231818604372,5.6309324311233547E-2,2.4510567728798612E-2]
[null,1800,0.97072297323425305,1.0098604898461114,0.99117097616341732,1.0165023702449292,0.95350935567499073,0.98143250972135831,1.0220115514040873,null,2.1280740151640751,0,7.9894867858229888E-3,0.34467444708481676,0.21480204290859065,1.6951413039583071E-2,5.4553546932138665E-4,7.9847404908003402E-3,0.47421638995287074,0.48888562644325345,8.2475801346362301E-3,0.28562747920330073,0.21479932008342403,5.3096518558576444E-2,2.6232408580722847E-2]
[null,1801,1.0052586774220051,1.0139305294092937,1.0087648162016758,0.98385606115172752,0.9950588390040892,0.98507567300156995,0.98152479234021539,null,2.0512524902597606,0,7.5197189538407311E-3,0.33787030538230362,0.20653175096685425,1.6455375224131801E-2,5.3450324528271545E-4,7.5152585903026335E-3,0.4393601093564154,0.47313302045257288,7.9652458465625849E-3,0.28374136666320221,0.20846055559745311,5.2514706465133988E-2,2.4690011423382584E-2]
[null,1802,0.98942310841795234,1.0202417568844959,1.0137148985951625,0.95400087474348438,0.98747464446203481,0.96360870949811306,0.96579986669731688,null,2.0396869861526534,0,7.4724408322975836E-3,0.33960312366995277,0.20968698975482583,1.6276271063007507E-2,5.4416517129493255E-4,7.4679527678498418E-3,0.43604455140529608,0.45876183603094645,8.0930181389564614E-3,0.28381925123753332,0.20894422403887042,5.3383446934800481E-2,2.4534596771615437E-2]
[null,1803,0.9645915836858403,1.0295741959359375,1.0126958742204659,0.97816831711205332,0.96575799672856466,1.0182392854770206,1.0204647681487453,null,2.1462303773117819,0,8.0561163399251196E-3,0.36528041378678899,0.2131638007816474,1.7046009103385076E-2,5.5562761065401319E-4,8.0515226660462999E-3,0.48029831650978388,0.47038645988875311,8.3012958736920599E-3,0.28478625400026536,0.22487176311862328,5.5093221074682258E-2,2.6451809237385361E-2]
[null,1804,1.0262050375126819,0.98137414890077268,1.0172190362446898,1.0075120886390596,0.96796649742484098,1.0049649016517122,1.0085023842704823,null,2.086485328291964,0,7.5248299770997798E-3,0.3447682735644873,0.2079540013885097,1.6862007385144883E-2,5.3458020526446785E-4,7.5204573942274679E-3,0.45186188543582489,0.48448402977807686,7.8031406313430829E-3,0.28209330201648408,0.2117035146727449,5.3717874651463868E-2,2.4707091145490582E-2]
[null,1805,0.99359638392990113,0.99131102929336468,1.0290477932799198,0.9785582130555518,1.0069229141032729,1.0225463852797116,0.97712464125528709,null,2.1311735586219385,0,7.8369261017645925E-3,0.36900780805687811,0.21430537246454434,1.6963628264196989E-2,5.5584452642318911E-4,7.8325050830026204E-3,0.45554282937079593,0.47052704187978706,8.0599211539837522E-3,0.28881996076342942,0.22508899681376202,5.6574309432945814E-2,2.5732266913951838E-2]
[null,1806,1.0309714898742262,1.047917995067414,1.0215221444601135,0.98059576788653846,0.95893964488893513,1.0068793942332155,1.0086865485883063,null,2.0023751351468353,0,7.1188666707230255E-3,0.32941962873286529,0.19331705919850473,1.6371413359234293E-2,5.2035956442065168E-4,7.1146535366680055E-3,0.43466091941142199,0.47152835082752248,7.7673066781517273E-3,0.27283862419143284,0.20178984600374342,5.0791943729328159E-2,2.3373896584264923E-2]
[null,1807,1.0139362025671361,1.0120923853680119,0.99930034763408604,1.001906567204885,0.99013708767297082,1.0072175976425553,1.0089769663302928,null,2.068204141544995,0,7.6818638537448306E-3,0.33769364772546961,0.20415556386591074,1.6594801146625645E-2,5.2573753488678794E-4,7.6773771326168107E-3,0.45075197284422441,0.48184153617343967,7.8965373126359296E-3,0.28253532543773208,0.20947430559668712,5.1516578302444882E-2,2.5222622326065838E-2]
[null,1808,1.016057929891544,1.0116694332676441,1.0128061423655474,1.034832339661268,0.99729498197467292,1.0300670366920872,1.0133409999324652,null,2.0976681602874394,0,7.6093269542597871E-3,0.34510757647419849,0.20218764374088416,1.7034859498788298E-2,5.3125143535143974E-4,7.6049359581713367E-3,0.4539941938319379,0.49763500149989137,7.880816915093054E-3,0.28336004488729882,0.21243985162135348,5.2516681319077635E-2,2.4984630059653352E-2]
[null,1809,0.99782357095578056,0.97180647430879852,1.0108371751092888,1.0122185107379347,1.0248056625128823,1.0235437894065058,0.99055105610542249,null,2.1564642707961963,0,8.0683065052926106E-3,0.36426844092986799,0.21679388572486097,1.712403286890711E-2,5.4874163471273143E-4,8.0637497468769009E-3,0.46340313676506251,0.48676623371090472,8.0247177160968734E-3,0.29300531371209604,0.22448442639956842,5.5557919011123322E-2,2.6491979081410651E-2]
[null,1810,1.0054278320436176,0.99583035496385719,1.0414943554124934,1.003858917410525,1.012659462770064,0.99693131809089497,0.97798537856269729,null,2.0989470935624905,0,7.3176277527139781E-3,0.35457721610692927,0.20988751380040779,1.7102106752517936E-2,5.5450766542081446E-4,7.3133452564470578E-3,0.44338629157720594,0.48265624998456702,7.9657950005413546E-3,0.28781900202405197,0.2147929724592379,5.6183058696788482E-2,2.4026661991087585E-2]
[null,1811,1.0301710062025256,1.0170014551761415,0.98584473341315881,1.0034081355993467,0.97028101789530763,0.99418295550151137,0.97445215895965309,null,2.0038867126257647,0,7.5408770994906905E-3,0.32133731764716655,0.19902261075325756,1.6014981004673599E-2,5.1009716686364632E-4,7.5363826928756331E-3,0.42426351579259131,0.48260395035377091,7.7713390952304845E-3,0.27771637045484149,0.20086831449141743,4.9023299462913582E-2,2.4759410809653746E-2]
[null,1812,1.0137711489049037,0.98005156399299986,0.97716770269692488,0.96879125578014658,1.0061965277948042,1.0051808048889199,1.0059931422211885,null,2.0840904374676783,0,8.1935388671777777E-3,0.34221622770421006,0.21207661929320978,1.6275155831224901E-2,5.218766426722867E-4,8.1888449866101241E-3,0.4589171500307585,0.46597969355116364,7.8965634393980723E-3,0.28696923426908472,0.21499156697500682,5.1348086935534228E-2,2.6902956675981977E-2]
[null,1813,1.0402288330930758,0.99002946582420026,0.99982890754575582,0.96494808163487933,0.99055708068090942,1.0153125479800664,1.0181203085408199,null,2.050342304271187,0,7.7009348972328449E-3,0.33894971128032053,0.20415606147573365,1.6335176988282209E-2,5.1723765188759722E-4,7.6965262425187564E-3,0.45092202898643491,0.46406577558248774,7.6969752735953235E-3,0.28072580360278671,0.21019017960919772,5.1502229241046998E-2,2.5285533234126502E-2]
[null,1814,0.95906218224759499,0.98114091915617097,1.0204810797955925,1.0086050656709329,0.96570449776567657,0.98032822313653001,1.0027431887474232,null,2.1826266965981103,0,7.9536306779428995E-3,0.36716689917842293,0.22431401490077274,1.7426608706002683E-2,5.7376060755079763E-4,7.948973717898114E-3,0.47939044036582368,0.48499995343605279,8.3496268597837622E-3,0.29150717807915305,0.2250439554062508,5.7744012646642875E-2,2.6114903371697435E-2]
[null,1815,1.0064973780462674,1.0035148433532011,0.98982115421471861,1.0341081129702934,1.0294782908136293,1.0011559669125016,1.0060771651504656,null,2.0920096294517445,0,7.796057877214377E-3,0.335282935052158,0.20649478627875892,1.6798876301807483E-2,5.2681827270704604E-4,7.7914597275248881E-3,0.4526547250001981,0.49735725670666103,7.9543551544499578E-3,0.28898288493227581,0.20910817083425789,5.1255999183547445E-2,2.5597419884612147E-2]
[null,1816,1.0025279776309133,1.0088196290190579,1.0250277011735978,1.0074449748151422,0.97136728164607189,1.0031059410748995,0.97450868685980063,null,2.0823524170154397,0,7.4850106819147255E-3,0.34917768806343547,0.20752177479994405,1.681638097028982E-2,5.4505718053047538E-4,7.4806340375657455E-3,0.44079460558289446,0.4844286960862812,7.9878819440625873E-3,0.28270358104729798,0.21347266597889938,5.4332203235767956E-2,2.457625877038587E-2]
[null,1817,1.0073838392166024,0.99239941264953535,0.95684391056111617,1.0097160864687296,1.0055515009108376,1.0360978209151379,0.98864854461569796,null,2.099367300555933,0,8.5888305043837435E-3,0.34223193580345201,0.20972870164814039,1.6226662738037103E-2,5.1277686393356721E-4,8.5839902748196164E-3,0.45434561563698145,0.4857263195622063,7.9454718538029493E-3,0.2873727985467413,0.21755665055632908,4.9524073124292967E-2,2.8201134451578028E-2]
[null,1818,1.0195349474079476,0.9910566978639529,1.0398776179796316,0.97703145368654742,1.0217303954481403,0.9602835801185472,0.99773660745404646,null,2.0541095414719428,0,7.0185293337299681E-3,0.33881334500453025,0.20840765364142774,1.685960518171823E-2,5.4708895665897138E-4,7.0142879582764852E-3,0.44154412011583472,0.46976215658689591,7.8554815257841464E-3,0.28674972119417347,0.20542785439777797,5.510259246089734E-2,2.3044163781697279E-2]
[null,1819,1.0103351835390535,1.0053005892506426,0.98184619382171312,1.0075145252828683,0.96994587699688073,1.0122703760466576,0.98178797118179506,null,2.06517164137068,0,7.9851145448009853E-3,0.33713951900802369,0.20626751322845202,1.6295625324093062E-2,5.2059899994818365E-4,7.9804838734161415E-3,0.44256834203906137,0.48459105918974993,7.9236849642367792E-3,0.28186089466595471,0.21123150009201092,5.0559110289878868E-2,2.6218424240652828E-2]
[null,1820,0.99531650701832564,0.99550315004111956,0.9757436648814336,1.0172576368572874,1.0098134380756703,1.009612489217051,1.0234756164389249,null,2.1230471392625803,0,8.2324806694026118E-3,0.34270921429676637,0.21178589419451335,1.67586967796895E-2,5.275409517394461E-4,8.2277197714283982E-3,0.47072293608237631,0.48929594070170218,8.042895041632539E-3,0.28931403977416464,0.2154785136189345,5.1385556027733287E-2,2.7030672691300904E-2]
[null,1821,0.97076606544597965,0.97033807530411931,0.97739388643959069,1.0336348231101831,0.95770605929489139,1.0081656931416922,1.0413929301586664,null,2.2031983291810602,0,8.5994776306787604E-3,0.35935928434520559,0.2232298359363824,1.7278520901123622E-2,5.4728621354804656E-4,8.5945578533302407E-3,0.49844082210989793,0.49716814989064273,8.2463958105196671E-3,0.29087596477749944,0.22573191380480004,5.408922286538962E-2,2.823585230340039E-2]
[null,1822,0.9743863788504703,0.99150273674428024,1.0287348722420608,1.0327395649300584,1.0072471549181603,0.98780942877544642,0.9568203331749856,null,2.1422668555854401,0,7.654850848228467E-3,0.3601656253682875,0.21762723031731079,1.7264013695831016E-2,5.6659845999638503E-4,7.6503409591599774E-3,0.44723405249190962,0.49658038593698517,8.218803665219163E-3,0.29286285399157547,0.21973383573141178,5.6884165906796465E-2,2.5133799909182523E-2]
[null,1823,1.0322370647887686,0.97640623169979601,0.97767898003646825,1.0239367777743322,0.95323310855341192,1.0294086706881429,1.0005410800348047,null,2.0828931872598657,0,8.0970053886385389E-3,0.33858587815859864,0.20688199942947527,1.6428638513885867E-2,5.1354830926339393E-4,8.0923920188353312E-3,0.44991959090783368,0.4925026071184509,7.7553286022373422E-3,0.28061178010071824,0.21264806675690662,5.0464284690306539E-2,2.6586078041991704E-2]
[null,1824,1.0010673108492867,0.95396447308680321,0.95917028208985466,0.99995289695713241,1.0226372026074122,0.96751712165983894,0.99813774524474264,null,2.1045874452290199,0,8.3301694127149595E-3,0.33371054000032074,0.22012669301028379,1.636240538288268E-2,5.253698006758593E-4,8.3252376711166302E-3,0.46039750555892517,0.48102263012275942,7.9957395132834209E-3,0.29404945850315012,0.2118512687005705,5.1199716412901018E-2,2.7351049964864513E-2]
[null,1825,0.99376272598576976,1.0084949593368853,0.99754094343764854,0.99551070135301711,0.97348138804858886,1.0390660718252467,1.0405646295645732,null,2.1421677647694044,0,8.189520830957352E-3,0.35855741549608638,0.21005860999877815,1.6983004358903597E-2,5.363078561333197E-4,8.1849247712500444E-3,0.48244941065183294,0.47877081282894696,8.0567354476170569E-3,0.2840058451694189,0.22263938834555375,5.3224753152432816E-2,2.6890077523407323E-2]
[null,1826,1.0224349843180824,1.018146289797764,1.0181562162509215,0.98709731580831073,1.0115676017656683,0.99877902311146083,1.023440762257313,null,2.054036072782691,0,7.3285426265487317E-3,0.33649919640166681,0.20145683070876602,1.6731488489672687E-2,5.2916565513964171E-4,7.3242239237523606E-3,0.45080162117487765,0.47466442617897076,7.8319665061633292E-3,0.28261143962259427,0.20651693781145389,5.2334917067773885E-2,2.4062401868406722E-2]
[null,1827,0.99329853046001415,0.99227192248832219,0.96105228564575651,1.00031909220194,0.97773656920065555,1.0292265777257847,1.0232833971709423,null,2.1312971389200142,0,8.6555981762406267E-3,0.3482730004863972,0.21347099433998568,1.6506208300186589E-2,5.2212152934593575E-4,8.6507188072606021E-3,0.47691272115900663,0.48119306084080277,8.0583845214047978E-3,0.28638980483078147,0.22085321993465912,5.0702143471833973E-2,2.8420358874588492E-2]
[null,1828,1.0200505410684702,0.9836589204052375,0.99171513860136895,1.0045797249923329,1.0002975648685697,0.99212422062752004,1.0156710217432536,null,2.0796070771935371,0,7.7609304504633976E-3,0.33523800914744317,0.20893239033749195,1.6624429292472102E-2,5.2490522596575901E-4,7.7563695342226209E-3,0.45531102716110905,0.48314981244312027,7.8487747406246755E-3,0.28591943926624724,0.20885352050958375,5.1727192531251652E-2,2.5482137454464003E-2]
[null,1829,1.0037685551084032,1.0179962106803826,0.9648786539242642,0.98051339082276634,0.97301281671028539,0.99185697804144779,1.0208156959044803,null,2.0514938325445837,0,8.0662870745122385E-3,0.32744317050477939,0.20599597991880075,1.6108657351958364E-2,5.1323922201084013E-4,8.0615341375979525E-3,0.45787846445915259,0.47165434338836881,7.9745487682296445E-3,0.28125817587295848,0.20718169137124415,4.9005614522774646E-2,2.6484700101219928E-2]
[null,1830,1.0098379218819515,1.0180768405012184,0.98977136219438944,1.0210871344204593,0.99279565714675211,0.99911117149730189,1.0007824686578821,null,2.0594819927738195,0,7.6861800430939528E-3,0.33051837170249765,0.20292118949956567,1.6532257058286971E-2,5.2203446889847235E-4,7.6816231089591814E-3,0.44521049193390344,0.49109493171412322,7.9280393023216066E-3,0.28297084083884633,0.20614250449569696,5.0409316986877839E-2,2.5236571706933695E-2]
[null,1831,1.0046772592228432,1.006798261306344,1.0167164656785332,0.99408258195820864,1.0071214695362143,1.0078506769976177,1.0386547883368789,null,2.110998086782133,0,7.6316460227367454E-3,0.34925742552194516,0.20790031701969658,1.7082386836190743E-2,5.4022979025894913E-4,7.6272219687180927E-3,0.47073301648782445,0.47802762859890913,7.9703138699303341E-3,0.28599569956542747,0.21452077162327557,5.3916874840034434E-2,2.5057846682656995E-2]
[null,1832,0.99856020564549819,0.99477302889602115,1.0048293595435449,0.9834164443637059,1.0090433502338574,0.99178771719520953,1.0023672405718071,null,2.0975143793162441,0,7.794830171851036E-3,0.34706540661395535,0.21222485865612997,1.6719858214125208E-2,5.4026195739041488E-4,7.7902795204165065E-3,0.45807690202624435,0.47293305518753881,8.0184496846771765E-3,0.28811839595546829,0.21461200311318809,5.3616196029549729E-2,2.5593542529410353E-2]
[null,1833,1.0409796866847822,0.99198242339532694,0.98140897867420118,0.98058153515227209,1.0117985609474796,0.98595712107207534,0.98697370266529549,null,2.0100858326681985,0,7.6283523907600577E-3,0.32174685965219346,0.20300047627527815,1.5966908101198458E-2,5.0777091269681043E-4,7.6238311342042668E-3,0.43059517169906347,0.47163820449292482,7.6904022330345602E-3,0.2828718433322861,0.20163814696731802,4.9387863544458656E-2,2.5046706714301252E-2]
[null,1834,0.99690868163714041,1.0206582310308698,1.0245239120272382,1.0022724072713729,0.95876058014169441,1.0218282494238764,0.96459260736803232,null,2.0860582833887542,0,7.6254168154585864E-3,0.35531798750731003,0.20648146649524457,1.6733033721939246E-2,5.4532807032954425E-4,7.6210327733722688E-3,0.4395023400616237,0.48194295007497356,8.032878077723557E-3,0.28085706364132329,0.21728792996812313,5.4324176602081095E-2,2.5037513210168481E-2]
[null,1835,0.97705118448487049,0.98998400534884989,1.0093764384363206,1.0025019203818673,0.99057008400312418,0.98639006124226725,1.0341416767369394,null,2.1562956203260963,0,7.9052324196183799E-3,0.3556966650675259,0.21801711775359736,1.7280544282156383E-2,5.5552752565803316E-4,7.9006033225445058E-3,0.48342729155372244,0.48209793978753829,8.1952389381871292E-3,0.29028042682455907,0.21938317109456393,5.5410335335833706E-2,2.5955991259827449E-2]
[null,1836,1.0062218792216426,0.97726122609492405,1.0142112568432331,0.96231635721755371,1.0167856488468889,0.9771076770131355,0.97165930057641448,null,2.0762167302711831,0,7.6463791934098576E-3,0.347911435995366,0.21458145818539423,1.6505033902904913E-2,5.446187298039167E-4,7.6418926644710727E-3,0.44311108424079604,0.46275919541643024,7.9579346120468158E-3,0.28912720334434605,0.21399605106939576,5.4621156725807411E-2,2.5106044577829542E-2]
[null,1837,0.98201957241221449,0.98193891149225909,1.0352227611052498,0.98255180741347792,1.0232722065718518,0.9719331459977687,0.97103755873122266,null,2.1232436986577206,0,7.5370577470953784E-3,0.35996743109309526,0.21897783688481545,1.7076959707461856E-2,5.6770175893447255E-4,7.5326078741743355E-3,0.45183277595493843,0.47242964505989277,8.1553031132694954E-3,0.29317170758903072,0.21881944682367624,5.750233121424398E-2,2.4747009331283258E-2]
[null,1838,1.032666705321688,1.0367326884641328,0.98466712683738833,1.0026511449632085,1.0150377977647551,1.0074097146651557,0.9789514176902665,null,1.9943303056947763,0,7.5116058607356644E-3,0.31922000963469155,0.19403651987334952,1.5998362032850693E-2,5.0441960007137332E-4,7.5071490416790268E-3,0.42252168896375042,0.48224340206431004,7.7524919412307281E-3,0.27966971907173122,0.19967985632123603,4.8044924030164131E-2,2.466336898044473E-2]
[null,1839,0.99142402160736409,0.9998147102183248,0.98548441090318517,1.0086430288820161,1.0414070895768262,1.0040362620841654,0.9805262218084464,null,2.1056455905848104,0,8.10375938633171E-3,0.34504088262727212,0.21209284908809023,1.6608758211608152E-2,5.3348131718888598E-4,8.0990549240737286E-3,0.45128624345762192,0.48512283813945378,8.0750387947993406E-3,0.29241355780502937,0.2157300898864051,5.2138587917665867E-2,2.6607967801934387E-2]
[null,1840,0.98227125031409335,0.96793374740376137,1.0178157762736428,1.0029770907693272,1.000530104394751,0.98909901651620591,1.0136034659874467,null,2.1692963706595161,0,7.9130116216606806E-3,0.36305383828408971,0.22162649523592129,1.7347132028655378E-2,5.6188461911782723E-4,7.908422191043216E-3,0.47755051954209365,0.48230151937030152,8.1521848607245956E-3,0.29295542903136901,0.2228568027448728,5.691347564675759E-2,2.5981678726230809E-2]
[null,1841,0.99693133897649755,1.0030184163443778,0.97989503584672888,1.0330249754215339,1.0119816669919284,1.0405494445633479,1.0174207435722853,null,2.138377927832503,0,8.3290320437969141E-3,0.35008081729994084,0.20906161126835041,1.6892372075069734E-2,5.2712649172921588E-4,8.3243215447112145E-3,0.4698010890377558,0.49686704729746661,8.0301069529747152E-3,0.28868820094349606,0.21958648742620898,5.149973933994545E-2,2.73480401986478E-2]
[null,1842,0.98321330075103275,0.9962487623285039,1.0140100935008276,1.0084435984792131,1.036366233287052,1.0062528586619015,0.97837423173890792,null,2.1362608452573184,0,7.8967519375172344E-3,0.35914006047295671,0.2149979919845002,1.7043685276164657E-2,5.529884670245536E-4,7.8921942888554759E-3,0.45585450607990513,0.48494148465636472,8.1441496562986108E-3,0.2934616131814618,0.22092771430356706,5.5272843914406157E-2,2.5928364913328904E-2]
[null,1843,1.0155914414817,1.0457727345347703,1.0286871059832794,1.0209735020543993,0.96244895780004247,0.99293513198706995,0.97286186149900844,null,2.0150857718813557,0,7.0069027853874545E-3,0.32963786608130957,0.19528184928351877,1.660240085316091E-2,5.3212223054011261E-4,7.0026668342608282E-3,0.42253338813379893,0.49092295855374135,7.8853436933383671E-3,0.27589270661996557,0.20111449250333727,5.1680895181499126E-2,2.3005984698269682E-2]
[null,1844,0.97448510927696153,0.99126942594158363,0.98993576101023262,1.0059720057379211,1.0151291642514397,0.9645557019944051,1.0140157616832963,null,2.1274310930605873,0,7.9630721682314044E-3,0.34255322018874251,0.21823077335968319,1.6921159652897189E-2,5.4686100318428893E-4,7.958300380009737E-3,0.47077945761670931,0.48382477094592069,8.2156660419855192E-3,0.29308887105393222,0.21362845068176306,5.3501089884974963E-2,2.6145544419016176E-2]
[null,1845,0.95489054236941351,0.96614409257829448,0.97862267295800653,0.98663676393428346,1.0165589318235415,0.99107817788656927,0.99872403769642337,null,2.1932523570908287,0,8.7322140570748382E-3,0.36594525160912317,0.22857053932451199,1.6934002711404265E-2,5.5798434052967691E-4,8.7272127222891883E-3,0.48663586417943727,0.47455889904281595,8.3835702921404662E-3,0.29814412967509446,0.22970589878887646,5.5149552780652658E-2,2.8671665681025207E-2]
[null,1846,1.0002299936890924,1.0098751131921329,1.0320227815071132,0.96495119884097391,0.99343377785804099,1.0007942741936706,0.95961529540892132,null,2.0703675392536516,0,7.4926130232087582E-3,0.35521861282269734,0.20915199586293426,1.6580101808927671E-2,5.495539958357184E-4,7.4882726833426592E-3,0.43645916554330205,0.46397591887002765,8.0066398398561146E-3,0.28426708703636094,0.21631814476338171,5.5243304902287342E-2,2.4601354147906811E-2]
[null,1847,1.0265643357357361,1.0143784136700222,1.0003633892297765,1.0157770150549137,1.0230106986213245,0.99355185249783462,1.004983957841572,null,2.0395290108284896,0,7.4003349010085132E-3,0.32611351567473879,0.19990863767394587,1.6560050562700542E-2,5.1930798087774827E-4,7.3959142041036628E-3,0.43923274834932868,0.48850896925915005,7.7994590542896629E-3,0.28395528367021533,0.20216865239491752,5.0468879696005095E-2,2.4297927209225089E-2]
[null,1848,1.0138644492513007,1.0260870138655784,0.97658850183086821,0.98915422460143698,0.97843130724416116,1.0242340755091492,0.97370993551324947,null,2.0363458110971671,0,8.0152039321419056E-3,0.33431839982579559,0.20157057770848463,1.5981907410537243E-2,5.1205994405993237E-4,8.0105920069464386E-3,0.43498407717083548,0.47577581963113669,7.8958038675213584E-3,0.27966757156229749,0.21010017648139498,4.9226690398220092E-2,2.6317339022076187E-2]
[null,1849,0.95915682625273568,0.99861748936862316,1.0089753904572349,1.005906897759699,1.0167485577717181,1.0017488274764195,0.98688963181787537,null,2.1721100038991077,0,8.1586202605464873E-3,0.36676143256435173,0.22048308281808582,1.7192060402434272E-2,5.6372297842750005E-4,8.1539184078676941E-3,0.47114050354485382,0.48373656688781308,8.3481079168559423E-3,0.29468223979568375,0.22625894441858668,5.615983265306345E-2,2.678821177162926E-2]
[null,1850,0.99276040340882288,1.0014033354507459,0.99884060426990073,1.0140646072633976,0.9974810751870713,0.99892368103409968,0.99709391105531542,null,2.1078907441332886,0,7.872734873760244E-3,0.34571648697842844,0.21126986108428952,1.6821537870030445E-2,5.3900948433947837E-4,7.8681298719036185E-3,0.45670204938356368,0.48769002215380103,8.064945436479903E-3,0.28770600754499487,0.21450710981864346,5.3029013720133571E-2,2.5849305660437059E-2]
[null,1851,1.0175486277511032,1.0300986814588862,0.97335631575543413,1.0312013487684426,0.97368997768531718,0.99740070588272778,1.0002639413752104,null,2.0254182700823447,0,7.6795443123553941E-3,0.3179219550780879,0.19760286149927292,1.6228430915686442E-2,5.0788628778515967E-4,7.6749347313070908E-3,0.4373409884950582,0.49601022118069327,7.8670331526107459E-3,0.278614834535726,0.20016979474087859,4.7944275515572003E-2,2.5214598262021614E-2]
[null,1852,1.0295500705472835,0.97229664019084561,1.0315866357073407,1.0174944771278114,0.98278254117300901,0.99515291580363519,1.0078195932070013,null,2.0933937042916146,0,7.3002139729922864E-3,0.34574666808836729,0.20891561247156523,1.7114164209576264E-2,5.4184976434293276E-4,7.2959300644860128E-3,0.45018021972578592,0.48924151042684216,7.7785978622977028E-3,0.28432023178277649,0.210601240855287,5.4988445459097215E-2,2.3969447554180043E-2]
[null,1853,0.97448390686624675,1.0214914268532687,0.9853206380630366,1.0270538462584915,1.0141001933389819,1.0097987125996781,0.98769203529354321,null,2.1210374947658752,0,8.152122881325977E-3,0.34696802199488747,0.21086059844597832,1.6784257810270462E-2,5.3803714374561133E-4,8.1473763996452609E-3,0.4578482056533425,0.49397831622258259,8.2154029802897852E-3,0.29008053921062943,0.21695541050575542,5.2046732083290081E-2,2.6766719196782637E-2]
[null,1854,0.98734858343734599,0.98672943803186031,0.95924999437542902,1.004874133668056,0.97454044011078989,0.99728104564707654,1.011982776054041,null,2.1177590612462009,0,8.4996231573108427E-3,0.34056584060480299,0.21601588454786924,1.6441061740863988E-2,5.2556184467881237E-4,8.4946905478786895E-3,0.47023621684639222,0.48338972410774289,8.1068410516999673E-3,0.28762933731709911,0.21619318842477878,5.0752580884004965E-2,2.7907756485699195E-2]
[null,1855,1.0066689196706731,0.99208231770916833,0.98230104817004427,0.96911126770430045,1.0086657726748889,1.0073642413600341,0.986304126567354,null,2.0778229136931903,0,8.1448492661342371E-3,0.34424810354627589,0.21115614214653669,1.6230988886802716E-2,5.2548944936906287E-4,8.1401801382790968E-3,0.45070820090554553,0.46611866207026681,7.9525688737682419E-3,0.28691297915778691,0.21562883492054399,5.1602535671588574E-2,2.6743077192558671E-2]
[null,1856,1.0183222117508552,0.98717937719366688,1.0083186199900753,1.010613460168488,0.98199527270884368,1.0207290898082269,1.022358604329348,null,2.1101162250104064,0,7.7759406219147379E-3,0.34902994926263842,0.20838198928262397,1.6951717940929457E-2,5.3310248331344063E-4,7.7714872429097493E-3,0.46305252455267798,0.48600189435594604,7.8630384221081567E-3,0.28401358525628173,0.21540028929146013,5.3360783612327573E-2,2.5531803929102981E-2]
[null,1857,0.98093286619632725,0.9980934067727858,0.97635647909483136,1.0042879450180533,1.0098935581148067,0.99449972107728002,1.0393333522476462,null,2.1377374822051496,0,8.2641711331062472E-3,0.34451509701174238,0.21514612799752539,1.6867340413338767E-2,5.3502400616506015E-4,8.259349723939817E-3,0.48285994500996937,0.48305572833517307,8.1608658006035745E-3,0.2908519921763888,0.21653725224704551,5.2078343484934161E-2,2.7134587131428835E-2]
[null,1858,1.0291007984084775,1.0119290716382727,0.99925130722705091,1.0147723317728203,1.0409399769957857,0.99658726061012415,1.0195904645408256,null,2.0479629714363621,0,7.4279758898374718E-3,0.32649212256655513,0.19989522412837338,1.6648814513718538E-2,5.1800051529943844E-4,7.4235546836317898E-3,0.44557490133584737,0.48802914696272437,7.7801729764113859E-3,0.28567172670995994,0.2025315589096861,5.0436989060499919E-2,2.4388734963488905E-2]
[null,1859,1.0243414493582623,0.9667932651601735,0.98556645610100613,0.98231740385046495,1.0167060616934176,0.973304109817407,1.0322418044753465,null,2.0773555764774034,0,7.7918733842919329E-3,0.33182053942422912,0.2122960928461311,1.6536294783717469E-2,5.2336075141087119E-4,7.7872590678638946E-3,0.46276083075492702,0.47246087044798818,7.8155503448347156E-3,0.28838154039866837,0.20745454885114525,5.1726942807342795E-2,2.5583619383435841E-2]
[null,1860,1.0246947286166737,1.0065861952669439,0.99341625121908295,0.995288374485922,1.0096726660983117,1.0142272836164836,0.95808358895821832,null,2.0365565003258896,0,7.7449410951436447E-3,0.33586858801121849,0.20304979438566911,1.6153334605368427E-2,5.1854358997706872E-4,7.7404535966693047E-3,0.42578222631097312,0.47867611308298447,7.8132978620522545E-3,0.28350808209238931,0.20904287783092873,5.0718281508330305E-2,2.5429848544470647E-2]
[null,1861,0.96699563210788619,0.9705107243096337,1.0351959846995804,1.0049683651627335,0.98308897852913923,0.97242486167383924,1.0025556884212796,null,2.1808455035334555,0,7.7137659605083673E-3,0.36838487979755213,0.22479068115908046,1.7573692693867535E-2,5.7921395088896173E-4,7.7092255630127043E-3,0.47662029516748122,0.48320803168071186,8.2820081640905107E-3,0.29314840016950583,0.22393964121264312,5.8995945399694306E-2,2.5327254535435998E-2]
[null,1862,1.0147169668860194,0.99164479360093227,1.0038427156476422,0.97635294241908555,1.0094501073150628,0.97742563154088136,1.0178705264458556,null,2.0675738328901736,0,7.5719926550375516E-3,0.33637285086115948,0.2093011893298605,1.6598692417344435E-2,5.3184925294865858E-4,7.5675023783741968E-3,0.45561280247924452,0.46953901200243148,7.8907202249693196E-3,0.28611031574488005,0.20811667659651539,5.2642565396908217E-2,2.4861648860576308E-2]
[null,1863,0.98382828904383002,0.9833675132051376,1.0109419987612875,0.97965965636251684,0.98295041866137522,0.97686629211698961,1.0167944823497463,null,2.1287179169661719,0,7.8272459302167734E-3,0.35346250621911224,0.21820922940019694,1.6980847537309385E-2,5.5397415499161269E-4,7.8226468628325562E-3,0.4727531128114344,0.47110868805917455,8.1388781421932854E-3,0.28863342029155525,0.21781224151438036,5.5369738373626576E-2,2.5699879529580642E-2]
[null,1864,0.98340331430034733,0.98973009501487708,0.97752968980730881,0.97360903417365918,1.0298229498251104,0.98289262924398579,1.0020915262706995,null,2.1090784739946629,0,8.2429618477909087E-3,0.34456507664221164,0.21693939642808105,1.6479730801976775E-2,5.3606142789413115E-4,8.2381445281446194E-3,0.46571636527381088,0.46829593975782147,8.1404332476007479E-3,0.29259897943937768,0.21642194367558423,5.2324443291784553E-2,2.7064921328166382E-2]
[null,1865,1.0110747904012654,1.0238245835862476,1.0093450029055198,0.96484017875544492,1.0087399384903462,0.96241725773743414,1.0207919992759951,null,2.0283257244646324,0,7.2696331730416489E-3,0.32706701033851232,0.20368768731731093,1.6450333674784018E-2,5.296490439777793E-4,7.2652193874064817E-3,0.44849395557660993,0.46398669441118462,7.9194597351554576E-3,0.28290825955112464,0.20172883649867962,5.1689698877106789E-2,2.3868553225820963E-2]
[null,1866,0.9900896793433992,0.97387938985294764,1.0035022056776597,0.98367817782442057,1.0062396005523799,0.99746886626460451,0.98536280178880375,null,2.1306197326456018,0,8.0678434517217276E-3,0.35812485038714081,0.21869696903247052,1.6787617316421168E-2,5.4886292298674661E-4,8.0632057920025976E-3,0.46094779181777135,0.47306279176180277,8.0869724889030981E-3,0.29124395449110996,0.22161767530145463,5.5016692768377749E-2,2.6490192016880673E-2]
[null,1867,0.9713137320648586,0.98077692881188583,1.0464344158772125,1.0035006581059411,0.97860923935667032,0.96602520981516549,1.004988383019668,null,2.1613700834473142,0,7.4397254779916449E-3,0.36461567756225288,0.22153589113992966,1.7604431077692582E-2,5.800653469530977E-4,7.4352975823330225E-3,0.47160693155033268,0.48246967068771951,8.2458625492111224E-3,0.29090726208820539,0.22027065535020732,5.911074987503339E-2,2.4427314115436007E-2]
[null,1868,1.0195741509351059,0.99552437198145616,0.95943067208928656,1.0208476571076668,1.0082210195730046,1.0005674401770812,0.99867922580037627,null,2.0575472940127839,0,8.0900687007053971E-3,0.3242888961909221,0.20560118861317378,1.6189107476610599E-2,5.0723266319287229E-4,8.0853101625678186E-3,0.44541372592304856,0.4910731472011417,7.8506191951912847E-3,0.28571495972444588,0.20583876290607694,4.8511600762263865E-2,2.6562811894853492E-2]
[null,1869,0.99802106013942704,1.0003182192243782,0.99155787997589406,0.98234359403865346,1.0071659065809333,1.0271055601342807,0.97922851369004515,null,2.1029359033402693,0,8.2020411390502385E-3,0.35417139047651824,0.21114916352654636,1.6462509894183949E-2,5.3282250390817611E-4,8.197409702191228E-3,0.45249539728290833,0.47245586843613824,8.0220129243249554E-3,0.28739759903973194,0.22066888993183284,5.2653786274091154E-2,2.6931094486942777E-2]
[null,1870,0.96434389842565993,1.0169424915517675,0.96855714732389064,1.0021651860034089,0.99893126783074471,0.98923072177756577,0.9707021800526493,null,2.1046209558355615,0,8.3758746787908778E-3,0.34292083768891535,0.21518813968888281,1.6360325897985872E-2,5.3627483414504958E-4,8.3709516374056176E-3,0.45384292505216656,0.48205829385891646,8.3007864155002394E-3,0.29009163991040493,0.21651125007300073,5.1314170593491228E-2,2.7501234863537151E-2]
[null,1871,0.99562893025233146,1.0113487237494132,0.98839002595229952,0.99756609795230411,1.0131938094229762,1.0326767175680316,1.0407423556575899,null,2.1314221334666015,0,8.2055719400025463E-3,0.35173709626468341,0.20889188621124527,1.6886015701127115E-2,5.3021548909717336E-4,8.2009284006052934E-3,0.47945592712533935,0.47978653738441046,8.0411032536142416E-3,0.28748377386516832,0.21955028383982822,5.2121283342663562E-2,2.6942654528822215E-2]
[null,1872,1.0350208652225039,1.03149302847104,0.96051451575211455,1.0234654658732438,0.95939021676155523,1.0098416554852072,0.97724468793640851,null,1.9859178991440667,0,7.7534619429737543E-3,0.31157562410404216,0.19330708078151607,1.574939688647424E-2,4.9311732381963024E-4,7.7488477310875261E-3,0.42115764775853654,0.49232905565342316,7.7335161962869877E-3,0.27441943208780628,0.19764403198432687,4.6056184637586997E-2,2.5457425942132347E-2]
[null,1873,1.0037002280698912,0.98831782914967592,1.011116381268937,1.0300304238538984,1.0025981490932445,0.96571448487461498,1.0224952610484233,null,2.0992475895483418,0,7.4171250246667288E-3,0.3350708613814487,0.21098308316544515,1.712702756729444E-2,5.4200291421821652E-4,7.4126272000073759E-3,0.45947456922348795,0.49533096465439186,7.9777491641042537E-3,0.28837752867383515,0.20645850584266509,5.3556960077053295E-2,2.4352834709056699E-2]
[null,1874,0.98359907370740807,1.0071802173711402,0.97788212278122566,0.98849678132504915,1.0282369915792611,0.99774821984118645,0.99418417997534736,null,2.1024691089936991,0,8.2201399568302413E-3,0.34389250863915782,0.21292746831488141,1.6474614964825766E-2,5.3239463045895365E-4,8.2153595906658168E-3,0.45946770967931316,0.47545574463059398,8.1388337441134322E-3,0.29097620365850213,0.21595555379087614,5.1662791735414597E-2,2.6990065571724599E-2]
[null,1875,1.0087160537564208,1.0235489674203408,1.0058996075019742,0.98631529570138032,0.97608018329772372,1.0196851432188847,0.96909549925720651,null,2.0533301862236826,0,7.7190375518219109E-3,0.3445441633943544,0.20354802668056532,1.6337032239885984E-2,5.2927481945968667E-4,7.7145907364420717E-3,0.43547157550733739,0.47432401227791288,7.9377805632963195E-3,0.28036280733994157,0.21292363403750164,5.2011445344597208E-2,2.5344880834207727E-2]
[null,1876,0.99636387268355675,1.0053527594033507,0.96108018921789951,1.0188271914572415,0.98333901152658265,1.0014694273354201,1.0059059363087031,null,2.0874186161082675,0,8.2612230067843819E-3,0.33241881246447808,0.20919651014169793,1.6360871538688222E-2,5.1780902201120724E-4,8.2563842603486214E-3,0.45795738726392182,0.49009610243793256,8.0335942768727572E-3,0.2854177261692743,0.21079604118295558,4.9503755715210977E-2,2.7124844641657868E-2]
[null,1877,0.9934960304230156,1.0291081977281142,0.99720898466431607,1.001386721944254,0.98181025761284801,0.96863845976318297,0.98565706775915718,null,2.0426125760840335,0,7.5071958985899138E-3,0.32841615932875018,0.20542974412731524,1.6419251988260965E-2,5.3196544417135358E-4,7.502633463247233E-3,0.43957602305260907,0.48159775521309039,8.058878903725239E-3,0.28275981186966764,0.20396235509314534,5.121665962755631E-2,2.4648533871083615E-2]
[null,1878,0.97442951877130524,0.98518203354682266,0.98792829732623366,1.0081978274182759,0.9710872098720672,0.96630725279502061,0.98384195555445053,null,2.116634519280558,0,8.0350101176427623E-3,0.34404747703556643,0.21953309350520966,1.6695924553935884E-2,5.4722813444549009E-4,8.0302123315617157E-3,0.45858489012302833,0.48490133584823247,8.2160158724233767E-3,0.28937669159514651,0.2148073915300244,5.3547470848492588E-2,2.6381798020134722E-2]
[null,1879,0.98529751369665475,0.96308023279143884,0.99142410687456173,1.021459404823043,1.0075335496232918,0.99109463780129792,0.99024225827806889,null,2.1547704420126434,0,8.2029107599647863E-3,0.35409368929118001,0.22157210343120612,1.6987825635996118E-2,5.4788786624538602E-4,8.1981468596078778E-3,0.46575985257613339,0.49126893457726772,8.1255965939877033E-3,0.29428532058168605,0.220637370344861,5.4563108731247041E-2,2.6933516283188283E-2]
[null,1880,1.0221835121112071,1.0055077144550235,1.0438846341418322,0.97200474209420717,0.95987738815453882,0.98438544689473684,1.0082827815364637,null,2.0517297574364601,0,7.0584867214070731E-3,0.34390663384282372,0.20485847499352466,1.6817598002986569E-2,5.4448365678598043E-4,7.0543053244552199E-3,0.44574390203033687,0.46733401409880804,7.8353553928003413E-3,0.27850987305505293,0.20805326887510237,5.4954701345502906E-2,2.3175633539685585E-2]
[null,1881,1.0241088458158614,1.029524155922003,0.98322685177044333,0.99338002370139744,0.98868163307692625,0.97616485182808321,0.97968960998510801,null,1.9882608913494175,0,7.4382987120649611E-3,0.31504872972912012,0.19819057852069052,1.5930677456223348E-2,5.0937835834715609E-4,7.4337826700000484E-3,0.42389974627761456,0.47778857672297359,7.8171937597621005E-3,0.27893758441362265,0.19723392096827269,4.8486684037591141E-2,2.4422337147264227E-2]
[null,1882,0.99110676633166173,1.0086096099153836,0.97525914649655454,0.99758705087623178,1.0130615533845564,0.98935432531701339,1.0145662807656437,null,2.0909680815546792,0,8.0759423557330134E-3,0.33581209194410921,0.21054771910735742,1.6507780595509822E-2,5.2678057216619552E-4,8.0711828469277446E-3,0.46267441930882314,0.47983594183976103,8.0770292149833899E-3,0.28842310326941839,0.21120110408868523,5.0850471946730792E-2,2.6516399175937171E-2]
[null,1883,0.98491946774390804,1.0107248703293945,0.98635122861265156,1.0184304503691,1.0243164531901565,1.0000168265563554,1.0136157702814896,null,2.1184072979488566,0,8.038271220513005E-3,0.34293769652810174,0.21094749555296621,1.6855017580724031E-2,5.3510610638158847E-4,8.0335621259307946E-3,0.46584230502021839,0.48982760965817379,8.1284182998028094E-3,0.29060967468642585,0.21430838651753784,5.2027493934523661E-2,2.6392803158580024E-2]
[null,1884,0.95499269596882119,0.9886879701434137,1.0111594841389562,1.0476625457943618,0.98098659091941764,0.9679495311034727,0.99451880438404561,null,2.1762982239507864,0,7.88142464294137E-3,0.35608357822729936,0.22282297235106582,1.7489870131119221E-2,5.6958381008426022E-4,7.8766984200355876E-3,0.47161007867720545,0.50380993632554161,8.3846412494421683E-3,0.29381828890288808,0.21940043359587319,5.6436110840625754E-2,2.5877456062544723E-2]
[null,1885,1.0160050463940034,1.0057178400397,1.0103957130078414,1.002353282683776,0.98293508423178921,1.0254494369784068,1.0041489647287136,null,2.0873635596054632,0,7.713649496919381E-3,0.34789879153728887,0.20508882872501571,1.6752799106684205E-2,5.313640723669617E-4,7.7092324259269299E-3,0.45235151371819532,0.48202344508953593,7.8810897183550638E-3,0.28222128812409064,0.21444997777084174,5.2841601731789631E-2,2.532727708228898E-2]
[null,1886,0.99839684236516768,1.0303913130764613,0.96916720839704917,0.99600696710179615,0.96111748108419914,0.99497743481666912,0.98089344582314797,null,2.0359966608211986,0,7.9849739747222901E-3,0.32737770010832934,0.20408105410188865,1.5996109671751781E-2,5.1556100838974104E-4,7.9802479426835347E-3,0.43937675513487179,0.47909424864256461,8.0177014502582529E-3,0.27976135490056442,0.20662451622242298,4.8938736478933105E-2,2.6217649133261224E-2]
[null,1887,1.002493381919783,1.0037687908564561,0.9909956861725755,0.99341282836104872,1.0130431686072547,0.97825953198016613,0.98909295084104853,null,2.0620374143866274,0,7.7308437797843884E-3,0.33338049537949954,0.20902977189419839,1.6422816912588935E-2,5.2944124869055314E-4,7.7262355929274109E-3,0.44494718955395973,0.47778125815979366,7.9861927640021667E-3,0.28723448443593946,0.20778183897120581,5.1565395367267675E-2,2.5383137886336001E-2]
[null,1888,0.98685381034282593,0.98279397066284091,1.0112132049615876,0.98335261449631828,0.99879556966361682,1.0010565625167691,0.97755327375692846,null,2.1279540132090653,0,7.9840921982833983E-3,0.36077606127850448,0.21757007445759113,1.6814813276723784E-2,5.5254145877167314E-4,7.9795079706181677E-3,0.4572836081534013,0.47288380868172264,8.1139416786494382E-3,0.28997872896161775,0.22228495074988047,5.548485064986771E-2,2.6215218090000721E-2]
[null,1889,1.0113363588364623,0.99264695123642199,1.0126898155489421,0.96167348602227753,0.9803465538224917,1.0381816050491672,1.0302562907096953,null,2.121900147607056,0,7.9970129148325235E-3,0.36260065063351654,0.21021274153099692,1.6827391586701445E-2,5.3774254726379951E-4,7.9925670426549498E-3,0.47429794831894478,0.46245436039855842,7.9176029938481836E-3,0.28315716158524318,0.22322282697177065,5.4418045622997686E-2,2.6258121289390687E-2]
[null,1890,1.0240907956616654,0.98744275026980288,1.0014046631623894,0.99061125051465349,0.97424211583585962,0.99253600362362837,1.0139349736706318,null,2.0659223776744402,0,7.6232887741734872E-3,0.33675140904876505,0.20762447190065497,1.6560879433029044E-2,5.2669909473945678E-4,7.6188162112750995E-3,0.4523358070585885,0.4764031515843079,7.8183562787369539E-3,0.28204093851891854,0.20863979281544226,5.2195113404487514E-2,2.5030231099667268E-2]
[null,1891,1.0408435338828486,0.96879183033357819,0.97240133440213639,1.011431574073123,1.0263836693085848,1.0302749391882202,1.0421729196578187,null,2.0994540076021151,0,8.1595726150820325E-3,0.33705957930222152,0.207094705572441,1.6603227920314531E-2,5.0840612061454275E-4,8.1549478379186139E-3,0.46722336085524657,0.48650382952022625,7.6909098992303335E-3,0.2874966094283275,0.21233661815925747,5.0149791825087504E-2,2.6791593776308315E-2]
[null,1892,1.0191368037788169,1.0044375502667697,0.98203815254239135,1.0337584229889614,0.99372103079639962,1.0016234832527839,0.97281260583951745,null,2.0478609933547389,0,7.755126655548489E-3,0.32757071407119981,0.20307535379318617,1.6337953316718438E-2,5.1637186336182719E-4,7.7505356763140397E-3,0.43145873431786191,0.49721316802363069,7.8552641173006473E-3,0.28340527773914076,0.20521357337381049,4.9756202339443854E-2,2.5462971378317129E-2]
[null,1893,0.99505204972452954,0.99163936599142322,1.0319402514043914,1.0373321496599006,0.96222346842587958,0.99283898663598624,1.0102487641871476,null,2.1324998960596613,0,7.4450300310019051E-3,0.35289166918798676,0.21216633700630702,1.7433075420173812E-2,5.5641338842969798E-4,7.4406346583850451E-3,0.46201790054182346,0.49877898326503128,8.04829910541488E-3,0.28529841067303924,0.21491099654344034,5.5957358195230615E-2,2.4444848105399028E-2]
[null,1894,1.0087376474749747,1.015071291718995,1.0219318308868062,1.0000238268630202,0.98985051447564565,0.98159555561399769,0.96034556272438265,null,2.0409815184857569,0,7.2788103664685163E-3,0.33713707427424866,0.20490061672883317,1.6536122146666259E-2,5.388476401489992E-4,7.2744517701046002E-3,0.42669516905375704,0.48086930831091312,7.9385314136139543E-3,0.28287396745405791,0.20646975436036258,5.3127601164195667E-2,2.3898884535321848E-2]
[null,1895,0.97038124714822516,0.99104477850451722,1.0058754138168764,0.98443267691396619,1.0271076219622473,0.98474489836885204,0.97385491746920494,null,2.133403438417889,0,8.0281306092069796E-3,0.35831812067687202,0.21968882699774672,1.6837661702223283E-2,5.5731957247697611E-4,8.0234479014288165E-3,0.45884841596121678,0.47341872185590972,8.2513602865647486E-3,0.29430921408910377,0.22143879191340979,5.5380113351474525E-2,2.6359574718667834E-2]
[null,1896,1.0112071605986783,0.99591134038258466,1.0079048554616057,0.97777282753275319,0.99935810596140673,0.98251041893827873,0.98716994149936554,null,2.0596923527858597,0,7.5713929377362781E-3,0.3395179573683062,0.20917337838292566,1.6477482122828731E-2,5.3476340850880009E-4,7.5669213029706606E-3,0.44331443627796258,0.47021009839813394,7.9183406131422135E-3,0.28514573013481526,0.20957916783880212,5.2965730031878717E-2,2.4859739843317786E-2]
[null,1897,1.0318529183787744,1.0147909819916685,1.023949710367456,1.0240824297351006,0.97943528373882116,0.97173031464262249,0.99786011385708207,null,2.0176372272538741,0,6.9255984706089518E-3,0.32226925301861331,0.1981159674450404,1.6701073049840733E-2,5.2780137092801806E-4,6.9213495616899084E-3,0.42954726630583523,0.49243202553793375,7.7608081843453074E-3,0.27879854809632493,0.19714105993487605,5.160884158871689E-2,2.2738831630338657E-2]
[null,1898,1.0043453802457007,1.0017570762207595,0.98082890822730229,1.016378942718716,0.97906114943879041,1.0117654825898235,0.97307814426348138,null,2.0774735820894379,0,8.0568753283244334E-3,0.33936950664804316,0.2081825951718041,1.636307567532954E-2,5.2395102742966535E-4,8.0522035738290892E-3,0.44192456159873938,0.48885774292720757,7.9708825662544135E-3,0.28417780774817925,0.21275331596577648,5.0900768279449574E-2,2.6454046235717937E-2]
[null,1899,1.0051648082448918,0.98795322264996699,0.98886994482540491,0.97974643683773632,0.9746287573255763,1.0062968995377544,0.99597267886603946,null,2.0908660539920962,0,8.0782254523301851E-3,0.34665996331763682,0.21217922306055842,1.6422167802103219E-2,5.3035974656245866E-4,8.0735859348547347E-3,0.45629362633587617,0.47121463826003929,7.9648458183579941E-3,0.2843841268041446,0.21632165910681933,5.2375789174439642E-2,2.6524294083032637E-2]
[null,1900,1.002212139204794,1.0079050776494112,0.99387191258831498,1.0126561159460101,1.0216763705036098,0.97403654344227231,0.99092749152777559,null,2.0627071273769833,0,7.6025490191193416E-3,0.33003338029642221,0.2075079172980577,1.6571386856585033E-2,5.3012055777875854E-4,7.5979662878218803E-3,0.4432576751598617,0.48702761621126561,7.9885995498155844E-3,0.28802879182343022,0.20535758318628033,5.1446906689896287E-2,2.4961732478887819E-2]
[null,1901,1.039710462619662,1.0363597245800982,1.0106314352762586,1.0135603276348819,0.99998137615187288,0.98364864363815863,0.99169156871965647,null,1.9824777700727219,0,6.9759538128636913E-3,0.31478662633510357,0.19179617926149894,1.6322916359377364E-2,5.1316304579167619E-4,6.9716904225508632E-3,0.42052919778429426,0.4874121158513785,7.7014138665228065E-3,0.2772146961972497,0.1940132834308764,4.9288223983693126E-2,2.2904217347248481E-2]
[null,1902,1.013118250898184,1.0263850996408275,0.99379059976442041,1.0020357025182973,1.0231592197323744,1.0046606167501537,0.98187689402201783,null,2.0410632422892405,0,7.6446366266867665E-3,0.33180270543591989,0.20116643465202796,1.6340713689078898E-2,5.2057751834621397E-4,7.6401355242060858E-3,0.43507385806963289,0.48192006921032143,7.9025984790016685E-3,0.2844118395777242,0.2064681098267046,5.0360565118997523E-2,2.510027181396603E-2]
[null,1903,1.0162412731834565,0.98726285039797546,0.96331000898982355,1.0010980758542716,0.99492505670664688,1.0214025282768433,1.025435598835859,null,2.0955456195503523,0,8.3490794846383873E-3,0.33769958785523335,0.20906219001654669,1.6380288627767095E-2,5.1244533528102098E-4,8.3443161742024555E-3,0.46592692170266808,0.48156091702416731,7.8765853965123266E-3,0.28546097365329726,0.21386648047085385,4.9790263871352963E-2,2.7413728907108487E-2]
[null,1904,1.0358999568812941,1.009256261072532,0.99724403276617624,0.96158634282739475,0.985418789581326,0.98206992273937721,0.97867472858191829,null,1.9919024969733528,0,7.4105433558086008E-3,0.32421829485195602,0.20114330180629347,1.590850370381507E-2,5.1419701956827472E-4,7.4061336789186657E-3,0.42539211029817064,0.46245642529232678,7.7289956161718104E-3,0.27868323200666673,0.20135125324856254,5.0179091376865582E-2,2.4331501429844589E-2]
[null,1905,0.97181065453519122,0.97929093161881053,1.0055016137158259,1.0320255309473783,1.0220685790703166,0.98716090310100368,0.98009852281147614,null,2.1626313990665968,0,8.0186139912058422E-3,0.35758341528999787,0.22103259001867298,1.7219629542768688E-2,5.5897077860045407E-4,8.0139132482007613E-3,0.46251497413199644,0.49630751096084214,8.2392013514176327E-3,0.29613413161187691,0.22103160882387823,5.5685816945082546E-2,2.6328250354470634E-2]
[null,1906,1.0188490536901038,0.98660584832580012,0.98911407540421503,0.95438426996101422,0.9635597123247126,0.99642608357005613,0.98769514106727785,null,2.049847827679788,0,7.9216072113058485E-3,0.34012979008447808,0.20984941229836335,1.6068764351388272E-2,5.2363993763850114E-4,7.917029130010661E-3,0.44559652127036248,0.45901586291547031,7.857883144572057E-3,0.28091476435738449,0.21221701886572072,5.1668793281277062E-2,2.6009955254426502E-2]
[null,1907,1.026736783215731,1.0236924690061691,1.0311589388963867,0.99993881474600277,0.98694343418159058,0.98547844783548921,1.0262206361910458,null,2.0377385202527063,0,6.9984519486847438E-3,0.33112324978479585,0.19865913117351477,1.6855589830513912E-2,5.3204798887658414E-4,6.9942412770882404E-3,0.44562124224786265,0.48080147324345346,7.7998872376082804E-3,0.27907039625963886,0.20174197367738511,5.2559435413773725E-2,2.2978304066879573E-2]
[null,1908,1.0009335899567398,0.96752715683827073,0.97259741620499662,1.0193135829363498,0.97695700748445835,0.98749926380068465,0.95349459431857075,null,2.0909425322679311,0,8.2096118933258373E-3,0.33927413898914138,0.21671304978531777,1.6297753765621318E-2,5.2905021574921817E-4,8.2048015655396041E-3,0.43905722044559831,0.4902945132194258,7.997578661182855E-3,0.28840595943550035,0.21370744303676037,5.1715255935616246E-2,2.6955379105804329E-2]
[null,1909,1.0133311645118517,1.0026853295947356,1.0032937052476496,1.0208753012051455,1.0118471829351769,0.97777677484186887,1.0292139934649811,null,2.074720308222807,0,7.4348719398151988E-3,0.32985967197027394,0.20562191078955017,1.6894464943449417E-2,5.2995658945519119E-4,7.4303918175469431E-3,0.45640970315201201,0.49095197125948881,7.901480009539337E-3,0.28612771563188782,0.20415057054308808,5.186614633635922E-2,2.4411197119972267E-2]
[null,1910,1.0294258282074529,1.0035957430297122,1.0346341044911662,1.0008528051721826,1.0119899303752953,1.0251212119053577,0.98194967453684123,null,2.0696242913269254,0,7.333955340890509E-3,0.34979800950260037,0.20247257996256235,1.6838967937503786E-2,5.3656767538061867E-4,7.3297436518688225E-3,0.43655832500126579,0.48123082615146506,7.7797086895039867E-3,0.28346400046450254,0.21270730402726887,5.4161677675479629E-2,2.4080535928414359E-2]
[null,1911,1.0127301256860857,0.99160927313034053,0.97237197891899718,0.99627855055913694,1.0043851423034182,0.98314357328427426,1.0298217258483304,null,2.0729143009256599,0,7.9495532961162511E-3,0.32835326501887696,0.2091131304308049,1.6423146787137691E-2,5.1766239168982392E-4,7.9448439898248732E-3,0.46195092971024992,0.47921523497208096,7.9044080414466811E-3,0.28632460863352882,0.20685544000796724,5.0159848334851029E-2,2.6101335903315797E-2]
[null,1912,1.0157245418884737,0.98466451055159099,1.0078516133515352,0.96889111221520074,0.98229973184825004,0.9657749505224188,0.99409791911286627,null,2.0502040772386554,0,7.4841363371634297E-3,0.33556156760731876,0.21074366496524885,1.6416523835303475E-2,5.3478312065814964E-4,7.479663973503645E-3,0.44455580150170604,0.46593904171178074,7.8831211773249255E-3,0.28379275960152595,0.20714319698615363,5.3065017293458867E-2,2.4573071801835565E-2]
[null,1913,1.0212512132913241,0.98440566283798825,0.9934241836852129,0.96275681479957398,1.0192197267434737,1.0162383115736111,1.012234068527283,null,2.084900654641745,0,8.0019814030806487E-3,0.34702587032616888,0.20963268264667789,1.6436712083517907E-2,5.2495382190067945E-4,7.9974385156460649E-3,0.45920767879849306,0.46303029263173434,7.8396436510360865E-3,0.28666199497813732,0.21598613340423883,5.2285109561857959E-2,2.6274125625416409E-2]
[null,1914,0.99792400183879038,0.97546827673801273,0.98686247549355155,1.014085839064089,1.0322768265506439,1.0185161736801913,1.0314684395937543,null,2.1583140701074717,0,8.2838542961610456E-3,0.35383931735406099,0.21581663946120455,1.7064636264060414E-2,5.3593964841896591E-4,8.2791435839452143E-3,0.4803625375458887,0.48773645928999254,8.0225216523703308E-3,0.29339051712675357,0.22105612536553224,5.3294470863042752E-2,2.7199616248361248E-2]
[null,1915,1.0013447446563795,1.0066136254999438,1.0169539540043657,1.0217560296393444,0.99304527828320222,1.0057914322668891,1.0016257529048187,null,2.1036526085524354,0,7.5878898812656572E-3,0.34744357363774103,0.20771247540301679,1.703155861274145E-2,5.421847225699671E-4,7.58345231355369E-3,0.45395315454458868,0.49133433353613554,7.9968531336299681E-3,0.28553242986203647,0.21337812335938003,5.381830984473767E-2,2.4914049463569801E-2]
[null,1916,0.97779980099208419,0.98121807714939957,1.0067848108103776,0.95854020283748254,1.014478142580826,1.027901400545576,1.0149655207673771,null,2.1769905925265847,0,8.4027368003931815E-3,0.37583730112839225,0.22020313870669719,1.7021190489173169E-2,5.5576236709597884E-4,8.3980772268867371E-3,0.48609292046318126,0.46096431980363717,8.1888111440598967E-3,0.29218618740728913,0.23214582372329995,5.620944582680449E-2,2.7590351040460061E-2]
[null,1917,0.97610831814518761,1.0280520710858183,0.98879667262039717,1.0045266120210763,1.0158825410979881,1.0065746733243712,0.95979735068764827,null,2.0914080387279887,0,8.0768950737277051E-3,0.34654139552195401,0.20984204153135688,1.6466865241856112E-2,5.3748827942167409E-4,8.0721923794024077E-3,0.44300416502357004,0.48313302493192051,8.2019365507366576E-3,0.28891286533780747,0.21625675523646937,5.1996487956463298E-2,2.6519715810758477E-2]
[null,1918,1.0081500238331249,0.96688446730192434,0.96106621297880357,0.99647155139918331,0.99627395607617131,1.0127461779253633,0.99886414026673442,null,2.1109427211332301,0,8.5381138946880701E-3,0.34355511981524733,0.21564520085025024,1.6316626597326949E-2,5.1979765643970024E-4,8.5332564037647086E-3,0.46199394439602537,0.47934219930163607,7.9396737722569784E-3,0.28888194837236769,0.21785966099007462,5.0858949301173531E-2,2.8034457571355385E-2]
[null,1919,1.0214195671002069,0.98010747801004305,0.96477642058821644,0.99457002331534694,1.0406905741097907,1.0387399095581682,1.0089427845147902,null,2.1039937481923698,0,8.4818732412004025E-3,0.34424229798094558,0.20964667055491218,1.6353657711915038E-2,5.1203176221184055E-4,8.4771303339526202E-3,0.46112247137623519,0.47841628483850845,7.8367359292935042E-3,0.29002751519329573,0.21782389285116296,5.0166867295562571E-2,2.7850065605575496E-2]
[null,1920,0.97653395989339864,1.0027255078764619,0.9918943484441517,0.99421264358847661,1.0203602215017367,1.0069375658969721,0.99090971801951522,null,2.1320743939142131,0,8.2188056105340444E-3,0.35516782122696533,0.21550172004847828,1.6762970037168604E-2,5.4419163232852946E-4,8.2140791235955565E-3,0.46417280698277819,0.47816326189189501,8.1985446434475143E-3,0.29179203217664545,0.22124711734016986,5.354279559057052E-2,2.6985858830704024E-2]
[null,1921,0.97127182512785148,0.98705563205799551,0.99104465761274785,0.97332005113207609,0.98145312597647483,0.98380129455612553,1.0098840684888635,null,2.1379666875606897,0,8.2317543647782623E-3,0.35502680366406969,0.22038052520644869,1.675696237861184E-2,5.5016746247605122E-4,8.2269663358866714E-3,0.47665288760817814,0.46811750761832915,8.2429120376950778E-3,0.28965964079843193,0.22126685552111855,5.4289015877976583E-2,2.7028197416244355E-2]
[null,1922,1.0003955424723465,1.0294649233145441,0.9521540287442618,0.97970109730012933,0.96762974955586611,1.0250395128640417,1.0287097768685338,null,2.0676732558398876,0,8.4542098937034609E-3,0.33322174497070878,0.2043577221999493,1.6036290932682089E-2,5.0661403717997466E-4,8.4493741972595533E-3,0.46610052106194716,0.47130155863814271,8.0007063342572918E-3,0.27997289083741955,0.21241179158561854,4.800937305763494E-2,2.775887788079048E-2]
[null,1923,0.99069369559519982,1.0066849052539071,0.99970539345900944,1.0035999861476075,0.99459252876537951,0.99870561664041935,0.99242112196308396,null,2.1006226386903144,0,7.8715504073259904E-3,0.34635623449937913,0.21095542095601427,1.6726834994288082E-2,5.3942645115434118E-4,7.8669512809256305E-3,0.45471179204047829,0.48265473557462929,8.0818203480972212E-3,0.28693172872495309,0.21479823284793914,5.3025577765045538E-2,2.5845433614736908E-2]
[null,1924,0.98660894861005155,0.98959521449231225,0.99734405877003773,1.0171461543025617,1.0221592516416809,0.97614752896629109,1.0010010416833632,null,2.1183906358823328,0,7.8377324615536963E-3,0.34298742500038232,0.21534946292939791,1.6939811101671216E-2,5.4420152787276526E-4,7.833066577107084E-3,0.46052375949279234,0.48917654357207413,8.1151422923919844E-3,0.29247266119928178,0.21299541019622251,5.35567728542665E-2,2.5734111600423621E-2]
[null,1925,0.97692980444470123,1.0175044637184087,0.98628786141586566,0.99876880199440132,0.99794878310109736,0.97949328695366711,1.00566085459507,null,2.0972992413168736,0,7.9559450197347337E-3,0.33937247380390445,0.21209102189928544,1.663952413116522E-2,5.3801022915327937E-4,7.9512096560619399E-3,0.46185820002013533,0.48037126903827676,8.1948915207841738E-3,0.28800337286192518,0.21208812726559043,5.2024836771594037E-2,2.6122249138731721E-2]
[null,1926,0.96843982991629962,0.9700734082084923,0.98425220179924278,1.0216723517077657,1.0374180355975879,1.0235010821861172,1.000752239881487,null,2.2081149222736292,0,8.6966981097904312E-3,0.36923990166701276,0.22413183833164829,1.7203509842680438E-2,5.5215116513953428E-4,8.691814750548886E-3,0.483746117996878,0.49139326994779059,8.266612071382292E-3,0.29897831626929711,0.23102361470647298,5.5029101533615912E-2,2.8555372100953276E-2]
[null,1927,0.98519440588097285,0.97933472655256104,1.0002056837505497,0.99967543563690375,1.0415503351135478,0.95947169680723166,0.96700535382383623,null,2.101026434610195,0,7.7823706302513826E-3,0.34282282879762599,0.21840587121661187,1.6704435507944145E-2,5.4869873050037799E-4,7.7776979932621376E-3,0.44602704137990684,0.4807658421787937,8.1269618857449811E-3,0.29535041250712973,0.21254639117067303,5.4180415655617924E-2,2.5552208216634231E-2]
[null,1928,0.98833724905043663,0.97017142113562294,0.97785903776813099,0.98348137664654822,0.97525558598810735,1.0005982844064882,0.95344960852035043,null,2.1105835369020176,0,8.4430899055631479E-3,0.35320420142936032,0.2198270861695098,1.6263046492841788E-2,5.3782478964711593E-4,8.4382605173617224E-3,0.44830228974480557,0.4730434601668746,8.0998141170750739E-3,0.28876598486796362,0.22180601082796647,5.3016281771710992E-2,2.7722365912461508E-2]
[null,1929,1.0217709245525592,1.0340323592954943,1.0271447016917092,1.0290260512498806,0.95507888446989586,1.0277466952967298,0.96821844758549847,null,2.0409775466565692,0,7.2596851065964219E-3,0.34032423557767633,0.1958978131826368,1.6674448633519474E-2,5.3055560649101381E-4,7.2554461889402788E-3,0.42554008570554647,0.49479956418413179,7.8375669347731658E-3,0.27561082620633809,0.20781353165455038,5.211671272380821E-2,2.3836445164751065E-2]
[null,1930,0.99089533082746772,0.98191649722279528,0.98617336686596957,1.0058592710704295,1.0004333251158366,1.0342241135744703,1.0120879261139657,null,2.1606122912251902,0,8.4695116408227099E-3,0.36119673519649459,0.21628171234696172,1.690958729671185E-2,5.3797852896131891E-4,8.4647752696003949E-3,0.47650077147200387,0.48378187020662472,8.0793873162954069E-3,0.29027247095862102,0.22574186792482867,5.3505171053875436E-2,2.7809475295032263E-2]
[null,1931,1.0143546110103558,0.96482904675964742,1.005541964630025,0.98665736887086952,1.0216326265859796,1.0144301868229706,0.99676129258869883,null,2.1219212706993305,0,7.9898517246803444E-3,0.35634085684056099,0.21499097580008703,1.679878198223491E-2,5.3874286935298211E-4,7.9853215242513698E-3,0.45936424362587713,0.47448956119064606,7.8936359196501837E-3,0.29053626647764697,0.22025850914171324,5.4479909591835657E-2,2.6234317460154057E-2]
[null,1932,1.0174744958279427,0.97002978880455137,1.0010932178608576,1.0186180037922756,1.0382392199948298,0.95924651297290242,1.0188836202622078,null,2.0866910353284163,0,7.4802267022052362E-3,0.33018756162646967,0.21222429103722362,1.6913295442066871E-2,5.3375781366980237E-4,7.4756908518837607E-3,0.4551656791388784,0.4898730551521624,7.8691787641363472E-3,0.29191648674647053,0.204609300197657,5.2842946424607927E-2,2.456001883539366E-2]
[null,1933,0.98679590347458523,1.0169699117781408,1.0239984467844874,1.0153497465696824,1.0033957598125225,0.95924181962239041,1.0113447077289435,null,2.0880385761739753,0,7.2525026322499773E-3,0.33751954530968853,0.2093077274866976,1.7123157706813479E-2,5.514518406290643E-4,7.2480638441198755E-3,0.45523192390225597,0.48823275307179254,8.1151688751410385E-3,0.28745109472991359,0.20646444536507358,5.4233554856821874E-2,2.3812191817277128E-2]
[null,1934,1.0145985854189155,1.0107270028196695,1.0317338083143479,1.039422165563197,0.98694448288633274,0.97035219468762102,0.9759071733204252,null,2.0469771195930293,0,6.9818190446680924E-3,0.33077070035371553,0.20258580494672687,1.6934691137198352E-2,5.4144697073539496E-4,6.9775398102736707E-3,0.42813717508830595,0.49978454759892005,7.8932344702853027E-3,0.28266702892196416,0.20146253248319174,5.3280802412609789E-2,2.2923434443767592E-2]
[null,1935,0.99134738253619625,0.96850182700116683,0.99845763763278605,0.99879815495700097,0.98824321752776523,0.99667897487948864,1.00433256545242,null,2.1435282727089398,0,8.1129119975934232E-3,0.35595126879024341,0.21933202474238619,1.6929736509618036E-2,5.4684693752931918E-4,8.1082357933996395E-3,0.46980002703596591,0.48034912527961843,8.0764185125427931E-3,0.29026821829813637,0.22090569369589938,5.4735459237546351E-2,2.6638129873646169E-2]
[null,1936,1.0253055552535646,1.0229535398499436,0.98222466210492798,1.015229670298238,0.98935158340785889,1.0073050512048556,1.0324775460499671,null,2.0437972578745423,0,7.6631881206647313E-3,0.32382734794391166,0.19823925605589246,1.6446876969795198E-2,5.096164216215215E-4,7.6586592082917822E-3,0.45200395426061901,0.48830071113067486,7.8080133998379361E-3,0.27977262037846118,0.20284667896288103,4.8885583263644679E-2,2.5161127999576094E-2]
[null,1937,1.0146993063188121,0.98037994137290629,1.0211562768301878,0.97642829387966601,1.0096343657354874,1.0136000263944742,0.98045211571585322,null,2.0981922981631378,0,7.7248724808819174E-3,0.35716841263323401,0.21177797441297011,1.6724800152849221E-2,5.4280212952947926E-4,7.7204738317271501E-3,0.44799469633590594,0.46952543030576177,7.8918458573587116E-3,0.2873243393169273,0.21883265182291955,5.5049535174062664E-2,2.5364208670774904E-2]
[null,1938,0.98544781027097794,1.0118422799691895,0.95660904598929508,1.0112316048839725,0.99754610083331796,0.97485846305888291,1.019282612432697,null,2.0826416730885544,0,8.1839615167851043E-3,0.32591002978618189,0.21073217957756915,1.6360100017330393E-2,5.200246876718742E-4,8.179050130918953E-3,0.46359674089762681,0.48645608708582477,8.1223240653253218E-3,0.28759993251187965,0.20720929762724052,4.9269090753718867E-2,2.6870777464049405E-2]
[null,1939,1.0408869432067995,1.0115525105726169,0.95923025730940825,1.0201020985200093,0.98423336857700683,0.99415433371849615,0.99122924558495962,null,1.9945572109884551,0,7.7240422091885219E-3,0.30946941371060421,0.19668296851501169,1.5840543678555502E-2,4.9359032398657631E-4,7.7194094479543611E-3,0.4269754188963007,0.49071512243121029,7.6898619468822324E-3,0.27838005661145182,0.19645525981624171,4.64988959874248E-2,2.5360711832017692E-2]
[null,1940,1.0292563268181953,1.0049128507662142,1.0161093531600949,1.0207023598782179,0.97736909967872698,1.0038408561025167,1.020056080905404,null,2.0626254609740649,0,7.3278473632627716E-3,0.33488111263474923,0.20121538192782457,1.6861032372374771E-2,5.2743263362583278E-4,7.3235218951424666E-3,0.44848277839746653,0.49083018700184505,7.7799452853362155E-3,0.28008774261915964,0.2057609265377888,5.2143151550563947E-2,2.4060095481448843E-2]
[null,1941,1.0264916927187346,0.98941679735030152,0.99039360029809576,1.0317168056329802,1.0094541033385647,1.0189591699139358,0.99171177679927713,null,2.0784895941872157,0,7.8224705189527989E-3,0.33686810829276992,0.20490433966037405,1.6616207241766649E-2,5.1976236751428582E-4,7.817940110312737E-3,0.44318982025916442,0.49620538629010746,7.7994500098286746E-3,0.28566238699693569,0.21002792063062525,5.1016326494147196E-2,2.5684416352620726E-2]
[null,1942,1.0187950029067376,0.99985515389958268,1.0378736254203156,1.017112434065585,0.96221466712537773,1.0188773065345731,1.025292293176649,null,2.1067221183076277,0,7.3402330036747175E-3,0.35272001232212991,0.20519170602715153,1.7278606709405887E-2,5.4456840419852106E-4,7.3359911246924994E-3,0.46018763335847152,0.48903922465476607,7.8610725130973357E-3,0.28058820424308017,0.21409788162916496,5.5116389464216917E-2,2.4101060860927379E-2]
[null,1943,0.99821263184133679,0.96971295996745177,0.98226092419621336,0.97225356602758972,0.95839197469526338,1.0122949679490452,0.98336738308987459,null,2.1145468402032481,0,8.4094642765161192E-3,0.35540216082570225,0.21777968237961862,1.6357242862392197E-2,5.3477771391213064E-4,8.4047121671674881E-3,0.46008041550134032,0.46763014729379476,8.019936182828695E-3,0.28542016374193657,0.22262061384720802,5.3094303037229222E-2,2.7612148926634807E-2]
[null,1944,0.98307377077710956,0.9815839831398846,1.0034060300954644,0.97277364486668871,1.0064476601282988,1.0173876409811273,0.97778634476861548,null,2.1430825694226527,0,8.274182182759101E-3,0.36720687378861899,0.21881577966680954,1.6741295783727926E-2,5.5099181509711158E-4,8.2695254735957752E-3,0.46297196367202031,0.46781894655533773,8.1446811764133934E-3,0.29108983699780461,0.22725030013275979,5.5328538842213497E-2,2.7168017701013132E-2]
[null,1945,0.99384797315601725,1.005512604457754,0.99916395277554104,1.0113918864690434,1.0163629987856679,0.99329262254651973,1.0141844385715384,null,2.1064095341601212,0,7.7941272356409222E-3,0.3425190735305742,0.21017559286379506,1.6897004665332043E-2,5.3769792802817824E-4,7.7895369588559275E-3,0.46201734219787138,0.48640366957037967,8.056138754829625E-3,0.28894667626370191,0.21248406534096653,5.2785760342591796E-2,2.5591102978835614E-2]
[null,1946,0.98186733656622038,0.96638446494774388,0.98990149002566097,1.0409816281149675,1.0017867333980994,1.0070353362443141,0.97754525296855366,null,2.1679997292693511,0,8.3269722394731932E-3,0.35818781873749528,0.22119303975034718,1.7053266859501783E-2,5.4827992919701917E-4,8.3221876810689113E-3,0.46264118646729879,0.50066284362885383,8.1538940596496239E-3,0.29429296410197203,0.22338313205238797,5.4547058462214061E-2,2.7341029778837036E-2]
[null,1947,1.0134824522668375,0.99501824724125687,0.98870603163401805,0.99416179861120135,1.0439765305427433,1.0046874325414099,0.98249381286060522,null,2.0728596743343144,0,7.9093842446536691E-3,0.33928383838643988,0.20829809509060931,1.6410705089938783E-2,5.2443072429157788E-4,7.9047948091956945E-3,0.44332984998246927,0.47814827593238529,7.8994690479966007E-3,0.28978671827138774,0.21173873060806619,5.147438901143498E-2,2.5969761624753056E-2]
[null,1948,1.0266289986679165,1.0183470485471968,1.0269610531887705,1.0194665772170721,1.0158758733835849,0.9932983436774262,1.0114850866619285,null,2.0484143976585925,0,7.0856770720761674E-3,0.33202121769209136,0.19886073177097224,1.692004118255527E-2,5.3119492716379693E-4,7.0814312023213047E-3,0.44089303250148054,0.49020350863686851,7.8004686814997972E-3,0.28278350009729708,0.20276426532394809,5.2375932050425608E-2,2.3264750664044705E-2]
[null,1949,1.0016539887669584,0.99066854898933188,1.0042376697106645,0.99597578685895349,1.0189125746176033,0.99340082647840811,0.98617502702988713,null,2.0948281437551506,0,7.7835882883552478E-3,0.34609128444117393,0.21206409097929396,1.6700780030183195E-2,5.3919259320806706E-4,7.7790402721319213E-3,0.4499090849929353,0.4789746913860774,7.9936491325537755E-3,0.28941441878121665,0.2140815354774506,5.3507345928233391E-2,2.5556618029048548E-2]
[null,1950,1.0036397207006948,0.98794925872636263,1.0230539489304333,0.98720552434621911,1.0028252594923397,1.0315356104780191,0.99555624626928507,null,2.1328359292787966,0,7.8791709338048386E-3,0.3659041739807114,0.21247004695374433,1.7005512564892793E-2,5.480421108491094E-4,7.8747497215310713E-3,0.46109001362108643,0.47470228237876921,7.9789195613085683E-3,0.28759739885378716,0.22394624169363803,5.5726664803259364E-2,2.5871053969022711E-2]
[null,1951,0.96652065287207967,1.0061048624013134,1.0003599836641013,1.0034217541335899,0.98904459804748468,1.0026740322996628,1.0252327899659768,null,2.1623223874243682,0,8.1488359654882173E-3,0.35910211086623811,0.21705232332013827,1.716982306723867E-2,5.5337734395357122E-4,8.144125209349257E-3,0.48359548475045255,0.48256706923284376,8.2839888444222881E-3,0.28994339608839892,0.22261981504759137,5.4683671615192275E-2,2.6756038004035459E-2]
[null,1952,1.0328020451124873,1.0146392543692537,1.0006052548285698,1.0017461082267261,0.98459720233256443,1.0184951782884157,1.0069854348915124,null,2.0414278747743131,0,7.5545790618340349E-3,0.33310210827611664,0.19904365935651397,1.644111154092108E-2,5.1623297554513484E-4,7.5501870600461814E-3,0.44197489071015761,0.48176048575209129,7.7523669933640361E-3,0.27902726348888823,0.20647269176199953,5.0536693380226289E-2,2.4804762540274593E-2]
[null,1953,1.0485574218871196,0.96406016489570956,0.99412264022687469,0.98604422964664495,1.0343845322051388,0.98361599095617791,1.0039149881940652,null,2.0432080907547467,0,7.5606088045103662E-3,0.32840738748027715,0.20733085109896651,1.6356359724332279E-2,5.1590342847475921E-4,7.5561516269244001E-3,0.44097569957411153,0.47422813820440823,7.6355245366816291E-3,0.28732106330229445,0.20431656098729289,5.130070155858981E-2,2.4824358036901781E-2]
[null,1954,0.98392158993111634,0.96685635475499154,1.0020743336924105,1.0050272501032718,0.99378131904449785,1.0105824661284724,1.0171016794839229,null,2.1798595461034567,0,8.2580312956598324E-3,0.36536231355600474,0.22138658117847165,1.7216339851619668E-2,5.5318080226975574E-4,8.2533413081215326E-3,0.48248941113274169,0.48333407421595331,8.1375848494627655E-3,0.29222670078349927,0.22627995577409327,5.5763246369771043E-2,2.7114847577106471E-2]
[null,1955,0.99492967711242708,0.99578448498610395,1.0171531024728759,0.98673168213588314,0.9644031148175688,0.9799939669248291,1.0099770616544599,null,2.0983586691673408,0,7.5874042281994904E-3,0.34757891353475701,0.21282543389152564,1.6879006135643786E-2,5.4814601081798887E-4,7.5829199843391593E-3,0.46090831821862077,0.47449151198445355,8.0484265236887963E-3,0.2840856322772467,0.2134373010221389,5.4648163219283147E-2,2.4912300593024652E-2]
[null,1956,1.0085323713488545,0.99122180236311674,0.97915424724316924,1.0158806996337559,0.96677399914131834,0.97762505766032914,0.97587390472384961,null,2.0554843459373298,0,7.8294151966951022E-3,0.32850678079500811,0.20956071908438237,1.627792386042894E-2,5.2317601544724416E-4,7.8247317707058495E-3,0.43804365211704682,0.48862321127916791,7.9376952388171221E-3,0.28351997131074813,0.20614232801680782,5.0646842531320929E-2,2.5706729114141139E-2]
[null,1957,0.97397703025321525,1.0086815213270812,1.0122755709875373,1.0194202880860241,1.0122982110096497,0.96370385144209347,0.99983098205549481,null,2.1147437108668896,0,7.5770655682311392E-3,0.34321385967079582,0.21421343596418405,1.7111766851472077E-2,5.5459181358269482E-4,7.5724758917678422E-3,0.45927429173640028,0.49022517613998251,8.2212778537714311E-3,0.29124871000315505,0.211337445251151,5.4469756827121157E-2,2.4877988431733833E-2]
[null,1958,0.98692769878768827,1.0365941844266482,0.99172690949463715,1.0101195256792672,0.96464630161346054,1.0242154116931959,0.95415691724051355,null,2.0715311584311027,0,8.0033087151661179E-3,0.34572086358450554,0.20505239798260783,1.6336822058094877E-2,5.3127118487675121E-4,7.9986926138061049E-3,0.43567105912477783,0.48581412862361306,8.1121926258777063E-3,0.28130645501517643,0.21538289549323364,5.1329443103506907E-2,2.6278245736191759E-2]
[null,1959,1.0103112227582061,0.9776595914253281,1.0008057404209563,1.0426949873426195,0.99199411092115453,1.0359783820466941,0.98324641383994982,null,2.1339533975766369,0,8.0503382775526221E-3,0.35513147919825999,0.21128760360412541,1.6979191662984908E-2,5.3571905261882058E-4,8.0457826576578358E-3,0.45277881663920994,0.50145303076175862,7.9249560879575028E-3,0.2877878784905592,0.22010244318561895,5.3543883026718385E-2,2.6432951486720015E-2]
[null,1960,1.0220444541375251,0.9969692878234101,0.98040238274331548,0.98813560072276774,0.96394409653803004,1.0014719759733441,1.0378711785565109,null,2.0662165003115298,0,7.8953984598141794E-3,0.33223869000682726,0.20602488432318725,1.6405247221688613E-2,5.1566179241093585E-4,7.8907959578453681E-3,0.46316184860643517,0.47527453213828058,7.8328241732744126E-3,0.28020558187130057,0.20833415790245732,5.0303903825805664E-2,2.5923770951830655E-2]
[null,1961,0.9955499287419789,1.0079955678282992,1.0444285789158188,0.99798163451462585,1.0330429297693036,1.0249396043132593,0.96971732956544332,null,2.1224488445234173,0,7.5253362431475746E-3,0.36712079864507879,0.20979778639721292,1.7171126390658993E-2,5.5877130510570536E-4,7.5210506344675354E-3,0.44646351000711199,0.47982197844182334,8.0450035937289881E-3,0.28982952552618624,0.22203027320713148,5.6905316489957711E-2,2.4709040128100823E-2]
[null,1962,0.99548722004031731,0.99880411832558491,1.0141687705389155,0.97756377575980891,1.0095970467308237,0.96027673082109333,0.98105094354666922,null,2.0659128970194112,0,7.4618921619585164E-3,0.33947859835611738,0.21224576598538569,1.6598166557847408E-2,5.4568994815765821E-4,7.4573963561352184E-3,0.44362421780231476,0.47009150432346902,8.0437451102570914E-3,0.28802306886061652,0.20881412157119567,5.395259870360921E-2,2.4499915606264678E-2]
[null,1963,1.0163776166792318,1.0036725644362106,1.0157433849684743,1.0139088341041795,0.9950077536551194,1.0073418520247834,1.0007583884229645,null,2.0798404942508277,0,7.5022156802499775E-3,0.34256219875306132,0.20498925314348498,1.6850138495009302E-2,5.3420159197256492E-4,7.4978309024106805E-3,0.44749872339461888,0.48756444188430426,7.8785055542720441E-3,0.28377796399220412,0.21052383106690528,5.3032865219459643E-2,2.4632755933373135E-2]
[null,1964,0.9976139112798541,1.0410258220454969,1.0168094218272947,0.96019454108358138,1.0275627304738766,1.0011599814301602,1.0178121807685883,null,2.0649686710192445,0,7.5196223535129404E-3,0.34420290576840917,0.20344263352204101,1.6650282245088088E-2,5.3687323805056482E-4,7.5152267544316732E-3,0.45665353295265948,0.4617315170854705,8.0267510218694285E-3,0.28479741334756925,0.21140511673058851,5.2836133874143217E-2,2.4689906832434948E-2]
[null,1965,1.0071288441181723,1.0149100189827966,1.004705301384208,0.99363852037809042,0.97239028106334646,0.98787301170021913,1.0289316697226918,null,2.0693327773777632,0,7.5414725898230563E-3,0.3356851263406514,0.20552108619935516,1.6708925463190666E-2,5.3132820839487879E-4,7.536995871986708E-3,0.45939187904520495,0.477849300586346,7.9502216981953058E-3,0.28126667252258586,0.20758948823900364,5.2081800494881869E-2,2.4761425297788128E-2]
[null,1966,0.96412473978271018,0.9735326865206646,1.0275705111603488,0.99688539462333403,1.0044491824095776,1.0274106874401372,1.0162908128224504,null,2.231797632905097,0,8.267007252508278E-3,0.38793762537645332,0.22488332164352709,1.7701018647293967E-2,5.7622532700274376E-4,8.2624080878668515E-3,0.49469137183165873,0.47934372766497563,8.3062101862060537E-3,0.2951414623681417,0.2368314515278182,5.9245182668350091E-2,2.7144634828309519E-2]
[null,1967,0.98208178199387031,0.97578694721192871,0.98194097511559963,0.99349215327266271,0.99452588136929887,0.98038834026525268,1.0053399375932537,null,2.1306322167197389,0,8.2327620619698817E-3,0.34766974251396882,0.21997318532113916,1.6707186416963862E-2,5.4204528333209152E-4,8.227941712779652E-3,0.4703099714170843,0.477846341618272,8.1516461375062479E-3,0.29127301176266401,0.21781722092772918,5.3315283831136796E-2,2.7031401839131535E-2]
[null,1968,1.0058960570678368,1.0104274426998172,1.0259499260072436,1.0332456698952512,0.98673485017131457,0.98410022155845467,1.0239051284722716,null,2.090598679667794,0,7.2376243991757903E-3,0.33835039007729084,0.20518485932457609,1.7230993879729345E-2,5.4334074775452866E-4,7.2332710461915205E-3,0.45633402423730801,0.49683214330220415,7.9611890320720451E-3,0.28392344603425107,0.20674647110452174,5.3732582503393023E-2,2.3763592777677055E-2]
[null,1969,0.9941318223702722,0.98572889006788456,1.0172253257126451,0.98974020190097534,0.98942220977580875,1.0271113323518686,0.97448015435388624,null,2.1350480273908952,0,8.0158544382377597E-3,0.36727805903848854,0.21512299567214316,1.6880946288944702E-2,5.5085383655464643E-4,8.0113488127692839E-3,0.45574542841364785,0.47593801447013456,8.0548901148548759E-3,0.28787313285930599,0.22552475543793019,5.5763631514783064E-2,2.6319825369576649E-2]
[null,1970,0.97614946103938327,1.0206614208138352,1.0153519210054722,1.0052812919165157,0.99175555143576122,0.98184851201077916,1.0088926084433762,null,2.1119306354013232,0,7.6213257804450853E-3,0.34768282327063915,0.21149074205534008,1.7055800522426161E-2,5.5229761548360157E-4,7.6167882650765295E-3,0.46316023791722272,0.48341682130314328,8.2031638930942629E-3,0.28726671850940583,0.21371790097043195,5.4365098207204247E-2,2.5023568652300082E-2]
[null,1971,0.99680631309434931,0.9715699452370351,1.0181029872346767,1.0139737608582431,1.0372918196813428,0.97936627384351826,1.0050096012097991,null,2.1349913399522151,0,7.6466674928603621E-3,0.35106281500976777,0.21707350673863129,1.7238656892598847E-2,5.5300616377989241E-4,7.6421536507554873E-3,0.46272099625031765,0.48758863195260754,8.0333294049779232E-3,0.29447175724220098,0.21546140449408133,5.5684847644688729E-2,2.5106902000666852E-2]
[null,1972,0.98866427026690951,1.0219727681399695,1.0207361770155612,0.99997380768824395,0.98463924433030714,1.004243843864894,1.030960433452186,null,2.1166331281852533,0,7.613258149364659E-3,0.35166176190160253,0.20829736319000264,1.7151995253564874E-2,5.4770439142452245E-4,7.6088153592133966E-3,0.47066727013727971,0.48084876056396242,8.0996414986500183E-3,0.28447871768997496,0.2155096517997592,5.4377329424951909E-2,2.4997375124230104E-2]
[null,1973,1.0025696928473764,0.96204157255916789,1.0157201890244973,0.98020674518916773,1.0291045647607386,0.97785806409788878,1.0003436668809509,null,2.120505727907255,0,7.7285010396216198E-3,0.3528756319294955,0.21844438478017633,1.6946358820855344E-2,5.5080237495060862E-4,7.7239797526677612E-3,0.46139424496674553,0.47135798246878985,7.9870111884870233E-3,0.29300060080333229,0.21686485397003008,5.5712651156749934E-2,2.5375726734595736E-2]
[null,1974,1.0152334735681996,0.98134202881726584,1.0072019253213107,0.9708896945959391,1.0078240874831945,1.0057734443209552,0.98620973555494751,null,2.0850365752754101,0,7.8225566169610981E-3,0.35021769802543601,0.21152121766659762,1.6523413700998631E-2,5.3544747847713398E-4,7.8180717998451565E-3,0.44895987828946782,0.46690202304805134,7.8868972054691941E-3,0.28683556379602643,0.21627006601284066,5.3704005874598462E-2,2.5684848994561214E-2]
[null,1975,0.98304034386663464,0.98854605721888522,0.99671222457201736,0.99528010026096791,0.99905375931126894,1.0190438312742898,1.0213094018354052,null,2.1607888765555838,0,8.2795375812394628E-3,0.36180299915511627,0.21698492876370074,1.7036624953648577E-2,5.4609189567051276E-4,8.2748484700441039E-3,0.48095955053987943,0.47866236338795076,8.1445645133524369E-3,0.29025779185345213,0.2247608760616403,5.4452269107361936E-2,2.7185505435006137E-2]
[null,1976,0.97791738327474143,1.0020961526791876,0.9783550763200487,1.004169570123939,1.0344676665325494,0.98545423402625554,0.9648999251930056,null,2.0996510235836112,0,8.1717692244709077E-3,0.34224074199751869,0.21501988704706271,1.6449755222472356E-2,5.3680786852385053E-4,8.1669546411936057E-3,0.44722612420304914,0.48299274933290082,8.1861481424691639E-3,0.2933294951591649,0.21485962216674392,5.1983467088380163E-2,2.6831039938600112E-2]
[null,1977,1.0174485481518716,1.0394866174293291,0.99847655518002965,0.99825154990763343,1.0120631784920082,0.96287899050213044,0.96532824891837365,null,1.9820065146694463,0,7.1704899188821149E-3,0.31460357871611261,0.19742115690620962,1.6072042973120586E-2,5.1796372981489057E-4,7.1660608997572706E-3,0.41609294578805595,0.48008619195572194,7.8692307935031014E-3,0.2811915881905182,0.19524294114446286,4.937051739131796E-2,2.3542786099731199E-2]
[null,1978,1.0028592838704604,1.0112938204332871,0.99011743920996254,0.9700305861726739,0.95275694023730761,0.97404090567470558,0.99743643947471095,null,2.0410029984632696,0,7.7069537410064167E-3,0.33167576218138933,0.20800049711391111,1.6187509615958821E-2,5.2724270745977276E-4,7.7023551199589648E-3,0.44696593491658654,0.4665381281546081,7.9832283890469927E-3,0.27980433295864793,0.20682335092774129,5.1196927171112183E-2,2.5304682947852913E-2]
[null,1979,1.0199759167293589,0.97756950146876853,1.0192037516009411,0.98278748002236516,1.0066103552322585,0.97439798753182205,1.000948167568426,null,2.0720787848544777,0,7.4033381619002083E-3,0.34075490834279248,0.21102490363716431,1.6739191765776915E-2,5.3965533283075189E-4,7.3989447567127777E-3,0.44832282150020497,0.47258893767357679,7.8509081978215753E-3,0.28676554889361749,0.20900554916922173,5.4182870209562223E-2,2.4307883537093129E-2]
[null,1980,1.0306407938949416,1.0095684324511234,1.0070879798416141,0.99516141142817083,1.0256184957181016,1.021716231672523,0.98301437861304364,null,2.0475878678467705,0,7.5737514984975272E-3,0.33898821876369389,0.20101818003960673,1.6444277110580462E-2,5.2143968251560746E-4,7.5693828291372245E-3,0.4346037378233501,0.47857465615337713,7.7689875064022784E-3,0.28394831731684217,0.20934903969487789,5.1507555686292443E-2,2.4867826738591069E-2]
[null,1981,0.97951080987216399,1.0377583427013533,0.98674575356230698,0.99073705544000212,0.9897415816994648,1.0260751282361744,1.0233445549004174,null,2.1128452444718171,0,8.1915755959256244E-3,0.34980219073827112,0.20738473083487627,1.6684973265546826E-2,5.32603644406045E-4,8.1868929092903091E-3,0.47220257658243092,0.47650693453374821,8.1733249895693319E-3,0.2844930945971505,0.21854863083706441,5.1624323653409125E-2,2.6896543481978549E-2]
[null,1982,0.99683699061674569,0.99912567065640057,1.0223178200620817,0.99007825532986493,1.0098111748025191,1.0077363745202896,1.0144973993357398,null,2.1233428981203546,0,7.6983935108866936E-3,0.35689691168268034,0.21158220625566429,1.709075456716979E-2,5.4893759791227546E-4,7.6939573535332092E-3,0.46597833267208849,0.47608578259315992,8.0333273835687443E-3,0.28811321270439233,0.21852373351598794,5.5217041687187975E-2,2.527709361789289E-2]
[null,1983,1.0251105348099077,1.0244294201120254,1.0356261335508492,0.96885832592263799,0.98259078529499622,0.97594162074848434,0.99435332713703428,null,2.0124630170903424,0,6.9601385095871878E-3,0.3327193709550898,0.20025573480279063,1.650675999441302E-2,5.3489553392012563E-4,6.9559497813915629E-3,0.43230931068764117,0.46584442249751784,7.812514311149257E-3,0.2783565899473277,0.20221029893440121,5.3064803812700082E-2,2.2852504341586116E-2]
[null,1984,1.0035171912372978,1.0158881378402538,1.019571801444219,0.97823392241400631,1.0317057323972654,1.0043056127700594,0.99752507609778374,null,2.0809824926289324,0,7.5635686304746088E-3,0.34842998899907945,0.20673534937463101,1.6753693774464885E-2,5.4031583972756654E-4,7.559173678402805E-3,0.45052016833262981,0.47039823078471593,7.9796925228964553E-3,0.28735343142013015,0.21366891116025721,5.377281893661634E-2,2.4834286435855359E-2]
[null,1985,1.0303174756653632,0.99025321070047401,1.0298454193525743,1.0022370777270584,0.99705964519118206,0.98093750220927833,0.98851602004636729,null,2.0492534779973566,0,7.1329645327412698E-3,0.33646839960392849,0.20519561485973836,1.6765432764278086E-2,5.3665054364681849E-4,7.1287042219896181E-3,0.43492475377405809,0.48191038587108947,7.7727060106388733E-3,0.28335585974456756,0.2051490095509812,5.3758868036934547E-2,2.342005754824621E-2]
[null,1986,0.99402868683015455,1.0211112183225577,1.0146682323986986,1.0144191122918194,0.97152716285895691,0.97420457049133702,0.99221220187377379,null,2.0666888189200536,0,7.3745525740449283E-3,0.33589140884136492,0.20657726615316743,1.6787961530034052E-2,5.4193025133830936E-4,7.3700930206379031E-3,0.44459241051087478,0.48781303118148006,8.0555767686029053E-3,0.28270458634618134,0.20654942800185977,5.296658246819478E-2,2.4213096420360743E-2]
[null,1987,1.0246458732718851,0.97044952086812331,0.96143421895816261,0.98717053918368236,1.0128310675547099,1.0006091685019523,1.0146331240062119,null,2.0768926192800152,0,8.2574157579499551E-3,0.33254102661775065,0.21123403235598581,1.6196175171302059E-2,5.1085229573012193E-4,8.2526460355910724E-3,0.4583056777880925,0.47486694067354046,7.8118730030261162E-3,0.28768275152607242,0.21082998815527154,4.9805508029587164E-2,2.7112563386015358E-2]
[null,1988,1.0020916803883266,0.98629652739254148,0.98784890104139045,0.9635020911040334,1.0287212012672684,1.0023306749054508,1.0263107350532972,null,2.1091488164744203,0,8.1322821809957421E-3,0.34815681354324629,0.21352735430666941,1.6594650564614725E-2,5.3184269116477096E-4,8.1276184073389036E-3,0.47222870817307022,0.46340476945046144,7.9892129325178605E-3,0.28999847048275074,0.2173829727719013,5.2636877415046017E-2,2.6701807916633673E-2]
[null,1989,0.99641885517826922,0.98354157215145888,1.0410206459524292,1.0136543845569992,1.0170549443552372,1.0329614743765363,0.99994081206538932,null,2.1703308464932549,0,7.7298287469068083E-3,0.37415054330848813,0.21453357827856087,1.7540541467780738E-2,5.6206702773327127E-4,7.7254830071292989E-3,0.467054954594602,0.4873673093651672,8.0377889236830317E-3,0.29111574123424139,0.22670950548527383,5.7882497144542917E-2,2.538066540295713E-2]
[null,1990,0.98928176937353252,0.9952683785245906,1.0037684170593577,1.005554435194282,0.97269451978427668,1.012225563500873,1.0300156457917233,null,2.1440969859783396,0,8.0126992871024632E-3,0.35589615634412219,0.21377321799028309,1.7099908377931048E-2,5.4469111661663218E-4,8.0080997798970665E-3,0.47814090606112697,0.48358255668426114,8.0935923855467908E-3,0.28621527605425717,0.22020519925094909,5.424092995579894E-2,2.6309151264651838E-2]
[null,1991,1.041968856689345,1.009615268516493,1.0241327132490687,0.95678998717838359,1.0258979854322541,1.0241664888641082,1.0028268375283085,null,2.037835908923578,0,7.3845329786866283E-3,0.34378466573092797,0.19994601280455881,1.6446639739124719E-2,5.238344001346286E-4,7.380317830304641E-3,0.44038073209727036,0.4600738114746617,7.6854726911404657E-3,0.28182079717962788,0.21028105796688526,5.2650411819965076E-2,2.4246688167662615E-2]
[null,1992,0.96653506283479484,1.0301562021279531,1.0091225233185575,0.99044976691081965,0.96302428512253002,1.0327833259458004,0.99592468797000189,null,2.1435083347443329,0,8.164169176698587E-3,0.36714000520745976,0.21226239283481169,1.6930582984680025E-2,5.5257924497994701E-4,8.1595618767666273E-3,0.46958800964844882,0.47630286469902927,8.2843897961775194E-3,0.28446253538111976,0.22647362781956631,5.470920206858311E-2,2.6806752359409155E-2]
[null,1993,1.0025051169682084,1.0011029254244264,1.0063206695218632,1.0321340117691884,1.0408312982812244,1.0224555536929349,0.97061756021099221,null,2.1090850876125384,0,7.8335296189700979E-3,0.34999489572953629,0.20820796683976306,1.6890362565295827E-2,5.3750539101785066E-4,7.8290181556644779E-3,0.44298403585381824,0.49635717876689872,7.9869827229749526E-3,0.29096232866968275,0.21624047316113351,5.3207058125573393E-2,2.572081125014777E-2]
[null,1994,0.98787809295232498,1.0011984939224967,0.99970826064207907,1.0125560440871393,0.99690977297748407,1.0229581933681009,0.97732568765492644,null,2.1259995765413273,0,8.1073211341675666E-3,0.35673779459162647,0.21257940572440023,1.6800574605008788E-2,5.4214913985146593E-4,8.1026988256574142E-3,0.45439181072522433,0.48696190494768166,8.104854931637432E-3,0.28835251157285602,0.22123615844013753,5.3677094995418284E-2,2.6619939175992369E-2]
[null,1995,0.95342001309420865,0.9904055624390995,0.99906465475713613,0.99543577870312938,0.99448390468735848,1.0059607554298831,1.0379040586561115,null,2.210340319472289,0,8.4466372991199093E-3,0.37111599766477787,0.22378548300298901,1.7409597726410351E-2,5.6385088276860243E-4,8.4418226238270472E-3,0.50230394244547871,0.47873027169753307,8.3977379580292971E-3,0.29385689081155963,0.23023738602928148,5.6209907365179362E-2,2.7734068563576342E-2]
[null,1996,0.96961958140806825,1.038876371386096,0.9994003849818115,1.005437234160331,1.0453293139599009,0.98780334338667308,0.99458586198200449,null,2.1007131412714291,0,7.8051099948422816E-3,0.34318718465407372,0.20913741870311181,1.6825006356384758E-2,5.4410236419356352E-4,7.8004676465740141E-3,0.45640935132251131,0.48353922205108485,8.2574558019714202E-3,0.29169259086764066,0.21286986615411696,5.2628571584875154E-2,2.5627013759733194E-2]
[null,1997,1.0181574001428946,0.9564663455855098,1.0084126507898572,1.0265115964704414,1.008813548741569,1.0340139315679542,1.0325890802837285,null,2.1683534106004441,0,8.0437687537006589E-3,0.36113440883610431,0.2149996453438269,1.7350282206144627E-2,5.400187983024134E-4,8.0392586026119955E-3,0.47792650915040324,0.49364698960764564,7.8643165769439072E-3,0.29057943538668529,0.22285856661228848,5.5046230339427106E-2,2.641151789376071E-2]
[null,1998,1.0379640439396891,0.99799778948456264,0.95752344983852145,1.0245893736342626,0.99508154048457853,1.0350692490987745,0.97613890211434795,null,2.0380742101607123,0,8.1717997567858566E-3,0.32612511463473021,0.20031528749204838,1.594934505628505E-2,4.9686623606639863E-4,8.167117284085262E-3,0.43154159527435132,0.49287902839159065,7.7114221641708565E-3,0.28150875569796169,0.20723516155888985,4.7484741855161154E-2,2.6831574272156922E-2]
[null,1999,1.0369521167922464,1.0038693212769425,1.0153466116133856,1.0183981846302521,1.0001231094664367,0.98008128055681287,1.0110414189039079,null,2.0309081751922351,0,7.103614759365739E-3,0.32405779015035174,0.19968620977738,1.6698534185908012E-2,5.2337200668967434E-4,7.0993148342692065E-3,0.43721344993111355,0.48972445143860099,7.7221634207806878E-3,0.28138285989529777,0.19919637491297451,5.138376532314106E-2,2.332350407509233E-2]
[null,2000,1.0198462847951382,0.99930623417259512,0.96945147499364415,0.96191855199868903,0.98055626369701421,1.0069787278760463,0.97326589273678776,null,2.0321105557324666,0,8.1304831724953851E-3,0.33356836039468446,0.20676276547071415,1.576832885750621E-2,5.1107506563502221E-4,8.1258014249845027E-3,0.43687759001023418,0.46269638399963492,7.8490889040445135E-3,0.28138758544266962,0.21049701678435848,4.9501203997994077E-2,2.669583855249974E-2]

{"sheet":"Cash Flow Analysis","index":10,"n_rows":282,"n_cols":33,"rows_kept":282,"cut":false,"hidden":false,"merged":[[14,3,14,4],[52,22,52,23]]}
[]
["TABLE OF CONTENTS"]
["DCF Calculations"]
["Yearly Cash Flow Calculations"]
["Specific Item Cost Calculation"]
["Feedstock, Utility, and Byproduct Cost Information"]
[]
[]
[]
[]
[]
[]
[]
[]
["DCF CALCULATION INPUTS:",null,null,"DCF CALCULATION OUTPUTS:"]
["Process",null,null,{"$f":"\"Hydrogen Cost (Year \"&TEXT(ref_year,\"0\")&\" Real $/kg)\"","v":"Hydrogen Cost (Year 2016 Real $/kg)"},{"$f":"H2_price_nominal/INFLATION_FACTOR","v":2.0962724885349147}]
["Actual Hydrogen Produced (kg/yr)",{"$f":"output_kgyear","v":203320476},null,"Hydrogen Cost (Start-up Year Nominal $/kg)",{"$f":"+SUM(X57:AB57)/AC57*(1+inflation_rate)^construct","v":2.0571859553826446}]
["Actual Hydrogen Energy Produced (MMBtu(LHV)/yr)",{"$f":"B17*H2_LHV_MJ_p_kg/1000/mmBTU_to_GJ","v":23167286.74778384},null,"After Tax Real IRR",{"$f":"((E20+1)/(1+B30))-1","v":8.0000000000000515E-2}]
["Actual Hydrogen Energy Produced (MJ(LHV)/yr)",{"$f":"B17*H2_LHV_MJ_p_kg","v":24441487518.911949},null,"Pre Tax Real IRR",{"$f":"((E21+1)/(1+B30))-1","v":9.2091571012375972E-2}]
["Design Capacity (kg/day)",{"$f":"design_cap","v":618936},null,"After Tax Nominal IRR",{"$f":"IRR(AA65:AA113)","v":0.10052000000000039}]
["Design Capacity (kg/yr)",{"$f":"B20*365","v":225911640},null,"Pre Tax Nominal IRR",{"$f":"IRR(AC65:AC113)","v":0.11284131086161109}]
["Capacity Factor",{"$f":"cap_factor","v":0.9},null,"After Tax Real Capital Recovery Factor",{"$f":"(real_irr*(1+real_irr)^anal_period)/(((1+real_irr)^anal_period)-1)","v":8.8827433387272267E-2}]
[null,null,null,"After Tax Nominal Capital Recovery Factor",{"$f":"(nominal_irr*(1+nominal_irr)^anal_period)/(((1+nominal_irr)^anal_period)-1)","v":0.10653967703229236}]
["Financial",null,null,"Total Real Fixed Charge Rate",{"$f":"(E22*(1-total_tax_rate*INDEX(Depreciation!B12:H37,MATCH(\"NPV - Real IRR\",Depreciation!B12:B37,0),MATCH(depr_length,recovery_period,0))))/(1-total_tax_rate)","v":0.10402993473107409}]
["Start-up Year",{"$f":"startup_year","v":2015},null,"Total Nominal Fixed Charge Rate",{"$f":"(E23*(1-total_tax_rate*INDEX(Depreciation!B12:H37,MATCH(\"NPV - Nominal IRR\",Depreciation!B12:B37,0),MATCH(depr_length,recovery_period,0))))/(1-total_tax_rate)","v":0.1271849394994744}]
["After-Tax Real IRR",{"$f":"real_irr","v":0.08},null,"NPV",{"$f":"NPV(nominal_irr,AA65:AA113)","v":3.0499096417277147E-6}]
["After-Tax Nominal IRR",{"$f":"((1+B26)*(1+B30))-1","v":0.10051999999999994}]
["Analysis Period (yrs)",{"$f":"anal_period","v":30}]
["Plant Life (yrs)",{"$f":"plant_life","v":30}]
["Inflation Rate",{"$f":"inflation_rate","v":1.9E-2}]
["Debt Financing",{"$f":"100%-equity","v":0.6}]
["Equity Financing",{"$f":"equity","v":0.4}]
["Total Tax Rate",{"$f":"total_tax_rate","v":0.25739999999999996}]
[]
["Cost of Debt Financing"]
["Debt Financing Period (yrs)",{"$f":"debt_period","v":0}]
["Interest Rate on Debt",{"$f":"debt_interest","v":3.6999999999999998E-2}]
[]
["Construction/Start Up Information"]
["Construction Period (yrs)",{"$f":"construct","v":3}]
["Start-up Period (yrs)",{"$f":"start_time","v":0.5}]
["% Revenue During Start-up",{"$f":"percnt_revs","v":0.5}]
["% Variable Costs During Start-up",{"$f":"percnt_var","v":0.75}]
["% Fixed Costs During Start-up",{"$f":"percnt_fixed","v":0.75}]
[]
["Depreciation Parameters"]
["Depreciation Type",{"$f":"depr_type","v":"MACRS"}]
["Depreciation Period (yrs)",{"$f":"depr_length","v":20}]
[]
["Plant Costs (Inflated to Start-up Year $)"]
["Total Depreciable Capital Costs",{"$f":"(total_cap-non_dep_cap)*INFLATION_FACTOR","v":1733314181.3279183}]
["Total Non-Depreciable Capital Costs",{"$f":"non_dep_cap*INFLATION_FACTOR","v":1010964.0785863386}]
["Total Capital Investment",{"$f":"SUM(B51:B52)","v":1734325145.4065046},null,null,null,null,null,null,null,null,null,null,null,null,null,null,null,null,null,null,null,null,"Closed form formulas for calculating price of hydrogen."]
["Decommissioning",{"$f":"decom_percent*depr_cap_infl","v":173331418.13279185},null,null,null,null,null,null,null,null,null,null,null,null,null,null,null,null,null,null,null,null,null,"Capital Costs","Depr","Principal","Op costs","Tax incentives","H2 sales (kg)"]
["Salvage Value",{"$f":"salvage_perct*B53","v":173432514.54065049},null,null,null,null,null,null,null,null,null,null,null,null,null,null,null,null,null,null,null,null,"Discounted values",{"$f":"-SUM(H116:K116)","v":1020507717.7227796},{"$f":"-U116","v":794404964.69635201},{"$f":"-Z116","v":45853440.225274406},{"$f":"-SUM(L116:S116)","v":2576299264.8107719},{"$f":"+AF116","v":0},{"$f":"+AE116","v":1922044704.2434406}]
["Fixed Operating Costs ($/year)",{"$f":"fixed*INFLATION_FACTOR","v":89959771.814129815},null,null,null,null,null,null,null,null,null,null,null,null,null,null,null,null,null,null,null,null,"Tax coefficient",1,{"$f":"-total_tax_rate","v":-0.25739999999999996},1,{"$f":"1-total_tax_rate","v":0.74260000000000004},-1,{"$f":"1-total_tax_rate","v":0.74260000000000004}]
["Other Raw Material ($/year)",{"$f":"total_other_raw*INFLATION_FACTOR","v":1580962.2938878478},null,null,null,null,null,null,null,null,null,null,null,null,null,null,null,null,null,null,null,null,"LCOE cost contribution factors",{"$f":"+X55*X56","v":1020507717.7227796},-204479837.91284096,45853440.225274406,{"$f":"+AA55*AA56","v":1913159834.0484793},{"$f":"+AB55*AB56","v":0},{"$f":"+AC55*AC56","v":1427310397.3711791}]
["Other Variable O&M Costs (not including tax credits and incentives)",{"$f":"(var_misc+royalties+operator_profit+CO2_OandMcost+waste_treat+solidwaste_treat)*INFLATION_FACTOR","v":30228938.819279622}]
[null,null,null,null,null,null,null,null,null,null,null,null,null,null,null,null,null,null,null,null,null,null,"Target after-tax nominal IRR",{"$f":"+(1+real_irr)*(1+inflation_rate)-1","v":0.10051999999999994}]
[null,null,null,null,null,null,null,null,null,null,null,null,null,null,null,null,null,null,null,null,null,null,{"$f":"+D16","v":"Hydrogen Cost (Year 2016 Real $/kg)"},{"$f":"+SUM(X57:AB57)/AC57*(1+inflation_rate)^construct/INFLATION_FACTOR","v":2.0962724885349147}]
[]
[]
["CASH FLOW ANALYSIS"]
["Actual Year\n(beginning of year)","Analysis Year","Operation Year","Plant Life","Inflation Price Increase Factor","Revenue from Hydrogen Sales","Portion of Initial Depreciable Capital Investment Financed with Debt (value ONLY used in debt financing calculations)","Initial Equity Depreciable Capital","Yearly Replacement Costs","Cash from Working Capital Reserve","Other Non-Depreciable Capital Costs","Salvage Value","Decommissioning Costs","Fixed Operating Cost","Feedstock Cost","Other Raw Material Cost","Revenue from Byproduct Sales","Other Variable Operating Costs","Debt Interest","Pre-Depreciation Income","Depreciation Charge","Taxable Income","Tax Rate","Total Taxes","After-Tax Income","Principal Payment","After-Tax Post-Depreciation Cash Flow","Cumulative Cash Flow","Pre-Tax Cash Flow",null,"H2 sales (kg/year)","Tax Credit"]
[{"$f":"startup_year-construct","v":2012},1,{"$f":"IF(construct=0,1,-construct)","v":-3},{"$f":"IF(C65=\"\",\"\",IF(C65<=plant_life,C65,IF(D64=plant_life,1,D64+1)))","v":-3},{"$f":"IF(C65=\"\",\"\",(1+inflation_rate)^(A65-$B$25))","v":0.94509931410277337},{"$f":"IF(C65=\"\",\"\",IF(C65<0,0,IF(AND(C65=1,start_time<1),E65*(H2_price_nominal*output_kgyear*start_time*percnt_revs+H2_price_nominal*output_kgyear*(1-start_time)),IF(C65<=start_time,H2_price_nominal*E65*output_kgyear*percnt_revs,H2_price_nominal*output_kgyear*E65))))","v":0},{"$f":"-$B$31*depr_cap_infl*E65","v":-982892426.33857536},{"$f":"IF(C65<0,-E65*equity*depr_cap_infl*percent_cap1,IF(C65=1,-E65*equity*depr_cap_infl,0))","v":-262104647.02362013},{"$f":"IF(OR(C65<0,C65=\"\"),\"\",-E65*INDEX('Replacement Costs'!$A$16:$H$57,MATCH(C65,'Replacement Costs'!$C$16:$C$57,0),MATCH(\"Total Yearly Replacement Costs\",'Replacement Costs'!$A$16:$H$16,0)))","v":""},{"$f":"IF(AND(C65>=1,C65<anal_period),WorkingCap*SUM(N65:R65)-WorkingCap*SUM(N64:R64),0)","v":0},{"$f":"IF(C65=-construct,-E65*non_dep_infl,\"\")","v":-955461.45725449082},{"$f":"IF(C65=anal_period,salvage*E65,\"\")","v":""},{"$f":"IF(D65=plant_life,-E65*decom,\"\")","v":""},{"$f":"IF(C65=\"\",\"\",IF(C65<0,0,IF(AND(C65=1,start_time<1),-(inflated_fixed*percnt_fixed*start_time+(inflated_fixed*(1-start_time))),IF(C65<=start_time,-inflated_fixed*percnt_fixed*E65,-inflated_fixed*E65))))","v":0},{"$f":"IF(C65=\"\",\"\",IF(C65<0,0,IF(AND(C65=1,start_time<1),-(SUM(B139:E139)*output_kgyear*E65*percnt_var*start_time+SUM(B139:E139)*output_kgyear*E65*(1-start_time)),IF(C65<=start_time,-SUM(B139:E139)*output_kgyear*E65*percnt_var,-SUM(B139:E139)*output_kgyear*E65))))","v":0},{"$f":"IF(C65=\"\",\"\",IF(C65<0,0,IF(AND(C65=1,start_time<1),-(inflated_otherraw*E65*percnt_var*start_time+inflated_otherraw*E65*(1-start_time)),IF(C65<=start_time,-inflated_otherraw*E65*percnt_var,-(inflated_otherraw*E65)))))","v":0},{"$f":"IF(C65=\"\",\"\",IF(C65<0,0,IF(AND(C65=1,start_time<1),SUM(K139:N139,T139:V139)*output_kgyear*E65*percnt_revs*start_time+SUM(K139:N139,T139:V139)*output_kgyear*E65*(1-start_time),IF(C65<=start_time,SUM(K139:N139,T139:V139)*output_kgyear*E65*percnt_revs,SUM(K139:N139,T139:V139)*output_kgyear*E65))))","v":0},{"$f":"IF(C65=\"\",\"\",IF(C65<0,0,IF(AND(C65=1,start_time<1),-((SUM(F139:J139,P139:R139)*output_kgyear+inflated_othervar)*E65*percnt_var*start_time+(SUM(F139:J139,P139:R139)*output_kgyear+inflated_othervar)*E65*(1-start_time)),IF(C65<=start_time,-(SUM(F139:J139,P139:R139)*output_kgyear+inflated_othervar)*E65*percnt_var,-E65*(SUM(F139:J139,P139:R139)*output_kgyear+inflated_othervar)))))","v":0},{"$f":"IF(B65=\"\",\"\",IF($B$31=0,\"\",-'Debt Financing Calculations'!E14))","v":-36367019.774527289},{"$f":"IF(C65=\"\",\"\",F65+SUM(L65:S65))","v":-36367019.774527289},{"$f":"IF(C65=\"\",\"\",IF(C65<-1,0,IF(C65=anal_period,-LOOKUP(C65,depr_yr,depr_cost)-Depreciation!$C$141-Depreciation!$B$166,-LOOKUP(C65,depr_yr,depr_cost))))","v":0},{"$f":"IF(C65=\"\",\"\",SUM(T65:U65))","v":-36367019.774527289},{"$f":"IF(C65=\"\",\"\",$B$33)","v":0.25739999999999996},{"$f":"IF(C65=\"\",\"\",tax_credit-(V65*W65 +Upstream_CO2_taxpYear + Proc_CO2_taxpYear))","v":9360870.8899633233},{"$f":"IF(C65=\"\",\"\",SUM(T65,X65))","v":-27006148.884563968},{"$f":"IF(C65=\"\",\"\",IF($B$31=0,\"\",-'Debt Financing Calculations'!F14))","v":0},{"$f":"IF(C65=\"\",\"\",SUM(H65,I65,J65,K65,T65,X65,Z65))","v":-290066257.36543858},{"$f":"AA65","v":-290066257.36543858},{"$f":"IF(C65=\"\",\"\",SUM(H65,I65,J65,K65,T65,Z65))","v":-299427128.25540191},null,{"$f":"IF(C65=\"\",\"\",IF(C65<0,0,IF(AND(C65=1,start_time<1),(output_kgyear*start_time*percnt_revs+output_kgyear*(1-start_time)),IF(C65<=start_time,output_kgyear*percnt_revs,output_kgyear))))","v":0},{"$f":"IF(C65=\"\",\"\",tax_credit)","v":0}]
[{"$f":"IF(B66<>\"\",A65+1,\"\")","v":2013},{"$f":"IF(MAX($B$65:B65)<(construct+anal_period),B65+1,\"\")","v":2},{"$f":"IF(B66=\"\",\"\",IF(C65=-1,1,C65+1))","v":-2},-2,0.96305620107072598,0,null,{"$f":"IF(C66<0,-E66*equity*depr_cap_infl*percent_cap2,0)","v":-233699055.90243527},{"$f":"IF(OR(C66<0,C66=\"\"),\"\",-E66*INDEX('Replacement Costs'!$A$16:$H$57,MATCH(C66,'Replacement Costs'!$C$16:$C$57,0),MATCH(\"Total Yearly Replacement Costs\",'Replacement Costs'!$A$16:$H$16,0)))","v":""},{"$f":"IF(AND(C66>=1,C66<anal_period),WorkingCap*SUM(N66:R66)-WorkingCap*SUM(N65:R65),IF(C66<0,0,IF(B66=\"\",\"\",-SUM(J$65:J65))))","v":0},"","","",0,0,0,0,0,{"$f":"IF(B66=\"\",\"\",IF($B$31=0,\"\",-'Debt Financing Calculations'!E15))","v":-36367019.774527289},-36367019.774527289,{"$f":"IF(C66=\"\",\"\",IF(C66<-1,0,IF(C66=anal_period,-LOOKUP(C66,depr_yr,depr_cost)-Depreciation!$C$141-Depreciation!$B$166,-LOOKUP(C66,depr_yr,depr_cost))))","v":0},-36367019.774527289,0.25739999999999996,9360870.8899633233,-27006148.884563968,{"$f":"IF(C66=\"\",\"\",IF($B$31=0,\"\",-'Debt Financing Calculations'!F15))","v":0},-260705204.78699923,{"$f":"IF(C66=\"\",\"\",AB65+AA66)","v":-550771462.15243781},-270066075.67696255,null,0,0]
[2014,{"$f":"IF(MAX($B$65:B66)<(construct+anal_period),B66+1,\"\")","v":3},-1,-1,0.9813542688910698,0,null,{"$f":"IF(C67<0,-E67*equity*depr_cap_infl*percent_cap3,0)","v":-170099527.11755824},{"$f":"IF(OR(C67<0,C67=\"\"),\"\",-E67*INDEX('Replacement Costs'!$A$16:$H$57,MATCH(C67,'Replacement Costs'!$C$16:$C$57,0),MATCH(\"Total Yearly Replacement Costs\",'Replacement Costs'!$A$16:$H$16,0)))","v":""},{"$f":"IF(AND(C67>=1,C67<anal_period),WorkingCap*SUM(N67:R67)-WorkingCap*SUM(N66:R66),IF(C67<0,0,IF(B67=\"\",\"\",-SUM(J$65:J66))))","v":0},"","","",0,0,0,0,0,{"$f":"IF(B67=\"\",\"\",IF($B$31=0,\"\",-'Debt Financing Calculations'!E16))","v":-36367019.774527289},-36367019.774527289,{"$f":"IF(C67=\"\",\"\",IF(C67<-1,0,IF(C67=anal_period,-LOOKUP(C67,depr_yr,depr_cost)-Depreciation!$C$141-Depreciation!$B$166,-LOOKUP(C67,depr_yr,depr_cost))))","v":0},-36367019.774527289,0.25739999999999996,9360870.8899633233,-27006148.884563968,{"$f":"IF(C67=\"\",\"\",IF($B$31=0,\"\",-'Debt Financing Calculations'!F16))","v":0},-197105676.00212219,-747877138.15455997,-206466546.89208552,null,0,0]
[2015,{"$f":"IF(MAX($B$65:B67)<(construct+anal_period),B67+1,\"\")","v":4},1,1,1,313701020.75168556,null,{"$f":"IF(C68<0,-E68*equity*depr_cap_infl*percent_cap4,0)","v":0},{"$f":"IF(OR(C68<0,C68=\"\"),\"\",-E68*INDEX('Replacement Costs'!$A$16:$H$57,MATCH(C68,'Replacement Costs'!$C$16:$C$57,0),MATCH(\"Total Yearly Replacement Costs\",'Replacement Costs'!$A$16:$H$16,0)))","v":-41093618.821026109},{"$f":"IF(AND(C68>=1,C68<anal_period),WorkingCap*SUM(N68:R68)-WorkingCap*SUM(N67:R67),IF(C68<0,0,IF(B68=\"\",\"\",-SUM(J$65:J67))))","v":-31398296.249127932},"","","",-78714800.337363586,-80523683.800445974,-1383342.0071518668,0,-48700148.849224761,{"$f":"IF(B68=\"\",\"\",IF($B$31=0,\"\",-'Debt Financing Calculations'!E17))","v":-36367019.774527289},68012025.982972056,{"$f":"IF(C68=\"\",\"\",IF(C68<-1,0,IF(C68=anal_period,-LOOKUP(C68,depr_yr,depr_cost)-Depreciation!$C$141-Depreciation!$B$166,-LOOKUP(C68,depr_yr,depr_cost))))","v":-63370847.820120566},4641178.1628514901,0.25739999999999996,-1194639.2591179733,{"$f":"IF(C68=\"\",\"\",SUM(T68,X68))","v":66817386.72385408},{"$f":"IF(C68=\"\",\"\",IF($B$31=0,\"\",-'Debt Financing Calculations'!F17))","v":0},-5674528.3462999584,-753551666.50085998,-4479889.0871819854,null,152490357,0]
[2016,{"$f":"IF(MAX($B$65:B68)<(construct+anal_period),B68+1,\"\")","v":5},2,2,1.0189999999999999,426215120.19462341,null,{"$f":"IF(C69=\"\",\"\",0)","v":0},{"$f":"IF(OR(C69<0,C69=\"\"),\"\",-E69*INDEX('Replacement Costs'!$A$16:$H$57,MATCH(C69,'Replacement Costs'!$C$16:$C$57,0),MATCH(\"Total Yearly Replacement Costs\",'Replacement Costs'!$A$16:$H$16,0)))","v":-41874397.578625605},{"$f":"IF(AND(C69>=1,C69<anal_period),WorkingCap*SUM(N69:R69)-WorkingCap*SUM(N68:R68),IF(C69<0,0,IF(B69=\"\",\"\",-SUM(J$65:J68))))","v":-4243781.0798136145},"","","",-91669007.478598267,-88335253.590850785,-1611000.5774717168,0,-55998587.212689534,{"$f":"IF(B69=\"\",\"\",IF($B$31=0,\"\",-'Debt Financing Calculations'!E18))","v":-36367019.774527289},152234251.56048578,{"$f":"IF(C69=\"\",\"\",IF(C69<-1,0,IF(C69=anal_period,-LOOKUP(C69,depr_yr,depr_cost)-Depreciation!$C$141-Depreciation!$B$166,-LOOKUP(C69,depr_yr,depr_cost))))","v":-123563396.68611857},28670854.874367207,0.25739999999999996,-7379878.044662118,144854373.51582366,{"$f":"IF(C69=\"\",\"\",IF($B$31=0,\"\",-'Debt Financing Calculations'!F18))","v":0},98736194.857384443,-654815471.64347553,106116072.90204656,null,203320476,0]
[2017,{"$f":"IF(MAX($B$65:B69)<(construct+anal_period),B69+1,\"\")","v":6},3,3,1.0383609999999999,434313207.47832125,null,0,{"$f":"IF(OR(C70<0,C70=\"\"),\"\",-E70*INDEX('Replacement Costs'!$A$16:$H$57,MATCH(C70,'Replacement Costs'!$C$16:$C$57,0),MATCH(\"Total Yearly Replacement Costs\",'Replacement Costs'!$A$16:$H$16,0)))","v":-42670011.132619485},{"$f":"IF(AND(C70>=1,C70<anal_period),WorkingCap*SUM(N70:R70)-WorkingCap*SUM(N69:R69),IF(C70<0,0,IF(B70=\"\",\"\",-SUM(J$65:J69))))","v":-1467094.6863482147},"","","",-93410718.620691642,-94441131.730288789,-1641609.5884436793,0,-57901020.162507646,{"$f":"IF(B70=\"\",\"\",IF($B$31=0,\"\",-'Debt Financing Calculations'!E19))","v":-36367019.774527289},150551707.60186219,{"$f":"IF(C70=\"\",\"\",IF(C70<-1,0,IF(C70=anal_period,-LOOKUP(C70,depr_yr,depr_cost)-Depreciation!$C$141-Depreciation!$B$166,-LOOKUP(C70,depr_yr,depr_cost))))","v":-117456945.08399287},33094762.517869323,0.25739999999999996,-8518591.8720995635,142033115.72976261,{"$f":"IF(C70=\"\",\"\",IF($B$31=0,\"\",-'Debt Financing Calculations'!F19))","v":0},97896009.910794929,-556919461.73268056,106414601.78289449,null,203320476,0]
[2018,{"$f":"IF(MAX($B$65:B70)<(construct+anal_period),B70+1,\"\")","v":7},4,4,1.0580898589999999,442565158.42040932,null,0,{"$f":"IF(OR(C71<0,C71=\"\"),\"\",-E71*INDEX('Replacement Costs'!$A$16:$H$57,MATCH(C71,'Replacement Costs'!$C$16:$C$57,0),MATCH(\"Total Yearly Replacement Costs\",'Replacement Costs'!$A$16:$H$16,0)))","v":-43480741.344139256},{"$f":"IF(AND(C71>=1,C71<anal_period),WorkingCap*SUM(N71:R71)-WorkingCap*SUM(N70:R70),IF(C71<0,0,IF(B71=\"\",\"\",-SUM(J$65:J70))))","v":-956268.38623853773},"","","",-95185522.274484783,-98408123.79837361,-1672800.1706241092,0,-58503156.433372833,{"$f":"IF(B71=\"\",\"\",IF($B$31=0,\"\",-'Debt Financing Calculations'!E20))","v":-36367019.774527289},152428535.96902668,{"$f":"IF(C71=\"\",\"\",IF(C71<-1,0,IF(C71=anal_period,-LOOKUP(C71,depr_yr,depr_cost)-Depreciation!$C$141-Depreciation!$B$166,-LOOKUP(C71,depr_yr,depr_cost))))","v":-111891289.95969646},40537246.009330228,0.25739999999999996,-10434287.1228016,141994248.84622508,{"$f":"IF(C71=\"\",\"\",IF($B$31=0,\"\",-'Debt Financing Calculations'!F20))","v":0},97557239.11584729,-459362222.61683327,107991526.23864889,null,203320476,0]
[2019,{"$f":"IF(MAX($B$65:B71)<(construct+anal_period),B71+1,\"\")","v":8},5,5,1.0781935663209998,450973896.43039709,null,0,{"$f":"IF(OR(C72<0,C72=\"\"),\"\",-E72*INDEX('Replacement Costs'!$A$16:$H$57,MATCH(C72,'Replacement Costs'!$C$16:$C$57,0),MATCH(\"Total Yearly Replacement Costs\",'Replacement Costs'!$A$16:$H$16,0)))","v":-44306875.429677904},{"$f":"IF(AND(C72>=1,C72<anal_period),WorkingCap*SUM(N72:R72)-WorkingCap*SUM(N71:R71),IF(C72<0,0,IF(B72=\"\",\"\",-SUM(J$65:J71))))","v":-1072319.4022117481},"","","",-96994047.197699979,-102322921.43005295,-1704583.3738659672,0,-59896846.689981416,{"$f":"IF(B72=\"\",\"\",IF($B$31=0,\"\",-'Debt Financing Calculations'!E21))","v":-36367019.774527289},153688477.96426946,{"$f":"IF(C72=\"\",\"\",IF(C72<-1,0,IF(C72=anal_period,-LOOKUP(C72,depr_yr,depr_cost)-Depreciation!$C$141-Depreciation!$B$166,-LOOKUP(C72,depr_yr,depr_cost))))","v":-106779415.02036272},46909062.943906739,0.25739999999999996,-12074392.801761594,141614085.16250786,{"$f":"IF(C72=\"\",\"\",IF($B$31=0,\"\",-'Debt Financing Calculations'!F21))","v":0},96234890.330618203,-363127332.28621507,108309283.1323798,null,203320476,0]
[2020,{"$f":"IF(MAX($B$65:B72)<(construct+anal_period),B72+1,\"\")","v":9},6,6,1.0986792440810986,459542400.46257454,null,0,{"$f":"IF(OR(C73<0,C73=\"\"),\"\",-E73*INDEX('Replacement Costs'!$A$16:$H$57,MATCH(C73,'Replacement Costs'!$C$16:$C$57,0),MATCH(\"Total Yearly Replacement Costs\",'Replacement Costs'!$A$16:$H$16,0)))","v":-45148706.062841773},{"$f":"IF(AND(C73>=1,C73<anal_period),WorkingCap*SUM(N73:R73)-WorkingCap*SUM(N72:R72),IF(C73<0,0,IF(B73=\"\",\"\",-SUM(J$65:J72))))","v":-1043272.8018384427},"","","",-98836934.09445627,-105844548.21853514,-1736970.4579694204,0,-61455097.932895735,{"$f":"IF(B73=\"\",\"\",IF($B$31=0,\"\",-'Debt Financing Calculations'!E22))","v":-36367019.774527289},155301829.98419064,{"$f":"IF(C73=\"\",\"\",IF(C73<-1,0,IF(C73=anal_period,-LOOKUP(C73,depr_yr,depr_cost)-Depreciation!$C$141-Depreciation!$B$166,-LOOKUP(C73,depr_yr,depr_cost))))","v":-102133458.02999189},53168371.954198748,0.25739999999999996,-13685538.941010756,141616291.0431799,{"$f":"IF(C73=\"\",\"\",IF($B$31=0,\"\",-'Debt Financing Calculations'!F22))","v":0},95424312.178499669,-267703020.1077154,109109851.11951043,null,203320476,0]
[2021,{"$f":"IF(MAX($B$65:B73)<(construct+anal_period),B73+1,\"\")","v":10},7,7,1.1195541497186396,468273706.07136357,null,0,{"$f":"IF(OR(C74<0,C74=\"\"),\"\",-E74*INDEX('Replacement Costs'!$A$16:$H$57,MATCH(C74,'Replacement Costs'!$C$16:$C$57,0),MATCH(\"Total Yearly Replacement Costs\",'Replacement Costs'!$A$16:$H$16,0)))","v":-46006531.47803577},{"$f":"IF(AND(C74>=1,C74<anal_period),WorkingCap*SUM(N74:R74)-WorkingCap*SUM(N73:R73),IF(C74<0,0,IF(B74=\"\",\"\",-SUM(J$65:J73))))","v":-804624.27332336456},"","","",-100714835.84225094,-108001044.48880887,-1769972.8966708395,0,-62751859.298281722,{"$f":"IF(B74=\"\",\"\",IF($B$31=0,\"\",-'Debt Financing Calculations'!E23))","v":-36367019.774527289},158668973.7708239,{"$f":"IF(C74=\"\",\"\",IF(C74<-1,0,IF(C74=anal_period,-LOOKUP(C74,depr_yr,depr_cost)-Depreciation!$C$141-Depreciation!$B$166,-LOOKUP(C74,depr_yr,depr_cost))))","v":-97881292.906340048},60787680.864483848,0.25739999999999996,-15646749.054518141,143022224.71630576,{"$f":"IF(C74=\"\",\"\",IF($B$31=0,\"\",-'Debt Financing Calculations'!F23))","v":0},96211068.964946628,-171491951.14276877,111857818.01946476,null,203320476,0]
[2022,{"$f":"IF(MAX($B$65:B74)<(construct+anal_period),B74+1,\"\")","v":11},8,8,1.1408256785632938,477170906.48671943,null,0,{"$f":"IF(OR(C75<0,C75=\"\"),\"\",-E75*INDEX('Replacement Costs'!$A$16:$H$57,MATCH(C75,'Replacement Costs'!$C$16:$C$57,0),MATCH(\"Total Yearly Replacement Costs\",'Replacement Costs'!$A$16:$H$16,0)))","v":-46880655.576118447},{"$f":"IF(AND(C75>=1,C75<anal_period),WorkingCap*SUM(N75:R75)-WorkingCap*SUM(N74:R74),IF(C75<0,0,IF(B75=\"\",\"\",-SUM(J$65:J74))))","v":-969359.68536960334},"","","",-102628417.72325371,-110548646.94920032,-1803602.3817075854,0,-64719443.3743148,{"$f":"IF(B75=\"\",\"\",IF($B$31=0,\"\",-'Debt Financing Calculations'!E24))","v":-36367019.774527289},161103776.28371572,{"$f":"IF(C75=\"\",\"\",IF(C75<-1,0,IF(C75=anal_period,-LOOKUP(C75,depr_yr,depr_cost)-Depreciation!$C$141-Depreciation!$B$166,-LOOKUP(C75,depr_yr,depr_cost))))","v":-94033429.310293227},67070346.973422498,0.25739999999999996,-17263907.310958948,143839868.97275677,{"$f":"IF(C75=\"\",\"\",IF($B$31=0,\"\",-'Debt Financing Calculations'!F24))","v":0},95989853.711268723,-75502097.431500047,113253761.02222767,null,203320476,0]
[2023,{"$f":"IF(MAX($B$65:B75)<(construct+anal_period),B75+1,\"\")","v":12},9,9,1.1625013664559962,486237153.70996708,null,0,{"$f":"IF(OR(C76<0,C76=\"\"),\"\",-E76*INDEX('Replacement Costs'!$A$16:$H$57,MATCH(C76,'Replacement Costs'!$C$16:$C$57,0),MATCH(\"Total Yearly Replacement Costs\",'Replacement Costs'!$A$16:$H$16,0)))","v":-47771388.032064699},{"$f":"IF(AND(C76>=1,C76<anal_period),WorkingCap*SUM(N76:R76)-WorkingCap*SUM(N75:R75),IF(C76<0,0,IF(B76=\"\",\"\",-SUM(J$65:J75))))","v":-856850.54788947105},"","","",-104578357.65999553,-112967027.99065728,-1837870.8269600293,0,-66029190.93679332,{"$f":"IF(B76=\"\",\"\",IF($B$31=0,\"\",-'Debt Financing Calculations'!E25))","v":-36367019.774527289},164457686.52103359,{"$f":"IF(C76=\"\",\"\",IF(C76<-1,0,IF(C76=anal_period,-LOOKUP(C76,depr_yr,depr_cost)-Depreciation!$C$141-Depreciation!$B$166,-LOOKUP(C76,depr_yr,depr_cost))))","v":-95247772.093103215},69209914.42793037,0.25739999999999996,-17814631.973749276,146643054.54728431,{"$f":"IF(C76=\"\",\"\",IF($B$31=0,\"\",-'Debt Financing Calculations'!F25))","v":0},98014815.967330128,22512718.535830081,115829447.94107941,null,203320476,0]
[2024,{"$f":"IF(MAX($B$65:B76)<(construct+anal_period),B76+1,\"\")","v":13},10,10,1.1845888924186601,495475659.63045639,null,0,{"$f":"IF(OR(C77<0,C77=\"\"),\"\",-E77*INDEX('Replacement Costs'!$A$16:$H$57,MATCH(C77,'Replacement Costs'!$C$16:$C$57,0),MATCH(\"Total Yearly Replacement Costs\",'Replacement Costs'!$A$16:$H$16,0)))","v":-48679044.404673919},{"$f":"IF(AND(C77>=1,C77<anal_period),WorkingCap*SUM(N77:R77)-WorkingCap*SUM(N76:R76),IF(C77<0,0,IF(B77=\"\",\"\",-SUM(J$65:J76))))","v":-804909.11831890792},"","","",-106565346.45553543,-115124711.8159911,-1872790.3726722698,0,-67215659.559000149,{"$f":"IF(B77=\"\",\"\",IF($B$31=0,\"\",-'Debt Financing Calculations'!E26))","v":-36367019.774527289},168330131.65273017,{"$f":"IF(C77=\"\",\"\",IF(C77<-1,0,IF(C77=anal_period,-LOOKUP(C77,depr_yr,depr_cost)-Depreciation!$C$141-Depreciation!$B$166,-LOOKUP(C77,depr_yr,depr_cost))))","v":-97476362.160346627},70853769.49238354,0.25739999999999996,-18237760.26733952,150092371.38539064,{"$f":"IF(C77=\"\",\"\",IF($B$31=0,\"\",-'Debt Financing Calculations'!F26))","v":0},100608417.86239782,123121136.3982279,118846178.12973735,null,203320476,0]
[2025,{"$f":"IF(MAX($B$65:B77)<(construct+anal_period),B77+1,\"\")","v":14},11,11,1.2070960813746145,504889697.16343504,null,0,{"$f":"IF(OR(C78<0,C78=\"\"),\"\",-E78*INDEX('Replacement Costs'!$A$16:$H$57,MATCH(C78,'Replacement Costs'!$C$16:$C$57,0),MATCH(\"Total Yearly Replacement Costs\",'Replacement Costs'!$A$16:$H$16,0)))","v":-49603946.248362727},{"$f":"IF(AND(C78>=1,C78<anal_period),WorkingCap*SUM(N78:R78)-WorkingCap*SUM(N77:R77),IF(C78<0,0,IF(B78=\"\",\"\",-SUM(J$65:J77))))","v":-912842.8541367054},"","","",-108590088.0381906,-117242628.23594682,-1908373.3897530427,0,-69123037.56688647,{"$f":"IF(B78=\"\",\"\",IF($B$31=0,\"\",-'Debt Financing Calculations'!E27))","v":-36367019.774527289},171658550.15813076,{"$f":"IF(C78=\"\",\"\",IF(C78<-1,0,IF(C78=anal_period,-LOOKUP(C78,depr_yr,depr_cost)-Depreciation!$C$141-Depreciation!$B$166,-LOOKUP(C78,depr_yr,depr_cost))))","v":-99780995.559358269},71877554.598772496,0.25739999999999996,-18501282.553724039,153157267.60440671,{"$f":"IF(C78=\"\",\"\",IF($B$31=0,\"\",-'Debt Financing Calculations'!F27))","v":0},102640478.5019073,225761614.90013522,121141761.05563134,null,203320476,0]
[2026,{"$f":"IF(MAX($B$65:B78)<(construct+anal_period),B78+1,\"\")","v":15},12,12,1.2300309069207322,514482601.4095403,null,0,{"$f":"IF(OR(C79<0,C79=\"\"),\"\",-E79*INDEX('Replacement Costs'!$A$16:$H$57,MATCH(C79,'Replacement Costs'!$C$16:$C$57,0),MATCH(\"Total Yearly Replacement Costs\",'Replacement Costs'!$A$16:$H$16,0)))","v":-50546421.227081619},{"$f":"IF(AND(C79>=1,C79<anal_period),WorkingCap*SUM(N79:R79)-WorkingCap*SUM(N78:R78),IF(C79<0,0,IF(B79=\"\",\"\",-SUM(J$65:J78))))","v":-876078.04870140553},"","","",-110653299.71091622,-119392183.04924169,-1944632.4841583506,0,-70714532.311136752,{"$f":"IF(B79=\"\",\"\",IF($B$31=0,\"\",-'Debt Financing Calculations'!E28))","v":-36367019.774527289},175410934.07955998,{"$f":"IF(C79=\"\",\"\",IF(C79<-1,0,IF(C79=anal_period,-LOOKUP(C79,depr_yr,depr_cost)-Depreciation!$C$141-Depreciation!$B$166,-LOOKUP(C79,depr_yr,depr_cost))))","v":-102095716.8724605},73315217.207099482,0.25739999999999996,-18871336.909107406,156539597.17045256,{"$f":"IF(C79=\"\",\"\",IF($B$31=0,\"\",-'Debt Financing Calculations'!F28))","v":0},105117097.89466955,330878712.79480475,123988434.80377695,null,203320476,0]
[2027,{"$f":"IF(MAX($B$65:B79)<(construct+anal_period),B79+1,\"\")","v":16},13,13,1.253401494152226,524257770.83632153,null,0,{"$f":"IF(OR(C80<0,C80=\"\"),\"\",-E80*INDEX('Replacement Costs'!$A$16:$H$57,MATCH(C80,'Replacement Costs'!$C$16:$C$57,0),MATCH(\"Total Yearly Replacement Costs\",'Replacement Costs'!$A$16:$H$16,0)))","v":-51506803.230396159},{"$f":"IF(AND(C80>=1,C80<anal_period),WorkingCap*SUM(N80:R80)-WorkingCap*SUM(N79:R79),IF(C80<0,0,IF(B80=\"\",\"\",-SUM(J$65:J79))))","v":-829232.2046623081},"","","",-112755712.40542361,-121275015.49936453,-1981580.5013573591,0,-72220553.84705624,{"$f":"IF(B80=\"\",\"\",IF($B$31=0,\"\",-'Debt Financing Calculations'!E29))","v":-36367019.774527289},179657888.8085925,{"$f":"IF(C80=\"\",\"\",IF(C80<-1,0,IF(C80=anal_period,-LOOKUP(C80,depr_yr,depr_cost)-Depreciation!$C$141-Depreciation!$B$166,-LOOKUP(C80,depr_yr,depr_cost))))","v":-104488118.01100227},75169770.797590226,0.25739999999999996,-19348699.003299721,160309189.80529279,{"$f":"IF(C80=\"\",\"\",IF($B$31=0,\"\",-'Debt Financing Calculations'!F29))","v":0},107973154.37023431,438851867.16503906,127321853.37353402,null,203320476,0]
[2028,{"$f":"IF(MAX($B$65:B80)<(construct+anal_period),B80+1,\"\")","v":17},14,14,1.277216122541118,534218668.48221153,null,0,{"$f":"IF(OR(C81<0,C81=\"\"),\"\",-E81*INDEX('Replacement Costs'!$A$16:$H$57,MATCH(C81,'Replacement Costs'!$C$16:$C$57,0),MATCH(\"Total Yearly Replacement Costs\",'Replacement Costs'!$A$16:$H$16,0)))","v":-52485432.49177368},{"$f":"IF(AND(C81>=1,C81<anal_period),WorkingCap*SUM(N81:R81)-WorkingCap*SUM(N80:R80),IF(C81<0,0,IF(B81=\"\",\"\",-SUM(J$65:J80))))","v":-829056.21999723464},"","","",-114898070.94112664,-123062111.56763035,-2019230.5308831485,0,-73780490.680209786,{"$f":"IF(B81=\"\",\"\",IF($B$31=0,\"\",-'Debt Financing Calculations'!E30))","v":-36367019.774527289},184091744.98783427,{"$f":"IF(C81=\"\",\"\",IF(C81<-1,0,IF(C81=anal_period,-LOOKUP(C81,depr_yr,depr_cost)-Depreciation!$C$141-Depreciation!$B$166,-LOOKUP(C81,depr_yr,depr_cost))))","v":-106892274.65068579},77199470.337148488,0.25739999999999996,-19871143.664782017,164220601.32305226,{"$f":"IF(C81=\"\",\"\",IF($B$31=0,\"\",-'Debt Financing Calculations'!F30))","v":0},110906112.61128134,549757979.77632046,130777256.27606335,null,203320476,0]
[2029,{"$f":"IF(MAX($B$65:B81)<(construct+anal_period),B81+1,\"\")","v":18},15,15,1.3014832288693996,544368823.18337369,null,0,{"$f":"IF(OR(C82<0,C82=\"\"),\"\",-E82*INDEX('Replacement Costs'!$A$16:$H$57,MATCH(C82,'Replacement Costs'!$C$16:$C$57,0),MATCH(\"Total Yearly Replacement Costs\",'Replacement Costs'!$A$16:$H$16,0)))","v":-53482655.70911739},{"$f":"IF(AND(C82>=1,C82<anal_period),WorkingCap*SUM(N82:R82)-WorkingCap*SUM(N81:R81),IF(C82<0,0,IF(B82=\"\",\"\",-SUM(J$65:J81))))","v":-823873.37163514644},"","","",-117081134.28900808,-124781034.47131927,-2057595.9109699288,0,-75332628.192786932,{"$f":"IF(B82=\"\",\"\",IF($B$31=0,\"\",-'Debt Financing Calculations'!E31))","v":-36367019.774527289},188749410.54476213,{"$f":"IF(C82=\"\",\"\",IF(C82<-1,0,IF(C82=anal_period,-LOOKUP(C82,depr_yr,depr_cost)-Depreciation!$C$141-Depreciation!$B$166,-LOOKUP(C82,depr_yr,depr_cost))))","v":-109375810.38701382},79373600.157748312,0.25739999999999996,-20430764.680604413,168318645.86415774,{"$f":"IF(C82=\"\",\"\",IF($B$31=0,\"\",-'Debt Financing Calculations'!F31))","v":0},114012116.78340517,663770096.55972564,134442881.46400958,null,203320476,0]
[2030,{"$f":"IF(MAX($B$65:B82)<(construct+anal_period),B82+1,\"\")","v":19},16,16,1.3262114102179181,554711830.82385778,null,0,{"$f":"IF(OR(C83<0,C83=\"\"),\"\",-E83*INDEX('Replacement Costs'!$A$16:$H$57,MATCH(C83,'Replacement Costs'!$C$16:$C$57,0),MATCH(\"Total Yearly Replacement Costs\",'Replacement Costs'!$A$16:$H$16,0)))","v":-54498826.167590618},{"$f":"IF(AND(C83>=1,C83<anal_period),WorkingCap*SUM(N83:R83)-WorkingCap*SUM(N82:R82),IF(C83<0,0,IF(B83=\"\",\"\",-SUM(J$65:J82))))","v":-905136.51899404824},"","","",-119305675.84049922,-127013913.85265982,-2096690.2332783574,0,-76870356.397607148,{"$f":"IF(B83=\"\",\"\",IF($B$31=0,\"\",-'Debt Financing Calculations'!E32))","v":-36367019.774527289},193058174.72528589,{"$f":"IF(C83=\"\",\"\",IF(C83<-1,0,IF(C83=anal_period,-LOOKUP(C83,depr_yr,depr_cost)-Depreciation!$C$141-Depreciation!$B$166,-LOOKUP(C83,depr_yr,depr_cost))))","v":-111872833.18184155},81185341.543444335,0.25739999999999996,-20897106.913282569,172161067.81200331,{"$f":"IF(C83=\"\",\"\",IF($B$31=0,\"\",-'Debt Financing Calculations'!F32))","v":0},116757105.12541866,780527201.68514431,137654212.03870124,null,203320476,0]
[2031,{"$f":"IF(MAX($B$65:B83)<(construct+anal_period),B83+1,\"\")","v":20},17,17,1.3514094270120585,565251355.60951102,null,0,{"$f":"IF(OR(C84<0,C84=\"\"),\"\",-E84*INDEX('Replacement Costs'!$A$16:$H$57,MATCH(C84,'Replacement Costs'!$C$16:$C$57,0),MATCH(\"Total Yearly Replacement Costs\",'Replacement Costs'!$A$16:$H$16,0)))","v":-55534303.864774838},{"$f":"IF(AND(C84>=1,C84<anal_period),WorkingCap*SUM(N84:R84)-WorkingCap*SUM(N83:R83),IF(C84<0,0,IF(B84=\"\",\"\",-SUM(J$65:J83))))","v":-938864.1272238493},"","","",-121572483.6814687,-129466507.23394915,-2136527.3477106458,0,-78370212.242408454,{"$f":"IF(B84=\"\",\"\",IF($B$31=0,\"\",-'Debt Financing Calculations'!E33))","v":-36367019.774527289},197338605.32944679,{"$f":"IF(C84=\"\",\"\",IF(C84<-1,0,IF(C84=anal_period,-LOOKUP(C84,depr_yr,depr_cost)-Depreciation!$C$141-Depreciation!$B$166,-LOOKUP(C84,depr_yr,depr_cost))))","v":-114450999.53026156},82887605.799185231,0.25739999999999996,-21335269.732710276,176003335.59673652,{"$f":"IF(C84=\"\",\"\",IF($B$31=0,\"\",-'Debt Financing Calculations'!F33))","v":0},119530167.60473785,900057369.28988218,140865437.33744812,null,203320476,0]
[2032,{"$f":"IF(MAX($B$65:B84)<(construct+anal_period),B84+1,\"\")","v":21},18,18,1.3770862061252875,575991131.36609173,null,0,{"$f":"IF(OR(C85<0,C85=\"\"),\"\",-E85*INDEX('Replacement Costs'!$A$16:$H$57,MATCH(C85,'Replacement Costs'!$C$16:$C$57,0),MATCH(\"Total Yearly Replacement Costs\",'Replacement Costs'!$A$16:$H$16,0)))","v":-56589455.638205558},{"$f":"IF(AND(C85>=1,C85<anal_period),WorkingCap*SUM(N85:R85)-WorkingCap*SUM(N84:R84),IF(C85<0,0,IF(B85=\"\",\"\",-SUM(J$65:J84))))","v":-962411.62787679583},"","","",-123882360.8714166,-132115326.46265835,-2177121.367317148,0,-79786999.323323473,{"$f":"IF(B85=\"\",\"\",IF($B$31=0,\"\",-'Debt Financing Calculations'!E34))","v":-36367019.774527289},201662303.56684887,{"$f":"IF(C85=\"\",\"\",IF(C85<-1,0,IF(C85=anal_period,-LOOKUP(C85,depr_yr,depr_cost)-Depreciation!$C$141-Depreciation!$B$166,-LOOKUP(C85,depr_yr,depr_cost))))","v":-117044450.91881101},84617852.648037866,0.25739999999999996,-21780635.271604944,179881668.29524392,{"$f":"IF(C85=\"\",\"\",IF($B$31=0,\"\",-'Debt Financing Calculations'!F34))","v":0},122329801.02916159,1022387170.3190438,144110436.30076653,null,203320476,0]
[2033,{"$f":"IF(MAX($B$65:B85)<(construct+anal_period),B85+1,\"\")","v":22},19,19,1.4032508440416678,586934962.86204731,null,0,{"$f":"IF(OR(C86<0,C86=\"\"),\"\",-E86*INDEX('Replacement Costs'!$A$16:$H$57,MATCH(C86,'Replacement Costs'!$C$16:$C$57,0),MATCH(\"Total Yearly Replacement Costs\",'Replacement Costs'!$A$16:$H$16,0)))","v":-57664655.295331456},{"$f":"IF(AND(C86>=1,C86<anal_period),WorkingCap*SUM(N86:R86)-WorkingCap*SUM(N85:R85),IF(C86<0,0,IF(B86=\"\",\"\",-SUM(J$65:J85))))","v":-994355.78221123666},"","","",-126236125.72797349,-134948357.96769586,-2218486.6732961736,0,-81187876.203824893,{"$f":"IF(B86=\"\",\"\",IF($B$31=0,\"\",-'Debt Financing Calculations'!E35))","v":-36367019.774527289},205977096.51472956,{"$f":"IF(C86=\"\",\"\",IF(C86<-1,0,IF(C86=anal_period,-LOOKUP(C86,depr_yr,depr_cost)-Depreciation!$C$141-Depreciation!$B$166,-LOOKUP(C86,depr_yr,depr_cost))))","v":-119720878.00423343},86256218.510496125,0.25739999999999996,-22202350.644601699,183774745.87012786,{"$f":"IF(C86=\"\",\"\",IF($B$31=0,\"\",-'Debt Financing Calculations'!F35))","v":0},125115734.79258516,1147502905.111629,147318085.43718687,null,203320476,0]
[2034,{"$f":"IF(MAX($B$65:B86)<(construct+anal_period),B86+1,\"\")","v":23},20,20,1.4299126100784596,598086727.15642631,null,0,{"$f":"IF(OR(C87<0,C87=\"\"),\"\",-E87*INDEX('Replacement Costs'!$A$16:$H$57,MATCH(C87,'Replacement Costs'!$C$16:$C$57,0),MATCH(\"Total Yearly Replacement Costs\",'Replacement Costs'!$A$16:$H$16,0)))","v":-58760283.745942757},{"$f":"IF(AND(C87>=1,C87<anal_period),WorkingCap*SUM(N87:R87)-WorkingCap*SUM(N86:R86),IF(C87<0,0,IF(B87=\"\",\"\",-SUM(J$65:J86))))","v":-1073125.3593226522},"","","",-128634612.116805,-138214323.67580751,-2260637.9200888011,0,-82635441.922240153,{"$f":"IF(B87=\"\",\"\",IF($B$31=0,\"\",-'Debt Financing Calculations'!E36))","v":-36367019.774527289},209974691.74695754,{"$f":"IF(C87=\"\",\"\",IF(C87<-1,0,IF(C87=anal_period,-LOOKUP(C87,depr_yr,depr_cost)-Depreciation!$C$141-Depreciation!$B$166,-LOOKUP(C87,depr_yr,depr_cost))))","v":-122414457.08378834},87560234.663169205,0.25739999999999996,-22538004.402299751,187436687.34465778,{"$f":"IF(C87=\"\",\"\",IF($B$31=0,\"\",-'Debt Financing Calculations'!F36))","v":0},127603278.23939238,1275106183.3510213,150141282.64169213,null,203320476,0]
[2035,{"$f":"IF(MAX($B$65:B87)<(construct+anal_period),B87+1,\"\")","v":24},21,21,1.4570809496699502,609450374.97239828,null,0,{"$f":"IF(OR(C88<0,C88=\"\"),\"\",-E88*INDEX('Replacement Costs'!$A$16:$H$57,MATCH(C88,'Replacement Costs'!$C$16:$C$57,0),MATCH(\"Total Yearly Replacement Costs\",'Replacement Costs'!$A$16:$H$16,0)))","v":-59876729.137115657},{"$f":"IF(AND(C88>=1,C88<anal_period),WorkingCap*SUM(N88:R88)-WorkingCap*SUM(N87:R87),IF(C88<0,0,IF(B88=\"\",\"\",-SUM(J$65:J87))))","v":-1065434.3731532469},"","","",-131078669.74702428,-141142693.48797289,-2303590.0405704882,0,-84322958.180395514,{"$f":"IF(B88=\"\",\"\",IF($B$31=0,\"\",-'Debt Financing Calculations'!E37))","v":-36367019.774527289},214235443.74190784,{"$f":"IF(C88=\"\",\"\",IF(C88<-1,0,IF(C88=anal_period,-LOOKUP(C88,depr_yr,depr_cost)-Depreciation!$C$141-Depreciation!$B$166,-LOOKUP(C88,depr_yr,depr_cost))))","v":-87491484.556561604},126743959.18534623,0.25739999999999996,-32623895.094308116,181611548.64759973,{"$f":"IF(C88=\"\",\"\",IF($B$31=0,\"\",-'Debt Financing Calculations'!F37))","v":0},120669385.13733083,1395775568.4883521,153293280.23163894,null,203320476,0]
[2036,{"$f":"IF(MAX($B$65:B88)<(construct+anal_period),B88+1,\"\")","v":25},22,22,1.4847654877136791,621029932.09687388,null,0,{"$f":"IF(OR(C89<0,C89=\"\"),\"\",-E89*INDEX('Replacement Costs'!$A$16:$H$57,MATCH(C89,'Replacement Costs'!$C$16:$C$57,0),MATCH(\"Total Yearly Replacement Costs\",'Replacement Costs'!$A$16:$H$16,0)))","v":-61014386.990720853},{"$f":"IF(AND(C89>=1,C89<anal_period),WorkingCap*SUM(N89:R89)-WorkingCap*SUM(N88:R88),IF(C89<0,0,IF(B89=\"\",\"\",-SUM(J$65:J88))))","v":-1195393.7972669601},"","","",-133569164.47221774,-144852096.36814529,-2347358.2513413271,0,-86048584.346038461,{"$f":"IF(B89=\"\",\"\",IF($B$31=0,\"\",-'Debt Financing Calculations'!E38))","v":-36367019.774527289},217845708.88460374,{"$f":"IF(C89=\"\",\"\",IF(C89<-1,0,IF(C89=anal_period,-LOOKUP(C89,depr_yr,depr_cost)-Depreciation!$C$141-Depreciation!$B$166,-LOOKUP(C89,depr_yr,depr_cost))))","v":-51670283.678465798},166175425.20613796,0.25739999999999996,-42773554.448059902,175072154.43654382,{"$f":"IF(C89=\"\",\"\",IF($B$31=0,\"\",-'Debt Financing Calculations'!F38))","v":0},112862373.64855601,1508637942.1369081,155635928.09661591,null,203320476,0]
[2037,{"$f":"IF(MAX($B$65:B89)<(construct+anal_period),B89+1,\"\")","v":26},23,23,1.5129760319802392,632829500.80671453,null,0,{"$f":"IF(OR(C90<0,C90=\"\"),\"\",-E90*INDEX('Replacement Costs'!$A$16:$H$57,MATCH(C90,'Replacement Costs'!$C$16:$C$57,0),MATCH(\"Total Yearly Replacement Costs\",'Replacement Costs'!$A$16:$H$16,0)))","v":-62173660.343544558},{"$f":"IF(AND(C90>=1,C90<anal_period),WorkingCap*SUM(N90:R90)-WorkingCap*SUM(N89:R89),IF(C90<0,0,IF(B90=\"\",\"\",-SUM(J$65:J89))))","v":-1070122.3027778938},"","","",-136106978.5971899,-147795171.15804785,-2391958.0581168127,0,-87657244.309574232,{"$f":"IF(B90=\"\",\"\",IF($B$31=0,\"\",-'Debt Financing Calculations'!E39))","v":-36367019.774527289},222511128.90925843,{"$f":"IF(C90=\"\",\"\",IF(C90<-1,0,IF(C90=anal_period,-LOOKUP(C90,depr_yr,depr_cost)-Depreciation!$C$141-Depreciation!$B$166,-LOOKUP(C90,depr_yr,depr_cost))))","v":-52652019.068356648},169859109.84090179,0.25739999999999996,-43721734.873048112,178789394.0362103,{"$f":"IF(C90=\"\",\"\",IF($B$31=0,\"\",-'Debt Financing Calculations'!F39))","v":0},115545611.38988785,1624183553.5267959,159267346.26293597,null,203320476,0]
[2038,{"$f":"IF(MAX($B$65:B90)<(construct+anal_period),B90+1,\"\")","v":27},24,24,1.5417225765878635,644853261.32204199,null,0,{"$f":"IF(OR(C91<0,C91=\"\"),\"\",-E91*INDEX('Replacement Costs'!$A$16:$H$57,MATCH(C91,'Replacement Costs'!$C$16:$C$57,0),MATCH(\"Total Yearly Replacement Costs\",'Replacement Costs'!$A$16:$H$16,0)))","v":-63354959.890071891},{"$f":"IF(AND(C91>=1,C91<anal_period),WorkingCap*SUM(N91:R91)-WorkingCap*SUM(N90:R90),IF(C91<0,0,IF(B91=\"\",\"\",-SUM(J$65:J90))))","v":-1151162.8036575168},"","","",-138693011.19053647,-151164766.63353547,-2437405.2612210317,0,-89330587.728685945,{"$f":"IF(B91=\"\",\"\",IF($B$31=0,\"\",-'Debt Financing Calculations'!E40))","v":-36367019.774527289},226860470.73353577,{"$f":"IF(C91=\"\",\"\",IF(C91<-1,0,IF(C91=anal_period,-LOOKUP(C91,depr_yr,depr_cost)-Depreciation!$C$141-Depreciation!$B$166,-LOOKUP(C91,depr_yr,depr_cost))))","v":-53652407.430655412},173208063.30288035,0.25739999999999996,-44583755.494161397,182276715.23937437,{"$f":"IF(C91=\"\",\"\",IF($B$31=0,\"\",-'Debt Financing Calculations'!F40))","v":0},117770592.54564497,1741954146.0724409,162354348.03980637,null,203320476,0]
[2039,{"$f":"IF(MAX($B$65:B91)<(construct+anal_period),B91+1,\"\")","v":28},25,25,1.5710153055430329,657105473.28716075,null,0,{"$f":"IF(OR(C92<0,C92=\"\"),\"\",-E92*INDEX('Replacement Costs'!$A$16:$H$57,MATCH(C92,'Replacement Costs'!$C$16:$C$57,0),MATCH(\"Total Yearly Replacement Costs\",'Replacement Costs'!$A$16:$H$16,0)))","v":-64558704.127983265},{"$f":"IF(AND(C92>=1,C92<anal_period),WorkingCap*SUM(N92:R92)-WorkingCap*SUM(N91:R91),IF(C92<0,0,IF(B92=\"\",\"\",-SUM(J$65:J91))))","v":-1155809.9632517323},"","","",-141328178.40315667,-154463508.37827903,-2483715.9611842316,0,-91055767.826370522,{"$f":"IF(B92=\"\",\"\",IF($B$31=0,\"\",-'Debt Financing Calculations'!E41))","v":-36367019.774527289},231407282.94364297,{"$f":"IF(C92=\"\",\"\",IF(C92<-1,0,IF(C92=anal_period,-LOOKUP(C92,depr_yr,depr_cost)-Depreciation!$C$141-Depreciation!$B$166,-LOOKUP(C92,depr_yr,depr_cost))))","v":-54671803.171837866},176735479.77180511,0.25739999999999996,-45491712.493262626,185915570.45038036,{"$f":"IF(C92=\"\",\"\",IF($B$31=0,\"\",-'Debt Financing Calculations'!F41))","v":0},120201056.35914537,1862155202.4315863,165692768.85240799,null,203320476,0]
[2040,{"$f":"IF(MAX($B$65:B92)<(construct+anal_period),B92+1,\"\")","v":29},26,26,1.6008645963483503,669590477.27961671,null,0,{"$f":"IF(OR(C93<0,C93=\"\"),\"\",-E93*INDEX('Replacement Costs'!$A$16:$H$57,MATCH(C93,'Replacement Costs'!$C$16:$C$57,0),MATCH(\"Total Yearly Replacement Costs\",'Replacement Costs'!$A$16:$H$16,0)))","v":-65785319.506414935},{"$f":"IF(AND(C93>=1,C93<anal_period),WorkingCap*SUM(N93:R93)-WorkingCap*SUM(N92:R92),IF(C93<0,0,IF(B93=\"\",\"\",-SUM(J$65:J92))))","v":-1234428.1188621819},"","","",-144013413.79281664,-158316740.19416234,-2530906.5644467315,0,-92699630.80997929,{"$f":"IF(B93=\"\",\"\",IF($B$31=0,\"\",-'Debt Financing Calculations'!E42))","v":-36367019.774527289},235662766.14368439,{"$f":"IF(C93=\"\",\"\",IF(C93<-1,0,IF(C93=anal_period,-LOOKUP(C93,depr_yr,depr_cost)-Depreciation!$C$141-Depreciation!$B$166,-LOOKUP(C93,depr_yr,depr_cost))))","v":-55710567.432102785},179952198.71158159,0.25739999999999996,-46319695.948361091,189343070.19532329,{"$f":"IF(C93=\"\",\"\",IF($B$31=0,\"\",-'Debt Financing Calculations'!F42))","v":0},122323322.57004619,1984478525.0016325,168643018.51840729,null,203320476,0]
[2041,{"$f":"IF(MAX($B$65:B93)<(construct+anal_period),B93+1,\"\")","v":30},27,27,1.631281023678969,682312696.34792948,null,0,{"$f":"IF(OR(C94<0,C94=\"\"),\"\",-E94*INDEX('Replacement Costs'!$A$16:$H$57,MATCH(C94,'Replacement Costs'!$C$16:$C$57,0),MATCH(\"Total Yearly Replacement Costs\",'Replacement Costs'!$A$16:$H$16,0)))","v":-67035240.57703682},{"$f":"IF(AND(C94>=1,C94<anal_period),WorkingCap*SUM(N94:R94)-WorkingCap*SUM(N93:R93),IF(C94<0,0,IF(B94=\"\",\"\",-SUM(J$65:J93))))","v":-1128549.0304633453},"","","",-146749668.65488014,-161404674.92941689,-2578993.7891712193,0,-94351014.191025719,{"$f":"IF(B94=\"\",\"\",IF($B$31=0,\"\",-'Debt Financing Calculations'!E43))","v":-36367019.774527289},240861325.00890815,{"$f":"IF(C94=\"\",\"\",IF(C94<-1,0,IF(C94=anal_period,-LOOKUP(C94,depr_yr,depr_cost)-Depreciation!$C$141-Depreciation!$B$166,-LOOKUP(C94,depr_yr,depr_cost))))","v":-56769068.213312723},184092256.79559544,0.25739999999999996,-47385346.899186261,193475978.1097219,{"$f":"IF(C94=\"\",\"\",IF($B$31=0,\"\",-'Debt Financing Calculations'!F43))","v":0},125312188.50222173,2109790713.5038543,172697535.40140799,null,203320476,0]
[2042,{"$f":"IF(MAX($B$65:B94)<(construct+anal_period),B94+1,\"\")","v":31},28,28,1.6622753631288694,695276637.57854009,null,0,{"$f":"IF(OR(C95<0,C95=\"\"),\"\",-E95*INDEX('Replacement Costs'!$A$16:$H$57,MATCH(C95,'Replacement Costs'!$C$16:$C$57,0),MATCH(\"Total Yearly Replacement Costs\",'Replacement Costs'!$A$16:$H$16,0)))","v":-68308910.148000523},{"$f":"IF(AND(C95>=1,C95<anal_period),WorkingCap*SUM(N95:R95)-WorkingCap*SUM(N94:R94),IF(C95<0,0,IF(B95=\"\",\"\",-SUM(J$65:J94))))","v":-1165743.3846945092},"","","",-149537912.35932288,-164502343.73986849,-2627994.6711654724,0,-96187723.358767197,{"$f":"IF(B95=\"\",\"\",IF($B$31=0,\"\",-'Debt Financing Calculations'!E44))","v":-36367019.774527289},246053643.67488873,{"$f":"IF(C95=\"\",\"\",IF(C95<-1,0,IF(C95=anal_period,-LOOKUP(C95,depr_yr,depr_cost)-Depreciation!$C$141-Depreciation!$B$166,-LOOKUP(C95,depr_yr,depr_cost))))","v":-57847680.50936567},188205963.16552305,0.25739999999999996,-48444214.918805629,197609428.7560831,{"$f":"IF(C95=\"\",\"\",IF($B$31=0,\"\",-'Debt Financing Calculations'!F44))","v":0},128134775.22338808,2237925488.7272425,176578990.1421937,null,203320476,0]
[2043,{"$f":"IF(MAX($B$65:B95)<(construct+anal_period),B95+1,\"\")","v":32},29,29,1.6938585950283176,708486893.6925323,null,0,{"$f":"IF(OR(C96<0,C96=\"\"),\"\",-E96*INDEX('Replacement Costs'!$A$16:$H$57,MATCH(C96,'Replacement Costs'!$C$16:$C$57,0),MATCH(\"Total Yearly Replacement Costs\",'Replacement Costs'!$A$16:$H$16,0)))","v":-69606779.440812513},{"$f":"IF(AND(C96>=1,C96<anal_period),WorkingCap*SUM(N96:R96)-WorkingCap*SUM(N95:R95),IF(C96<0,0,IF(B96=\"\",\"\",-SUM(J$65:J95))))","v":-1247297.0266433507},"","","",-152379132.69414997,-167980722.18207237,-2677926.569917616,0,-98133506.193939716,{"$f":"IF(B96=\"\",\"\",IF($B$31=0,\"\",-'Debt Financing Calculations'!E45))","v":-36367019.774527289},250948586.27792525,{"$f":"IF(C96=\"\",\"\",IF(C96<-1,0,IF(C96=anal_period,-LOOKUP(C96,depr_yr,depr_cost)-Depreciation!$C$141-Depreciation!$B$166,-LOOKUP(C96,depr_yr,depr_cost))))","v":-58946786.439043626},192001799.83888161,0.25739999999999996,-49421263.278528117,201527322.99939713,{"$f":"IF(C96=\"\",\"\",IF($B$31=0,\"\",-'Debt Financing Calculations'!F45))","v":0},130673246.53194126,2368598735.2591839,180094509.81046939,null,203320476,0]
[2044,{"$f":"IF(MAX($B$65:B96)<(construct+anal_period),B96+1,\"\")","v":33},30,{"$f":"IF(C97=\"\",\"\",IF(C97<=plant_life,C97,IF(D96=plant_life,1,D96+1)))","v":30},{"$f":"IF(C97=\"\",\"\",(1+inflation_rate)^(A97-$B$25))","v":1.7260419083338554},{"$f":"IF(C97=\"\",\"\",IF(C97<0,0,IF(AND(C97=1,start_time<1),E97*(H2_price_nominal*output_kgyear*start_time*percnt_revs+H2_price_nominal*output_kgyear*(1-start_time)),IF(C97<=start_time,H2_price_nominal*E97*output_kgyear*percnt_revs,H2_price_nominal*output_kgyear*E97))))","v":721948144.67269027},null,0,{"$f":"IF(OR(C97<0,C97=\"\"),\"\",-E97*INDEX('Replacement Costs'!$A$16:$H$57,MATCH(C97,'Replacement Costs'!$C$16:$C$57,0),MATCH(\"Total Yearly Replacement Costs\",'Replacement Costs'!$A$16:$H$16,0)))","v":-70929308.250187948},{"$f":"IF(AND(C97>=1,C97<anal_period),WorkingCap*SUM(N97:R97)-WorkingCap*SUM(N96:R96),IF(C97<0,0,IF(B97=\"\",\"\",-SUM(J$65:J96))))","v":63175693.146011956},{"$f":"IF(C97=-construct,-E97*non_dep_infl,\"\")","v":""},{"$f":"IF(C97=anal_period,salvage*E97,\"\")","v":299351788.36488348},{"$f":"IF(D97=plant_life,-E97*decom,\"\")","v":-299177291.72813749},{"$f":"IF(C97=\"\",\"\",IF(C97<0,0,IF(AND(C97=1,start_time<1),-(inflated_fixed*percnt_fixed*start_time+(inflated_fixed*(1-start_time))),IF(C97<=start_time,-inflated_fixed*percnt_fixed*E97,-inflated_fixed*E97))))","v":-155274336.2153388},{"$f":"IF(C97=\"\",\"\",IF(C97<0,0,IF(AND(C97=1,start_time<1),-(SUM(B171:E171)*output_kgyear*E97*percnt_var*start_time+SUM(B171:E171)*output_kgyear*E97*(1-start_time)),IF(C97<=start_time,-SUM(B171:E171)*output_kgyear*E97*percnt_var,-SUM(B171:E171)*output_kgyear*E97))))","v":-171141482.86568317},{"$f":"IF(C97=\"\",\"\",IF(C97<0,0,IF(AND(C97=1,start_time<1),-(inflated_otherraw*E97*percnt_var*start_time+inflated_otherraw*E97*(1-start_time)),IF(C97<=start_time,-inflated_otherraw*E97*percnt_var,-(inflated_otherraw*E97)))))","v":-2728807.1747460505},0,{"$f":"IF(C97=\"\",\"\",IF(C97<0,0,IF(AND(C97=1,start_time<1),-((SUM(F171:J171,P171:R171)*output_kgyear+inflated_othervar)*E97*percnt_var*start_time+(SUM(F171:J171,P171:R171)*output_kgyear+inflated_othervar)*E97*(1-start_time)),IF(C97<=start_time,-(SUM(F171:J171,P171:R171)*output_kgyear+inflated_othervar)*E97*percnt_var,-E97*(SUM(F171:J171,P171:R171)*output_kgyear+inflated_othervar)))))","v":-100147225.15233134},{"$f":"IF(B97=\"\",\"\",IF($B$31=0,\"\",-'Debt Financing Calculations'!E46))","v":-36367019.774527289},{"$f":"IF(C97=\"\",\"\",F97+SUM(L97:S97))","v":256463770.1268096},{"$f":"IF(C97=\"\",\"\",IF(C97<-1,0,IF(C97=anal_period,-LOOKUP(C97,depr_yr,depr_cost)-Depreciation!$C$141-Depreciation!$B$166,-LOOKUP(C97,depr_yr,depr_cost))))","v":-642641564.50295281},{"$f":"IF(C97=\"\",\"\",SUM(T97:U97))","v":-386177794.37614322},{"$f":"IF(C97=\"\",\"\",$B$33)","v":0.25739999999999996},{"$f":"IF(C97=\"\",\"\",tax_credit-(V97*W97 +Upstream_CO2_taxpYear + Proc_CO2_taxpYear))","v":99402164.272419244},{"$f":"IF(C97=\"\",\"\",SUM(T97,X97))","v":355865934.39922881},{"$f":"IF(C97=\"\",\"\",IF($B$31=0,\"\",-'Debt Financing Calculations'!F46))","v":-982892426.33857536},{"$f":"IF(C97=\"\",\"\",SUM(H97,I97,J97,K97,T97,X97,Z97))","v":-634780107.04352248},1733818628.2156615,{"$f":"IF(C97=\"\",\"\",SUM(H97,I97,J97,K97,T97,Z97))","v":-734182271.31594181},null,{"$f":"IF(C97=\"\",\"\",IF(C97<0,0,IF(AND(C97=1,start_time<1),(output_kgyear*start_time*percnt_revs+output_kgyear*(1-start_time)),IF(C97<=start_time,output_kgyear*percnt_revs,output_kgyear))))","v":203320476},{"$f":"IF(C97=\"\",\"\",tax_credit)","v":0}]
["",{"$f":"IF(MAX($B$65:B97)<(construct+anal_period),B97+1,\"\")","v":""},"","","","",null,"",{"$f":"IF(OR(C98<0,C98=\"\"),\"\",-E98*INDEX('Replacement Costs'!$A$16:$H$57,MATCH(C98,'Replacement Costs'!$C$16:$C$57,0),MATCH(\"Total Yearly Replacement Costs\",'Replacement Costs'!$A$16:$H$16,0)))","v":""},{"$f":"IF(AND(C98>=1,C98<anal_period),WorkingCap*SUM(N98:R98)-WorkingCap*SUM(N97:R97),IF(C98<0,0,IF(B98=\"\",\"\",-SUM(J$65:J97))))","v":""},"","","","","","","","",{"$f":"IF(B98=\"\",\"\",IF($B$31=0,\"\",-'Debt Financing Calculations'!E47))","v":""},"",{"$f":"IF(C98=\"\",\"\",IF(C98<-1,0,IF(C98=anal_period,-LOOKUP(C98,depr_yr,depr_cost)-Depreciation!$C$141-Depreciation!$B$166,-LOOKUP(C98,depr_yr,depr_cost))))","v":""},"","","","",{"$f":"IF(C98=\"\",\"\",IF($B$31=0,\"\",-'Debt Financing Calculations'!F47))","v":""},"","","",null,"",""]
["",{"$f":"IF(MAX($B$65:B98)<(construct+anal_period),B98+1,\"\")","v":""},"","","","",null,"",{"$f":"IF(OR(C99<0,C99=\"\"),\"\",-E99*INDEX('Replacement Costs'!$A$16:$H$57,MATCH(C99,'Replacement Costs'!$C$16:$C$57,0),MATCH(\"Total Yearly Replacement Costs\",'Replacement Costs'!$A$16:$H$16,0)))","v":""},{"$f":"IF(AND(C99>=1,C99<anal_period),WorkingCap*SUM(N99:R99)-WorkingCap*SUM(N98:R98),IF(C99<0,0,IF(B99=\"\",\"\",-SUM(J$65:J98))))","v":""},"","","","","","","","",{"$f":"IF(B99=\"\",\"\",IF($B$31=0,\"\",-'Debt Financing Calculations'!E48))","v":""},"",{"$f":"IF(C99=\"\",\"\",IF(C99<-1,0,IF(C99=anal_period,-LOOKUP(C99,depr_yr,depr_cost)-Depreciation!$C$141-Depreciation!$B$166,-LOOKUP(C99,depr_yr,depr_cost))))","v":""},"","","","",{"$f":"IF(C99=\"\",\"\",IF($B$31=0,\"\",-'Debt Financing Calculations'!F48))","v":""},"","","",null,"",""]
["",{"$f":"IF(MAX($B$65:B99)<(construct+anal_period),B99+1,\"\")","v":""},"","","","",null,"",{"$f":"IF(OR(C100<0,C100=\"\"),\"\",-E100*INDEX('Replacement Costs'!$A$16:$H$57,MATCH(C100,'Replacement Costs'!$C$16:$C$57,0),MATCH(\"Total Yearly Replacement Costs\",'Replacement Costs'!$A$16:$H$16,0)))","v":""},{"$f":"IF(AND(C100>=1,C100<anal_period),WorkingCap*SUM(N100:R100)-WorkingCap*SUM(N99:R99),IF(C100<0,0,IF(B100=\"\",\"\",-SUM(J$65:J99))))","v":""},"","","","","","","","",{"$f":"IF(B100=\"\",\"\",IF($B$31=0,\"\",-'Debt Financing Calculations'!E49))","v":""},"",{"$f":"IF(C100=\"\",\"\",IF(C100<-1,0,IF(C100=anal_period,-LOOKUP(C100,depr_yr,depr_cost)-Depreciation!$C$141-Depreciation!$B$166,-LOOKUP(C100,depr_yr,depr_cost))))","v":""},"","","","",{"$f":"IF(C100=\"\",\"\",IF($B$31=0,\"\",-'Debt Financing Calculations'!F49))","v":""},"","","",null,"",""]
["",{"$f":"IF(MAX($B$65:B100)<(construct+anal_period),B100+1,\"\")","v":""},"","","","",null,"",{"$f":"IF(OR(C101<0,C101=\"\"),\"\",-E101*INDEX('Replacement Costs'!$A$16:$H$57,MATCH(C101,'Replacement Costs'!$C$16:$C$57,0),MATCH(\"Total Yearly Replacement Costs\",'Replacement Costs'!$A$16:$H$16,0)))","v":""},{"$f":"IF(AND(C101>=1,C101<anal_period),WorkingCap*SUM(N101:R101)-WorkingCap*SUM(N100:R100),IF(C101<0,0,IF(B101=\"\",\"\",-SUM(J$65:J100))))","v":""},"","","","","","","","",{"$f":"IF(B101=\"\",\"\",IF($B$31=0,\"\",-'Debt Financing Calculations'!E50))","v":""},"",{"$f":"IF(C101=\"\",\"\",IF(C101<-1,0,IF(C101=anal_period,-LOOKUP(C101,depr_yr,depr_cost)-Depreciation!$C$141-Depreciation!$B$166,-LOOKUP(C101,depr_yr,depr_cost))))","v":""},"","","","",{"$f":"IF(C101=\"\",\"\",IF($B$31=0,\"\",-'Debt Financing Calculations'!F50))","v":""},"","","",null,"",""]
["",{"$f":"IF(MAX($B$65:B101)<(construct+anal_period),B101+1,\"\")","v":""},"","","","",null,"",{"$f":"IF(OR(C102<0,C102=\"\"),\"\",-E102*INDEX('Replacement Costs'!$A$16:$H$57,MATCH(C102,'Replacement Costs'!$C$16:$C$57,0),MATCH(\"Total Yearly Replacement Costs\",'Replacement Costs'!$A$16:$H$16,0)))","v":""},{"$f":"IF(AND(C102>=1,C102<anal_period),WorkingCap*SUM(N102:R102)-WorkingCap*SUM(N101:R101),IF(C102<0,0,IF(B102=\"\",\"\",-SUM(J$65:J101))))","v":""},"","","","","","","","",{"$f":"IF(B102=\"\",\"\",IF($B$31=0,\"\",-'Debt Financing Calculations'!E51))","v":""},"",{"$f":"IF(C102=\"\",\"\",IF(C102<-1,0,IF(C102=anal_period,-LOOKUP(C102,depr_yr,depr_cost)-Depreciation!$C$141-Depreciation!$B$166,-LOOKUP(C102,depr_yr,depr_cost))))","v":""},"","","","",{"$f":"IF(C102=\"\",\"\",IF($B$31=0,\"\",-'Debt Financing Calculations'!F51))","v":""},"","","",null,"",""]
["",{"$f":"IF(MAX($B$65:B102)<(construct+anal_period),B102+1,\"\")","v":""},"","","","",null,"",{"$f":"IF(OR(C103<0,C103=\"\"),\"\",-E103*INDEX('Replacement Costs'!$A$16:$H$57,MATCH(C103,'Replacement Costs'!$C$16:$C$57,0),MATCH(\"Total Yearly Replacement Costs\",'Replacement Costs'!$A$16:$H$16,0)))","v":""},{"$f":"IF(AND(C103>=1,C103<anal_period),WorkingCap*SUM(N103:R103)-WorkingCap*SUM(N102:R102),IF(C103<0,0,IF(B103=\"\",\"\",-SUM(J$65:J102))))","v":""},"","","","","","","","",{"$f":"IF(B103=\"\",\"\",IF($B$31=0,\"\",-'Debt Financing Calculations'!E52))","v":""},"",{"$f":"IF(C103=\"\",\"\",IF(C103<-1,0,IF(C103=anal_period,-LOOKUP(C103,depr_yr,depr_cost)-Depreciation!$C$141-Depreciation!$B$166,-LOOKUP(C103,depr_yr,depr_cost))))","v":""},"","","","",{"$f":"IF(C103=\"\",\"\",IF($B$31=0,\"\",-'Debt Financing Calculations'!F52))","v":""},"","","",null,"",""]
["",{"$f":"IF(MAX($B$65:B103)<(construct+anal_period),B103+1,\"\")","v":""},"","","","",null,"",{"$f":"IF(OR(C104<0,C104=\"\"),\"\",-E104*INDEX('Replacement Costs'!$A$16:$H$57,MATCH(C104,'Replacement Costs'!$C$16:$C$57,0),MATCH(\"Total Yearly Replacement Costs\",'Replacement Costs'!$A$16:$H$16,0)))","v":""},{"$f":"IF(AND(C104>=1,C104<anal_period),WorkingCap*SUM(N104:R104)-WorkingCap*SUM(N103:R103),IF(C104<0,0,IF(B104=\"\",\"\",-SUM(J$65:J103))))","v":""},"","","","","","","","",{"$f":"IF(B104=\"\",\"\",IF($B$31=0,\"\",-'Debt Financing Calculations'!E53))","v":""},"",{"$f":"IF(C104=\"\",\"\",IF(C104<-1,0,IF(C104=anal_period,-LOOKUP(C104,depr_yr,depr_cost)-Depreciation!$C$141-Depreciation!$B$166,-LOOKUP(C104,depr_yr,depr_cost))))","v":""},"","","","",{"$f":"IF(C104=\"\",\"\",IF($B$31=0,\"\",-'Debt Financing Calculations'!F53))","v":""},"","","",null,"",""]
["",{"$f":"IF(MAX($B$65:B104)<(construct+anal_period),B104+1,\"\")","v":""},"","","","",null,"",{"$f":"IF(OR(C105<0,C105=\"\"),\"\",-E105*INDEX('Replacement Costs'!$A$16:$H$57,MATCH(C105,'Replacement Costs'!$C$16:$C$57,0),MATCH(\"Total Yearly Replacement Costs\",'Replacement Costs'!$A$16:$H$16,0)))","v":""},{"$f":"IF(AND(C105>=1,C105<anal_period),WorkingCap*SUM(N105:R105)-WorkingCap*SUM(N104:R104),IF(C105<0,0,IF(B105=\"\",\"\",-SUM(J$65:J104))))","v":""},"","","","","","","","",{"$f":"IF(B105=\"\",\"\",IF($B$31=0,\"\",-'Debt Financing Calculations'!E54))","v":""},"",{"$f":"IF(C105=\"\",\"\",IF(C105<-1,0,IF(C105=anal_period,-LOOKUP(C105,depr_yr,depr_cost)-Depreciation!$C$141-Depreciation!$B$166,-LOOKUP(C105,depr_yr,depr_cost))))","v":""},"","","","",{"$f":"IF(C105=\"\",\"\",IF($B$31=0,\"\",-'Debt Financing Calculations'!F54))","v":""},"","","",null,"",""]
["",{"$f":"IF(MAX($B$65:B105)<(construct+anal_period),B105+1,\"\")","v":""},"","","","",null,"",{"$f":"IF(OR(C106<0,C106=\"\"),\"\",-E106*INDEX('Replacement Costs'!$A$16:$H$57,MATCH(C106,'Replacement Costs'!$C$16:$C$57,0),MATCH(\"Total Yearly Replacement Costs\",'Replacement Costs'!$A$16:$H$16,0)))","v":""},{"$f":"IF(AND(C106>=1,C106<anal_period),WorkingCap*SUM(N106:R106)-WorkingCap*SUM(N105:R105),IF(C106<0,0,IF(B106=\"\",\"\",-SUM(J$65:J105))))","v":""},"","","","","","","","",{"$f":"IF(B106=\"\",\"\",IF($B$31=0,\"\",-'Debt Financing Calculations'!E55))","v":""},{"$f":"IF(C106=\"\",\"\",F106+SUM(L106:S106))","v":""},{"$f":"IF(C106=\"\",\"\",IF(C106<-1,0,IF(C106=anal_period,-LOOKUP(C106,depr_yr,depr_cost)-Depreciation!$C$141-Depreciation!$B$166,-LOOKUP(C106,depr_yr,depr_cost))))","v":""},"","","","",{"$f":"IF(C106=\"\",\"\",IF($B$31=0,\"\",-'Debt Financing Calculations'!F55))","v":""},"","",{"$f":"IF(C106=\"\",\"\",SUM(H106,I106,J106,K106,T106,Z106))","v":""},null,"",""]
["",{"$f":"IF(MAX($B$65:B106)<(construct+anal_period),B106+1,\"\")","v":""},"","","","",null,"",{"$f":"IF(OR(C107<0,C107=\"\"),\"\",-E107*INDEX('Replacement Costs'!$A$16:$H$57,MATCH(C107,'Replacement Costs'!$C$16:$C$57,0),MATCH(\"Total Yearly Replacement Costs\",'Replacement Costs'!$A$16:$H$16,0)))","v":""},{"$f":"IF(AND(C107>=1,C107<anal_period),WorkingCap*SUM(N107:R107)-WorkingCap*SUM(N106:R106),IF(C107<0,0,IF(B107=\"\",\"\",-SUM(J$65:J106))))","v":""},"","","","","","","","",{"$f":"IF(B107=\"\",\"\",IF($B$31=0,\"\",-'Debt Financing Calculations'!E56))","v":""},"",{"$f":"IF(C107=\"\",\"\",IF(C107<-1,0,IF(C107=anal_period,-LOOKUP(C107,depr_yr,depr_cost)-Depreciation!$C$141-Depreciation!$B$166,-LOOKUP(C107,depr_yr,depr_cost))))","v":""},"","","","",{"$f":"IF(C107=\"\",\"\",IF($B$31=0,\"\",-'Debt Financing Calculations'!F56))","v":""},"","","",null,"",""]
["",{"$f":"IF(MAX($B$65:B107)<(construct+anal_period),B107+1,\"\")","v":""},"","","","",null,"",{"$f":"IF(OR(C108<0,C108=\"\"),\"\",-E108*INDEX('Replacement Costs'!$A$16:$H$57,MATCH(C108,'Replacement Costs'!$C$16:$C$57,0),MATCH(\"Total Yearly Replacement Costs\",'Replacement Costs'!$A$16:$H$16,0)))","v":""},{"$f":"IF(AND(C108>=1,C108<anal_period),WorkingCap*SUM(N108:R108)-WorkingCap*SUM(N107:R107),IF(C108<0,0,IF(B108=\"\",\"\",-SUM(J$65:J107))))","v":""},"","","","","","","","",{"$f":"IF(B108=\"\",\"\",IF($B$31=0,\"\",-'Debt Financing Calculations'!E57))","v":""},"",{"$f":"IF(C108=\"\",\"\",IF(C108<-1,0,IF(C108=anal_period,-LOOKUP(C108,depr_yr,depr_cost)-Depreciation!$C$141-Depreciation!$B$166,-LOOKUP(C108,depr_yr,depr_cost))))","v":""},"","","","",{"$f":"IF(C108=\"\",\"\",IF($B$31=0,\"\",-'Debt Financing Calculations'!F57))","v":""},"","","",null,"",""]
["",{"$f":"IF(MAX($B$65:B108)<(construct+anal_period),B108+1,\"\")","v":""},"","","","",null,"",{"$f":"IF(OR(C109<0,C109=\"\"),\"\",-E109*INDEX('Replacement Costs'!$A$16:$H$57,MATCH(C109,'Replacement Costs'!$C$16:$C$57,0),MATCH(\"Total Yearly Replacement Costs\",'Replacement Costs'!$A$16:$H$16,0)))","v":""},{"$f":"IF(AND(C109>=1,C109<anal_period),WorkingCap*SUM(N109:R109)-WorkingCap*SUM(N108:R108),IF(C109<0,0,IF(B109=\"\",\"\",-SUM(J$65:J108))))","v":""},"","","","","","","","",{"$f":"IF(B109=\"\",\"\",IF($B$31=0,\"\",-'Debt Financing Calculations'!E58))","v":""},"",{"$f":"IF(C109=\"\",\"\",IF(C109<-1,0,IF(C109=anal_period,-LOOKUP(C109,depr_yr,depr_cost)-Depreciation!$C$141-Depreciation!$B$166,-LOOKUP(C109,depr_yr,depr_cost))))","v":""},"","","","",{"$f":"IF(C109=\"\",\"\",IF($B$31=0,\"\",-'Debt Financing Calculations'!F58))","v":""},"","","",null,"",""]
["",{"$f":"IF(MAX($B$65:B109)<(construct+anal_period),B109+1,\"\")","v":""},"","","","",null,"",{"$f":"IF(OR(C110<0,C110=\"\"),\"\",-E110*INDEX('Replacement Costs'!$A$16:$H$57,MATCH(C110,'Replacement Costs'!$C$16:$C$57,0),MATCH(\"Total Yearly Replacement Costs\",'Replacement Costs'!$A$16:$H$16,0)))","v":""},{"$f":"IF(AND(C110>=1,C110<anal_period),WorkingCap*SUM(N110:R110)-WorkingCap*SUM(N109:R109),IF(C110<0,0,IF(B110=\"\",\"\",-SUM(J$65:J109))))","v":""},"","","","",{"$f":"IF(C110=\"\",\"\",IF(C110<0,0,IF(AND(C110=1,start_time<1),-(SUM(B185:E185)*output_kgyear*E110*percnt_var*start_time+SUM(B185:E185)*output_kgyear*E110*(1-start_time)),IF(C110<=start_time,-SUM(B185:E185)*output_kgyear*E110*percnt_var,-SUM(B185:E185)*output_kgyear*E110))))","v":""},"",{"$f":"IF(C110=\"\",\"\",IF(C110<0,0,IF(AND(C110=1,start_time<1),SUM(K185:N185,T185:V185)*output_kgyear*E110*percnt_revs*start_time+SUM(K185:N185,T185:V185)*output_kgyear*E110*(1-start_time),IF(C110<=start_time,SUM(K185:N185,T185:V185)*output_kgyear*E110*percnt_revs,SUM(K185:N185,T185:V185)*output_kgyear*E110))))","v":""},{"$f":"IF(C110=\"\",\"\",IF(C110<0,0,IF(AND(C110=1,start_time<1),-((SUM(F185:J185,P185:R185)*output_kgyear+inflated_othervar)*E110*percnt_var*start_time+(SUM(F185:J185,P185:R185)*output_kgyear+inflated_othervar)*E110*(1-start_time)),IF(C110<=start_time,-(SUM(F185:J185,P185:R185)*output_kgyear+inflated_othervar)*E110*percnt_var,-E110*(SUM(F185:J185,P185:R185)*output_kgyear+inflated_othervar)))))","v":""},{"$f":"IF(B110=\"\",\"\",IF($B$31=0,\"\",-'Debt Financing Calculations'!E59))","v":""},"",{"$f":"IF(C110=\"\",\"\",IF(C110<-1,0,IF(C110=anal_period,-LOOKUP(C110,depr_yr,depr_cost)-Depreciation!$C$141-Depreciation!$B$166,-LOOKUP(C110,depr_yr,depr_cost))))","v":""},"","","","",{"$f":"IF(C110=\"\",\"\",IF($B$31=0,\"\",-'Debt Financing Calculations'!F59))","v":""},"","","",null,"",""]
["",{"$f":"IF(MAX($B$65:B110)<(construct+anal_period),B110+1,\"\")","v":""},"","","","",null,"",{"$f":"IF(OR(C111<0,C111=\"\"),\"\",-E111*INDEX('Replacement Costs'!$A$16:$H$57,MATCH(C111,'Replacement Costs'!$C$16:$C$57,0),MATCH(\"Total Yearly Replacement Costs\",'Replacement Costs'!$A$16:$H$16,0)))","v":""},{"$f":"IF(AND(C111>=1,C111<anal_period),WorkingCap*SUM(N111:R111)-WorkingCap*SUM(N110:R110),IF(C111<0,0,IF(B111=\"\",\"\",-SUM(J$65:J110))))","v":""},"","","","",{"$f":"IF(C111=\"\",\"\",IF(C111<0,0,IF(AND(C111=1,start_time<1),-(SUM(B278:E278)*output_kgyear*E111*percnt_var*start_time+SUM(B278:E278)*output_kgyear*E111*(1-start_time)),IF(C111<=start_time,-SUM(B278:E278)*output_kgyear*E111*percnt_var,-SUM(B278:E278)*output_kgyear*E111))))","v":""},"",{"$f":"IF(C111=\"\",\"\",IF(C111<0,0,IF(AND(C111=1,start_time<1),SUM(K278:N278,T278:V278)*output_kgyear*E111*percnt_revs*start_time+SUM(K278:N278,T278:V278)*output_kgyear*E111*(1-start_time),IF(C111<=start_time,SUM(K278:N278,T278:V278)*output_kgyear*E111*percnt_revs,SUM(K278:N278,T278:V278)*output_kgyear*E111))))","v":""},{"$f":"IF(C111=\"\",\"\",IF(C111<0,0,IF(AND(C111=1,start_time<1),-((SUM(F278:J278,P278:R278)*output_kgyear+inflated_othervar)*E111*percnt_var*start_time+(SUM(F278:J278,P278:R278)*output_kgyear+inflated_othervar)*E111*(1-start_time)),IF(C111<=start_time,-(SUM(F278:J278,P278:R278)*output_kgyear+inflated_othervar)*E111*percnt_var,-E111*(SUM(F278:J278,P278:R278)*output_kgyear+inflated_othervar)))))","v":""},{"$f":"IF(B111=\"\",\"\",IF($B$31=0,\"\",-'Debt Financing Calculations'!E60))","v":""},"",{"$f":"IF(C111=\"\",\"\",IF(C111<-1,0,IF(C111=anal_period,-LOOKUP(C111,depr_yr,depr_cost)-Depreciation!$C$141-Depreciation!$B$166,-LOOKUP(C111,depr_yr,depr_cost))))","v":""},"","","","",{"$f":"IF(C111=\"\",\"\",IF($B$31=0,\"\",-'Debt Financing Calculations'!F60))","v":""},"","","",null,"",""]
["",{"$f":"IF(MAX($B$65:B111)<(construct+anal_period),B111+1,\"\")","v":""},"","","","",null,"",{"$f":"IF(OR(C112<0,C112=\"\"),\"\",-E112*INDEX('Replacement Costs'!$A$16:$H$57,MATCH(C112,'Replacement Costs'!$C$16:$C$57,0),MATCH(\"Total Yearly Replacement Costs\",'Replacement Costs'!$A$16:$H$16,0)))","v":""},{"$f":"IF(AND(C112>=1,C112<anal_period),WorkingCap*SUM(N112:R112)-WorkingCap*SUM(N111:R111),IF(C112<0,0,IF(B112=\"\",\"\",-SUM(J$65:J111))))","v":""},"","","","",{"$f":"IF(C112=\"\",\"\",IF(C112<0,0,IF(AND(C112=1,start_time<1),-(SUM(B279:E279)*output_kgyear*E112*percnt_var*start_time+SUM(B279:E279)*output_kgyear*E112*(1-start_time)),IF(C112<=start_time,-SUM(B279:E279)*output_kgyear*E112*percnt_var,-SUM(B279:E279)*output_kgyear*E112))))","v":""},"",{"$f":"IF(C112=\"\",\"\",IF(C112<0,0,IF(AND(C112=1,start_time<1),SUM(K279:N279,T279:V279)*output_kgyear*E112*percnt_revs*start_time+SUM(K279:N279,T279:V279)*output_kgyear*E112*(1-start_time),IF(C112<=start_time,SUM(K279:N279,T279:V279)*output_kgyear*E112*percnt_revs,SUM(K279:N279,T279:V279)*output_kgyear*E112))))","v":""},{"$f":"IF(C112=\"\",\"\",IF(C112<0,0,IF(AND(C112=1,start_time<1),-((SUM(F279:J279,P279:R279)*output_kgyear+inflated_othervar)*E112*percnt_var*start_time+(SUM(F279:J279,P279:R279)*output_kgyear+inflated_othervar)*E112*(1-start_time)),IF(C112<=start_time,-(SUM(F279:J279,P279:R279)*output_kgyear+inflated_othervar)*E112*percnt_var,-E112*(SUM(F279:J279,P279:R279)*output_kgyear+inflated_othervar)))))","v":""},{"$f":"IF(B112=\"\",\"\",IF($B$31=0,\"\",-'Debt Financing Calculations'!E61))","v":""},"",{"$f":"IF(C112=\"\",\"\",IF(C112<-1,0,IF(C112=anal_period,-LOOKUP(C112,depr_yr,depr_cost)-Depreciation!$C$141-Depreciation!$B$166,-LOOKUP(C112,depr_yr,depr_cost))))","v":""},"","","","",{"$f":"IF(C112=\"\",\"\",IF($B$31=0,\"\",-'Debt Financing Calculations'!F61))","v":""},"","","",null,"",""]
["",{"$f":"IF(MAX($B$65:B112)<(construct+anal_period),B112+1,\"\")","v":""},"","","","",null,"",{"$f":"IF(OR(C113<0,C113=\"\"),\"\",-E113*INDEX('Replacement Costs'!$A$16:$H$57,MATCH(C113,'Replacement Costs'!$C$16:$C$57,0),MATCH(\"Total Yearly Replacement Costs\",'Replacement Costs'!$A$16:$H$16,0)))","v":""},{"$f":"IF(AND(C113>=1,C113<anal_period),WorkingCap*SUM(N113:R113)-WorkingCap*SUM(N112:R112),IF(C113<0,0,IF(B113=\"\",\"\",-SUM(J$65:J112))))","v":""},"","","","",{"$f":"IF(C113=\"\",\"\",IF(C113<0,0,IF(AND(C113=1,start_time<1),-(SUM(B280:E280)*output_kgyear*E113*percnt_var*start_time+SUM(B280:E280)*output_kgyear*E113*(1-start_time)),IF(C113<=start_time,-SUM(B280:E280)*output_kgyear*E113*percnt_var,-SUM(B280:E280)*output_kgyear*E113))))","v":""},"",{"$f":"IF(C113=\"\",\"\",IF(C113<0,0,IF(AND(C113=1,start_time<1),SUM(K280:N280,T280:V280)*output_kgyear*E113*percnt_revs*start_time+SUM(K280:N280,T280:V280)*output_kgyear*E113*(1-start_time),IF(C113<=start_time,SUM(K280:N280,T280:V280)*output_kgyear*E113*percnt_revs,SUM(K280:N280,T280:V280)*output_kgyear*E113))))","v":""},{"$f":"IF(C113=\"\",\"\",IF(C113<0,0,IF(AND(C113=1,start_time<1),-((SUM(F280:J280,P280:R280)*output_kgyear+inflated_othervar)*E113*percnt_var*start_time+(SUM(F280:J280,P280:R280)*output_kgyear+inflated_othervar)*E113*(1-start_time)),IF(C113<=start_time,-(SUM(F280:J280,P280:R280)*output_kgyear+inflated_othervar)*E113*percnt_var,-E113*(SUM(F280:J280,P280:R280)*output_kgyear+inflated_othervar)))))","v":""},{"$f":"IF(B113=\"\",\"\",IF($B$31=0,\"\",-'Debt Financing Calculations'!E62))","v":""},"",{"$f":"IF(C113=\"\",\"\",IF(C113<-1,0,IF(C113=anal_period,-LOOKUP(C113,depr_yr,depr_cost)-Depreciation!$C$141-Depreciation!$B$166,-LOOKUP(C113,depr_yr,depr_cost))))","v":""},"","","","",{"$f":"IF(C113=\"\",\"\",IF($B$31=0,\"\",-'Debt Financing Calculations'!F62))","v":""},"","","",null,"",""]
[null,null,null,null,"Cumulative Total",{"$f":"SUM(F65:F113)","v":16600545190.585833},-982892426.33857536,-665903230.04361367,-1641228751.8902886,0,-955461.45725449082,299351788.36488348,-299177291.72813749,-3581638017.4337916,-3846792695.7666621,-62944075.354231425,0,-2283127381.2336502,-1200111652.559401,5626105864.8748417,-3290024408.2724771,2336081456.6023636,8.4941999999999958,-601307366.92944837,5024798497.9453926,-982892426.33857536,1733818628.2156615,21156365378.115974,2335125995.1451101]
[null,null,null,null,"PV of Cash Flow",{"$f":"NPV(nominal_irr,F65:F113)","v":3395600147.2659068},-893116368.93339097,-558738827.60615706,-340611472.68189651,-27077439.567219812,-868190.9072570157,12689656.135555131,-12682259.145113844,-737980960.41190195,-779011634.63791275,-12969353.395304,0,-464576540.023157,-346452502.46936452,1054616553.3187075,-721845095.67872632,332771457.63998133,2.4521358826899791,-85655373.196531132,968961180.12217617,-41665249.359643087,3.0499096417277147E-6,-731171376.468943,85655373.196533948]
[null,null,null,null,"Discounted Values ",{"$f":"+F65+NPV($X$59,F66:F113)","v":3736925874.0690756},-982892426.33857536,{"$f":"+H65+NPV($X$59,H66:H113)","v":-614903254.55712795},-374849737.9158805,-29799263.792516738,-955461.45725449082,13965220.370301135,-13957079.834380686,-812162806.55250657,-857317884.15171587,-14273032.798599953,0,-511275773.82628477,-381277908.01758504,1160626609.2583034,-794404964.69635201,366221644.56195205,2.6986245816179757,-94265451.310246438,1066361157.9480574,-45853440.225274406,3.2782554626464844E-6,-804668723.23160136,94265451.310249627,null,{"$f":"+AE65+NPV(real_irr,AE66:AE113)","v":1922044704.2434406},{"$f":"+AF65+NPV($X$59,AF66:AF113)","v":0}]
["Specific Item Cost Calculation",null,null,null,"Expenses $/kg H2",null,null,{"$f":"-H116/$AE$116*(1+inflation_rate)^construct/INFLATION_FACTOR","v":0.34493720750075102},{"$f":"-I116/$AE$116*(1+inflation_rate)^construct/INFLATION_FACTOR","v":0.2102763660312999},{"$f":"-J116/$AE$116*(1+inflation_rate)^construct/INFLATION_FACTOR","v":1.6716247250263983E-2},{"$f":"-K116/$AE$116*(1+inflation_rate)^construct/INFLATION_FACTOR","v":5.3597733382844371E-4},null,{"$f":"-M116/$AE$116*(1+inflation_rate)^construct/INFLATION_FACTOR","v":7.8293879683621701E-3},{"$f":"-N116/$AE$116*(1+inflation_rate)^construct/INFLATION_FACTOR","v":0.45559227155166604},{"$f":"-O116/$AE$116*(1+inflation_rate)^construct/INFLATION_FACTOR","v":0.48092254303115112},{"$f":"-P116/$AE$116*(1+inflation_rate)^construct/INFLATION_FACTOR","v":8.0066254969842487E-3},null,{"$f":"-R116/$AE$116*(1+inflation_rate)^construct/INFLATION_FACTOR","v":0.28680615426802819},{"$f":"-S116/$AE$116*(1+inflation_rate)^construct/INFLATION_FACTOR","v":0.21388232359907819},null,null,null,null,{"$f":"-X116/$AE$116*(1+inflation_rate)^construct/INFLATION_FACTOR","v":5.2879312798845383E-2},null,{"$f":"-Z116/$AE$116*(1+inflation_rate)^construct/INFLATION_FACTOR","v":2.5722026202317515E-2},null,null,null,null,null,null,{"$f":"+SUM(F117:AC117)","v":2.1041064430325762}]
["Cost Component","After Tax Present Value","% of Total","$/kg of H2","Revenues $/kg H2",{"$f":"F116/$AE$116*(1+inflation_rate)^construct/INFLATION_FACTOR","v":2.0962724885349169},null,null,null,null,null,{"$f":"L116/$AE$116*(1+inflation_rate)^construct/INFLATION_FACTOR","v":7.8339544976611265E-3},null,null,null,null,{"$f":"Q116/$AE$116*(1+inflation_rate)^construct/INFLATION_FACTOR","v":0},null,null,null,null,null,null,null,null,null,null,null,null,null,null,null,{"$f":"+SUM(F118:AC118)","v":2.104106443032578}]
["Capital-Related Costs",{"$f":"(SUM(H115:K115)+L115*(1-total_tax_rate)+S115*(1-total_tax_rate)+U115*(-total_tax_rate)+Z115)/(1-total_tax_rate)","v":-1388379399.652513},{"$f":"B119/SUM($B$118:$B$125)","v":0.408875998185599},{"$f":"H2_price_real*C119","v":0.8571155062187229}]
["Decommissioning Costs",{"$f":"M115","v":-12682259.145113844},3.7349094696339465E-3,7.8293879683621719E-3]
["Fixed O&M",{"$f":"N115","v":-737980960.41190195},0.21733447061077421,0.45559227155166593]
["Feedstock Costs",{"$f":"O115","v":-779011634.63791275},0.22941795289565048,0.48092254303115106]
["Other Raw Material Costs",{"$f":"P115","v":-12969353.395304},3.8194583675427067E-3,8.0066254969842522E-3]
["Byproduct Credits",{"$f":"Q115","v":0},0,0]
["Other Variable Costs (including utilities)",{"$f":"R115","v":-464576540.023157},0.13681721047079956,0.28680615426802819]
[]
[]
["INFLATION FACTOR (1 + inflation rate)^(startup year - reference year) = ",{"$f":"(1+inflation_rate)^(startup_year-ref_year)","v":0.9813542688910698}]
["Feedstock, Utility and Byproduct Cost Information (Start-Up Year $)"]
[null,"Energy Feedstocks",null,null,null,"Energy Utilities",null,null,null,"Carbon Sequestration Electricity Usage","Energy Byproducts",null,null,null,"Other Material Inputs",null,null,null,"Other Material Byproducts"]
["Feedstock Name",{"$f":"Input_Sheet_Template!$B$75","v":"Electric Utility Steam Coal"},null,null,null,{"$f":"Input_Sheet_Template!$B$78","v":"Industrial Electricity"},null,null,null,{"$f":"IF(CO2_CashFlow_eUse>0,'HyARC Physical Property Data'!A77,\"\")","v":"Industrial Electricity"},null,null,null,null,"Type",{"$f":"Input_Sheet_Template!$B$138","v":"Process Water"},null,null,"Type"]
["LHV (GJ or mmBtu/usage unit)",{"$f":"Input_Sheet_Template!$C$75","v":2.2735034516249999E-2},null,null,null,{"$f":"Input_Sheet_Template!$C$78","v":3.5999999999999995E-3},null,null,null,{"$f":"IF(J131=\"\",0,VLOOKUP(J131,MASTER_PROPERTY_TABLE,9,FALSE))","v":3.5999999999999995E-3},null,null,null,null,"Usage (/kg H2)",{"$f":"Input_Sheet_Template!$D$138","v":10.060103144751601},null,null,"Usage (/kg H2)"]
["Usage (/kg H2)",{"$f":"feedstockElectric_Utility_Steam_Coal_Usage","v":9.6971406981268338},null,null,null,{"$f":"utilityIndustrial_Electricity_Usage","v":1.36220869362907},null,null,null,{"$f":" CO2_eUse_kWhpkg","v":0.1174794004345006},null,null,null,null,"Cost (/usage unit)",{"$f":"Input_Sheet_Template!$C$138","v":2.374951094500801E-3},null,null,"Price (/usage unit)"]
["Price ($/ usage unit)",{"$f":"feedstockElectric_Utility_Steam_Coal_Price","v":4.7562530330660567E-2},null,null,null,{"$f":"utilityIndustrial_Electricity_Price","v":6.9980611257164108E-2},null,null,null,{"$f":"IF(J131=\"\",0,CO2_eCost)","v":6.9980611257164108E-2},null,null,null,null,"Lookup Price?",{"$f":"Input_Sheet_Template!$F$138","v":"Yes"},null,null,"Lookup Price?"]
["Lookup Price?",{"$f":"Input_Sheet_Template!$G$75","v":"yes"},null,null,null,{"$f":"Input_Sheet_Template!$G$78","v":"yes"},null,null,null,{"$f":"IF(J131=\"\",\"\",\"yes\")","v":"yes"}]
["CO2 Emissions (kg CO2/kg H2)",{"$f":"IF(B131=\"\",0,VLOOKUP(B131,MASTER_PROPERTY_TABLE,11,FALSE)*B132*B133)","v":22.653394628210247},{"$f":"IF(C131=\"\",0,VLOOKUP(C131,MASTER_PROPERTY_TABLE,11,FALSE)*C132*C133)","v":0},{"$f":"IF(D131=\"\",0,VLOOKUP(D131,MASTER_PROPERTY_TABLE,11,FALSE)*D132*D133)","v":0},{"$f":"IF(E131=\"\",0,VLOOKUP(E131,MASTER_PROPERTY_TABLE,11,FALSE)*E132*E133)","v":0},{"$f":"IF(F131=\"\",,VLOOKUP(F131,MASTER_PROPERTY_TABLE,11,FALSE)*F132*F133)","v":0},{"$f":"IF(G131=\"\",,VLOOKUP(G131,MASTER_PROPERTY_TABLE,11,FALSE)*G132*G133)","v":0},{"$f":"IF(H131=\"\",,VLOOKUP(H131,MASTER_PROPERTY_TABLE,11,FALSE)*H132*H133)","v":0},{"$f":"IF(I131=\"\",,VLOOKUP(I131,MASTER_PROPERTY_TABLE,11,FALSE)*I132*I133)","v":0},{"$f":"IF($J$131=\"\",0,VLOOKUP($J$131,MASTER_PROPERTY_TABLE,12,FALSE)*$J$132*$J$133)","v":0}]
["Unit System Conversion Factor",{"$f":"IF(B131=\"\",0,IF(VLOOKUP(B131,MASTER_PROPERTY_TABLE,12,FALSE)=\"English\",mmBTU_to_GJ,1))","v":1},{"$f":"IF(C131=\"\",0,IF(VLOOKUP(C131,MASTER_PROPERTY_TABLE,12,FALSE)=\"English\",mmBTU_to_GJ,1))","v":0},{"$f":"IF(D131=\"\",0,IF(VLOOKUP(D131,MASTER_PROPERTY_TABLE,12,FALSE)=\"English\",mmBTU_to_GJ,1))","v":0},{"$f":"IF(E131=\"\",,IF(VLOOKUP(E131,MASTER_PROPERTY_TABLE,12,FALSE)=\"English\",mmBTU_to_GJ,1))","v":0},{"$f":"IF(F131=\"\",,IF(VLOOKUP(F131,MASTER_PROPERTY_TABLE,12,FALSE)=\"English\",mmBTU_to_GJ,1))","v":1},{"$f":"IF(G131=\"\",,IF(VLOOKUP(G131,MASTER_PROPERTY_TABLE,12,FALSE)=\"English\",mmBTU_to_GJ,1))","v":0},{"$f":"IF(H131=\"\",,IF(VLOOKUP(H131,MASTER_PROPERTY_TABLE,12,FALSE)=\"English\",mmBTU_to_GJ,1))","v":0},{"$f":"IF(I131=\"\",,IF(VLOOKUP(I131,MASTER_PROPERTY_TABLE,12,FALSE)=\"English\",mmBTU_to_GJ,1))","v":0},{"$f":"IF($J$131=\"\",0,IF(VLOOKUP($J$131,MASTER_PROPERTY_TABLE,12,FALSE)=\"English\",mmBTU_to_GJ,1))","v":1},{"$f":"IF(K131=\"\",,IF(VLOOKUP(K131,MASTER_PROPERTY_TABLE,12,FALSE)=\"English\",mmBTU_to_GJ,1))","v":0},{"$f":"IF(L131=\"\",,IF(VLOOKUP(L131,MASTER_PROPERTY_TABLE,12,FALSE)=\"English\",mmBTU_to_GJ,1))","v":0},{"$f":"IF(M131=\"\",,IF(VLOOKUP(M131,MASTER_PROPERTY_TABLE,12,FALSE)=\"English\",mmBTU_to_GJ,1))","v":0},{"$f":"IF(N131=\"\",,IF(VLOOKUP(N131,MASTER_PROPERTY_TABLE,12,FALSE)=\"English\",mmBTU_to_GJ,1))","v":0}]
["Actual Year",{"$f":"IF(B$131=\"\",\"\",B$131&\" ($/kg of H2)\")","v":"Electric Utility Steam Coal ($/kg of H2)"},"","","","Industrial Electricity ($/kg of H2)","","","",null,"","","","",null,{"$f":"IF(P$131=\"\",\"\",P$131&\" ($/kg of H2)\")","v":"Process Water ($/kg of H2)"},{"$f":"IF(Q$131=\"\",\"\",Q$131&\" ($/kg of H2)\")","v":""},{"$f":"IF(R$131=\"\",\"\",R$131&\" ($/kg of H2)\")","v":""},null,{"$f":"IF(T$131=\"\",\"\",T$131&\" ($/kg of H2)\")","v":""},{"$f":"IF(U$131=\"\",\"\",U$131&\" ($/kg of H2)\")","v":""},{"$f":"IF(V$131=\"\",\"\",V$131&\" ($/kg of H2)\")","v":""}]
[{"$f":"IF(A65=\"\",\"\",A65)","v":2012},{"$f":"IF($A139=\"\",\"\",IF($B$131=\"\",\"\",IF($B$135=\"no\",INFLATION_FACTOR*$B$133*$B$134,INFLATION_FACTOR*$B$133*$B$132*INDEX(FEEDPRICETABLE,MATCH($B$131,List_Energy_Feedstocks,0),MATCH($A139,Feedstock_Year,0)))))","v":0.50847375068098299},{"$f":"IF($A139=\"\",\"\",IF($C$131=\"\",\"\",IF($C$135=\"no\",INFLATION_FACTOR*$C$133*$C$134,INFLATION_FACTOR*$C$133*$C$132*INDEX(FEEDPRICETABLE,MATCH($C$131,List_Energy_Feedstocks,0),MATCH($A139,Feedstock_Year,0)))))","v":""},{"$f":"IF($A139=\"\",\"\",IF($D$131=\"\",\"\",IF($D$135=\"no\",INFLATION_FACTOR*$D$133*$D$134,INFLATION_FACTOR*$D$133*$D$132*INDEX(FEEDPRICETABLE,MATCH($D$131,List_Energy_Feedstocks,0),MATCH($A139,Feedstock_Year,0)))))","v":""},{"$f":"IF($A139=\"\",\"\",IF($E$131=\"\",\"\",IF($E$135=\"no\",INFLATION_FACTOR*$E$133*$E$134,INFLATION_FACTOR*$E$133*$E$132*INDEX(FEEDPRICETABLE,MATCH($E$131,List_Energy_Feedstocks,0),MATCH($A139,Feedstock_Year,0)))))","v":""},{"$f":"IF($A139=\"\",\"\",IF($F$131=\"\",\"\",IF($F$135=\"no\",INFLATION_FACTOR*$F$133*$F$134,INFLATION_FACTOR*$F$133*$F$132*INDEX(FEEDPRICETABLE,MATCH($F$131,List_Energy_Feedstocks,0),MATCH($A139,Feedstock_Year,0)))))","v":9.4418640382985683E-2},{"$f":"IF($A139=\"\",\"\",IF($G$131=\"\",\"\",IF($G$135=\"no\",INFLATION_FACTOR*$G$133*$G$134,INFLATION_FACTOR*$G$133*$G$132*INDEX(FEEDPRICETABLE,MATCH($G$131,List_Energy_Feedstocks,0),MATCH($A139,Feedstock_Year,0)))))","v":""},{"$f":"IF($A139=\"\",\"\",IF($H$131=\"\",\"\",IF($H$135=\"no\",INFLATION_FACTOR*$H$133*$H$134,INFLATION_FACTOR*$H$133*$H$132*INDEX(FEEDPRICETABLE,MATCH(H$131,List_Energy_Feedstocks,0),MATCH($A139,Feedstock_Year,0)))))","v":""},{"$f":"IF($A139=\"\",\"\",IF($I$131=\"\",\"\",IF($I$135=\"no\",INFLATION_FACTOR*$I$133*$I$134,INFLATION_FACTOR*$I$133*$I$132*INDEX(FEEDPRICETABLE,MATCH($I$131,List_Energy_Feedstocks,0),MATCH($A139,Feedstock_Year,0)))))","v":""},{"$f":"IF($A139=\"\",\"\",IF($J$131=\"\",\"\",IF($J$135=\"no\",INFLATION_FACTOR*$J$133*$J$134,INFLATION_FACTOR*$J$133*$J$132*INDEX(FEEDPRICETABLE,MATCH($J$131,List_Energy_Feedstocks,0),MATCH($A139,Feedstock_Year,0)))))","v":8.1428384020094252E-3},{"$f":"IF($A139=\"\",\"\",IF($K$131=\"\",\"\",IF($K$135=\"no\",INFLATION_FACTOR*$K$133*$K$134,INFLATION_FACTOR*$K$133*$K$132*INDEX(FEEDPRICETABLE,MATCH($K$131,List_Energy_Feedstocks,0),MATCH($A139,Feedstock_Year,0)))))","v":""},{"$f":"IF($A139=\"\",\"\",IF($L$131=\"\",\"\",IF($L$135=\"no\",INFLATION_FACTOR*$L$133*$L$134,INFLATION_FACTOR*$L$133*$L$132*INDEX(FEEDPRICETABLE,MATCH($L$131,List_Energy_Feedstocks,0),MATCH($A139,Feedstock_Year,0)))))","v":""},{"$f":"IF($A139=\"\",\"\",IF(M$131=\"\",\"\",IF($M$135=\"no\",INFLATION_FACTOR*$M$133*$M$134,INFLATION_FACTOR*$M$133*$M$132*INDEX(FEEDPRICETABLE,MATCH($M$131,List_Energy_Feedstocks,0),MATCH($A139,Feedstock_Year,0)))))","v":""},{"$f":"IF($A139=\"\",\"\",IF($N$131=\"\",\"\",IF($N$135=\"no\",INFLATION_FACTOR*$N$133*$N$134,INFLATION_FACTOR*$N$133*$N$132*INDEX(FEEDPRICETABLE,MATCH($N$131,List_Energy_Feedstocks,0),MATCH($A139,Feedstock_Year,0)))))","v":""},null,{"$f":"IF(OR($A139=\"\",$P$131=\"\"),\"\",IF($P$134=\"No\",INFLATION_FACTOR*$P$132*$P$133,INFLATION_FACTOR*$P$132*INDEX(Tbl_Other_Inputs_and_Byproducts,MATCH($P$131,Other_Inputs_List,0),MATCH($A139,Other_Inputs_years,0))))","v":2.3446764449871215E-2},{"$f":"IF(OR($A139=\"\",$Q$131=\"\"),\"\",IF($Q$134=\"No\",INFLATION_FACTOR*$Q$132*$Q$133,INFLATION_FACTOR*$Q$132*INDEX(Tbl_Other_Inputs_and_Byproducts,MATCH($Q$131,Other_Inputs_List,0),MATCH($A139,Other_Inputs_years,0))))","v":""},{"$f":"IF(OR($A139=\"\",$R$131=\"\"),\"\",IF($R$134=\"No\",INFLATION_FACTOR*$R$132*$R$133,INFLATION_FACTOR*$R$132*INDEX(Tbl_Other_Inputs_and_Byproducts,MATCH($R$131,Other_Inputs_List,0),MATCH($A139,Other_Inputs_years,0))))","v":""},null,{"$f":"IF(OR($A139=\"\",$T$131=\"\"),\"\",IF($T$134=\"No\",INFLATION_FACTOR*$T$132*$T$133,INFLATION_FACTOR*$T$132*INDEX(Tbl_Other_Inputs_and_Byproducts,MATCH($T$131,Other_Inputs_List,0),MATCH($A139,Other_Inputs_years,0))))","v":""},{"$f":"IF(OR($A139=\"\",$U$131=\"\"),\"\",IF($U$134=\"No\",INFLATION_FACTOR*$U$132*$U$133,INFLATION_FACTOR*$U$132*INDEX(Tbl_Other_Inputs_and_Byproducts,MATCH($U$131,Other_Inputs_List,0),MATCH($A139,Other_Inputs_years,0))))","v":""},{"$f":"IF(OR($A139=\"\",$V$131=\"\"),\"\",IF($V$134=\"No\",INFLATION_FACTOR*$V$132*$V$133,INFLATION_FACTOR*$V$132*INDEX(Tbl_Other_Inputs_and_Byproducts,MATCH($V$131,Other_Inputs_List,0),MATCH($A139,Other_Inputs_years,0))))","v":""}]
[2013,{"$f":"IF($A140=\"\",\"\",IF($B$131=\"\",\"\",IF($B$135=\"no\",INFLATION_FACTOR*$B$133*$B$134,INFLATION_FACTOR*$B$133*$B$132*INDEX(FEEDPRICETABLE,MATCH($B$131,List_Energy_Feedstocks,0),MATCH($A140,Feedstock_Year,0)))))","v":0.49220292550798989},"","","",{"$f":"IF($A140=\"\",\"\",IF($F$131=\"\",\"\",IF($F$135=\"no\",INFLATION_FACTOR*$F$133*$F$134,INFLATION_FACTOR*$F$133*$F$132*INDEX(FEEDPRICETABLE,MATCH($F$131,List_Energy_Feedstocks,0),MATCH($A140,Feedstock_Year,0)))))","v":9.5984742661600397E-2},"","","",8.2779019628068592E-3,"","","","",null,{"$f":"IF(OR($A140=\"\",$P$131=\"\"),\"\",IF($P$134=\"No\",INFLATION_FACTOR*$P$132*$P$133,INFLATION_FACTOR*$P$132*INDEX(Tbl_Other_Inputs_and_Byproducts,MATCH($P$131,Other_Inputs_List,0),MATCH($A140,Other_Inputs_years,0))))","v":2.3446764449871215E-2},{"$f":"IF(OR($A140=\"\",$Q$131=\"\"),\"\",IF($Q$134=\"No\",INFLATION_FACTOR*$Q$132*$Q$133,INFLATION_FACTOR*$Q$132*INDEX(Tbl_Other_Inputs_and_Byproducts,MATCH($Q$131,Other_Inputs_List,0),MATCH($A140,Other_Inputs_years,0))))","v":""},"",null,"","",""]
[2014,0.49051397357107812,"","","",9.7167941866451335E-2,"","","",8.379943253418615E-3,"","","","",null,2.3446764449871215E-2,"","",null,"","",""]
[2015,0.45262075424469145,"","","",9.3550733110878637E-2,"","","",8.0679884715716427E-3,"","","","",null,2.3446764449871215E-2,"","",null,"","",""]
[2016,0.42636226272142219,"","","",9.0368284499940096E-2,"","","",7.7935282097371409E-3,"","","","",null,2.3446764449871215E-2,"","",null,"","",""]
[2017,0.4473337823043062,"","","",9.4024453178882791E-2,"","","",8.1088429675260434E-3,"","","","",null,2.3446764449871215E-2,"","",null,"","",""]
[2018,0.4574327787034283,"","","",9.1893448449672399E-2,"","","",7.9250611732374129E-3,"","","","",null,2.3446764449871215E-2,"","",null,"","",""]
[2019,0.4667615543732801,"","","",9.3078249201396512E-2,"","","",8.0272405842174432E-3,"","","","",null,2.3446764449871215E-2,"","",null,"","",""]
[2020,0.47382334650690117,"","","",9.4810014402008175E-2,"","","",8.1765912222016915E-3,"","","","",null,2.3446764449871215E-2,"","",null,"","",""]
[2021,0.47446232621733941,"","","",9.5332196862013815E-2,"","","",8.2216252045905734E-3,"","","","",null,2.3446764449871215E-2,"","",null,"","",""]
[2022,0.47659888899110586,"","","",9.8409300656922466E-2,"","","",8.4870003344009182E-3,"","","","",null,2.3446764449871215E-2,"","",null,"","",""]
[2023,0.4779441094341339,"","","",9.8721198841307936E-2,"","","",8.513899011431526E-3,"","","","",null,2.3446764449871215E-2,"","",null,"","",""]
[2024,0.47799106911118472,"","","",9.846095374768235E-2,"","","",8.4914549926052314E-3,"","","","",null,2.3446764449871215E-2,"","",null,"","",""]
[2025,0.47770808066432824,"","","",0.10082515457473891,"","","",8.695348050231675E-3,"","","","",null,2.3446764449871215E-2,"","",null,"","",""]
[2026,0.47739597311641829,"","","",0.10184907538023359,"","","",8.7836528767127487E-3,"","","","",null,2.3446764449871215E-2,"","",null,"","",""]
[2027,0.47588280518210391,"","","",0.10243590174718462,"","","",8.8342618693516804E-3,"","","","",null,2.3446764449871215E-2,"","",null,"","",""]
[2028,0.47389142778542021,"","","",0.10310148037587794,"","","",8.8916626028858348E-3,"","","","",null,2.3446764449871215E-2,"","",null,"","",""]
[2029,0.47155123636837221,"","","",0.10362440177978176,"","","",8.9367603131649594E-3,"","","","",null,2.3446764449871215E-2,"","",null,"","",""]
[2030,0.47103960145901935,"","","",0.10398769305614816,"","","",8.9680912256236856E-3,"","","","",null,2.3446764449871215E-2,"","",null,"","",""]
[2031,0.47118273619518297,"","","",0.10411943033221997,"","","",8.9794524922784738E-3,"","","","",null,2.3446764449871215E-2,"","",null,"","",""]
[2032,0.47185760212170813,"","","",0.10388188267586226,"","","",8.9589659424759056E-3,"","","","",null,2.3446764449871215E-2,"","",null,"","",""]
[2033,0.47298914578095025,"","","",0.10351056792840378,"","","",8.926943071011403E-3,"","","","",null,2.3446764449871215E-2,"","",null,"","",""]
[2034,0.47540357039927511,"","","",0.1032097356569628,"","","",8.9009987388062681E-3,"","","","",null,2.3446764449871215E-2,"","",null,"","",""]
[2035,0.47642396932069386,"","","",0.10357468727640909,"","","",8.932472842327021E-3,"","","","",null,2.3446764449871215E-2,"","",null,"","",""]
[2036,0.47982823831074073,"","","",0.10395127498156084,"","","",8.9649504634280643E-3,"","","","",null,2.3446764449871215E-2,"","",null,"","",""]
[2037,0.48044876225290573,"","","",0.10387267780680949,"","","",8.9581720975221504E-3,"","","","",null,2.3446764449871215E-2,"","",null,"","",""]
[2038,0.48223999709587057,"","","",0.10389574927740855,"","","",8.960161823873037E-3,"","","","",null,2.3446764449871215E-2,"","",null,"","",""]
[2039,0.48357557952657804,"","","",0.10397615732084865,"","","",8.9670963624482441E-3,"","","","",null,2.3446764449871215E-2,"","",null,"","",""]
[2040,0.48639726143146594,"","","",0.10373236057103094,"","","",8.9460708792528897E-3,"","","","",null,2.3446764449871215E-2,"","",null,"","",""]
[2041,0.48663821173947774,"","","",0.10342729077563059,"","","",8.9197610951339615E-3,"","","","",null,2.3446764449871215E-2,"","",null,"","",""]
[2042,0.48672987538856827,"","","",0.10354725056315221,"","","",8.9301066493652631E-3,"","","","",null,2.3446764449871215E-2,"","",null,"","",""]
[2043,0.48775437559182555,"","","",0.10386325399141652,"","","",8.9573593702305474E-3,"","","","",null,2.3446764449871215E-2,"","",null,"","",""]
[2044,0.48766640309638976,"","","",0.10425459776762164,"","","",8.9911095822262348E-3,"","","","",null,2.3446764449871215E-2,"","",null,"","",""]
["","","","","","","","","","","","","","",null,"","","",null,"","",""]
["","","","","","","","","","","","","","",null,"","","",null,"","",""]
["","","","","","","","","","","","","","",null,"","","",null,"","",""]
["","","","","","","","","","","","","","",null,"","","",null,"","",""]
["","","","","","","","","","","","","","",null,"","","",null,"","",""]
["","","","","","","","","","","","","","",null,"","","",null,"","",""]
["","","","","","","","","","","","","","",null,"","","",null,"","",""]
["","","","","","","","","","","","","","",null,"","","",null,"","",""]
["","","","","","","","","","","","","","",null,"","","",null,"","",""]
["","","","","","","","","","","","","","",null,"","","",null,"","",""]
["","","","","","","","","","","","","","",null,"","","",null,"","",""]
[]
["Tables to calculate equivalent price in startup year"]
["Actual Year",{"$f":"IF(B$131=\"\",\"\",B$131&\" ($/year)\")","v":"Electric Utility Steam Coal ($/year)"},{"$f":"IF(C$131=\"\",\"\",C$131&\" ($/year)\")","v":""},"","","Industrial Electricity ($/year)","","","","Industrial Electricity ($/year)","","","",""]
[{"$f":"+A139","v":2012},{"$f":"IF($C65=\"\",\"\",IF($C65<0,0,IF(AND($C65=1,start_time<1),-(SUM(B139)*output_kgyear*$E65*percnt_var*start_time+SUM(B139)*output_kgyear*$E65*(1-start_time)),IF($C65<=start_time,-SUM(B139)*output_kgyear*$E65*percnt_var,-SUM(B139)*output_kgyear*$E65))))","v":0},{"$f":"IF($C65=\"\",\"\",IF($C65<0,0,IF(AND($C65=1,start_time<1),-(SUM(C139)*output_kgyear*$E65*percnt_var*start_time+SUM(C139)*output_kgyear*$E65*(1-start_time)),IF($C65<=start_time,-SUM(C139)*output_kgyear*$E65*percnt_var,-SUM(C139)*output_kgyear*$E65))))","v":0},0,0,0,0,0,0,0,0,0,0,0]
[{"$f":"+A140","v":2013},{"$f":"IF($C66=\"\",\"\",IF($C66<0,0,IF(AND($C66=1,start_time<1),-(SUM(B140)*output_kgyear*$E66*percnt_var*start_time+SUM(B140)*output_kgyear*$E66*(1-start_time)),IF($C66<=start_time,-SUM(B140)*output_kgyear*$E66*percnt_var,-SUM(B140)*output_kgyear*$E66))))","v":0},0,0,0,0,0,0,0,0,0,0,0,0]
[2014,{"$f":"IF($C67=\"\",\"\",IF($C67<0,0,IF(AND($C67=1,start_time<1),-(SUM(B141)*output_kgyear*$E67*percnt_var*start_time+SUM(B141)*output_kgyear*$E67*(1-start_time)),IF($C67<=start_time,-SUM(B141)*output_kgyear*$E67*percnt_var,-SUM(B141)*output_kgyear*$E67))))","v":0},0,0,0,0,0,0,0,0,0,0,0,0]
[2015,{"$f":"IF($C68=\"\",\"\",IF($C68<0,0,IF(AND($C68=1,start_time<1),-(SUM(B142)*output_kgyear*$E68*percnt_var*start_time+SUM(B142)*output_kgyear*$E68*(1-start_time)),IF($C68<=start_time,-SUM(B142)*output_kgyear*$E68*percnt_var,-SUM(B142)*output_kgyear*$E68))))","v":-80523683.800445974},0,0,0,{"$f":"IF($C68=\"\",\"\",IF($C68<0,0,IF(AND($C68=1,start_time<1),-(SUM(F142)*output_kgyear*$E68*percnt_var*start_time+SUM(F142)*output_kgyear*$E68*(1-start_time)),IF($C68<=start_time,-SUM(F142)*output_kgyear*$E68*percnt_var,-SUM(F142)*output_kgyear*$E68))))","v":-16643182.137971204},0,0,0,-1435338.8493521514,0,0,0,0]
[2016,{"$f":"IF($C69=\"\",\"\",IF($C69<0,0,IF(AND($C69=1,start_time<1),-(SUM(B143)*output_kgyear*$E69*percnt_var*start_time+SUM(B143)*output_kgyear*$E69*(1-start_time)),IF($C69<=start_time,-SUM(B143)*output_kgyear*$E69*percnt_var,-SUM(B143)*output_kgyear*$E69))))","v":-88335253.590850785},0,0,0,-18722823.349608034,0,0,0,-1614690.9587643237,0,0,0,0]
[2017,{"$f":"IF($C70=\"\",\"\",IF($C70<0,0,IF(AND($C70=1,start_time<1),-(SUM(B144)*output_kgyear*$E70*percnt_var*start_time+SUM(B144)*output_kgyear*$E70*(1-start_time)),IF($C70<=start_time,-SUM(B144)*output_kgyear*$E70*percnt_var,-SUM(B144)*output_kgyear*$E70))))","v":-94441131.730288789},0,0,0,-19850447.517720949,0,0,0,-1711939.3552875,0,0,0,0]
[2018,{"$f":"IF($C71=\"\",\"\",IF($C71<0,0,IF(AND($C71=1,start_time<1),-(SUM(B145)*output_kgyear*$E71*percnt_var*start_time+SUM(B145)*output_kgyear*$E71*(1-start_time)),IF($C71<=start_time,-SUM(B145)*output_kgyear*$E71*percnt_var,-SUM(B145)*output_kgyear*$E71))))","v":-98408123.79837361},0,0,0,-19769160.130865477,0,0,0,-1704928.9805076804,0,0,0,0]
[2019,{"$f":"IF($C72=\"\",\"\",IF($C72<0,0,IF(AND($C72=1,start_time<1),-(SUM(B146)*output_kgyear*$E72*percnt_var*start_time+SUM(B146)*output_kgyear*$E72*(1-start_time)),IF($C72<=start_time,-SUM(B146)*output_kgyear*$E72*percnt_var,-SUM(B146)*output_kgyear*$E72))))","v":-102322921.43005295},0,0,0,-20404504.806890737,0,0,0,-1759722.2819730018,0,0,0,0]
[2020,{"$f":"IF($C73=\"\",\"\",IF($C73<0,0,IF(AND($C73=1,start_time<1),-(SUM(B147)*output_kgyear*$E73*percnt_var*start_time+SUM(B147)*output_kgyear*$E73*(1-start_time)),IF($C73<=start_time,-SUM(B147)*output_kgyear*$E73*percnt_var,-SUM(B147)*output_kgyear*$E73))))","v":-105844548.21853514},0,0,0,-21179039.013070673,0,0,0,-1826519.5462861664,0,0,0,0]
[2021,{"$f":"IF($C74=\"\",\"\",IF($C74<0,0,IF(AND($C74=1,start_time<1),-(SUM(B148)*output_kgyear*$E74*percnt_var*start_time+SUM(B148)*output_kgyear*$E74*(1-start_time)),IF($C74<=start_time,-SUM(B148)*output_kgyear*$E74*percnt_var,-SUM(B148)*output_kgyear*$E74))))","v":-108001044.48880887},0,0,0,-21700304.250908867,0,0,0,-1871474.42573671,0,0,0,0]
[2022,{"$f":"IF($C75=\"\",\"\",IF($C75<0,0,IF(AND($C75=1,start_time<1),-(SUM(B149)*output_kgyear*$E75*percnt_var*start_time+SUM(B149)*output_kgyear*$E75*(1-start_time)),IF($C75<=start_time,-SUM(B149)*output_kgyear*$E75*percnt_var,-SUM(B149)*output_kgyear*$E75))))","v":-110548646.94920032},0,0,0,-22826354.165174834,0,0,0,-1968587.05569274,0,0,0,0]
[2023,{"$f":"IF($C76=\"\",\"\",IF($C76<0,0,IF(AND($C76=1,start_time<1),-(SUM(B150)*output_kgyear*$E76*percnt_var*start_time+SUM(B150)*output_kgyear*$E76*(1-start_time)),IF($C76<=start_time,-SUM(B150)*output_kgyear*$E76*percnt_var,-SUM(B150)*output_kgyear*$E76))))","v":-112967027.99065728},0,0,0,-23333775.252468474,0,0,0,-2012347.9899621196,0,0,0,0]
[2024,{"$f":"IF($C77=\"\",\"\",IF($C77<0,0,IF(AND($C77=1,start_time<1),-(SUM(B151)*output_kgyear*$E77*percnt_var*start_time+SUM(B151)*output_kgyear*$E77*(1-start_time)),IF($C77<=start_time,-SUM(B151)*output_kgyear*$E77*percnt_var,-SUM(B151)*output_kgyear*$E77))))","v":-115124711.8159911},0,0,0,-23714436.645034634,0,0,0,-2045176.9334099079,0,0,0,0]
[2025,{"$f":"IF($C78=\"\",\"\",IF($C78<0,0,IF(AND($C78=1,start_time<1),-(SUM(B152)*output_kgyear*$E78*percnt_var*start_time+SUM(B152)*output_kgyear*$E78*(1-start_time)),IF($C78<=start_time,-SUM(B152)*output_kgyear*$E78*percnt_var,-SUM(B152)*output_kgyear*$E78))))","v":-117242628.23594682},0,0,0,-24745250.484770991,0,0,0,-2134076.2279293039,0,0,0,0]
[2026,{"$f":"IF($C79=\"\",\"\",IF($C79<0,0,IF(AND($C79=1,start_time<1),-(SUM(B153)*output_kgyear*$E79*percnt_var*start_time+SUM(B153)*output_kgyear*$E79*(1-start_time)),IF($C79<=start_time,-SUM(B153)*output_kgyear*$E79*percnt_var,-SUM(B153)*output_kgyear*$E79))))","v":-119392183.04924169},0,0,0,-25471483.078948211,0,0,0,-2196707.8717728308,0,0,0,0]
[2027,{"$f":"IF($C80=\"\",\"\",IF($C80<0,0,IF(AND($C80=1,start_time<1),-(SUM(B154)*output_kgyear*$E80*percnt_var*start_time+SUM(B154)*output_kgyear*$E80*(1-start_time)),IF($C80<=start_time,-SUM(B154)*output_kgyear*$E80*percnt_var,-SUM(B154)*output_kgyear*$E80))))","v":-121275015.49936453},0,0,0,-26104989.373018797,0,0,0,-2251342.6277738526,0,0,0,0]
[2028,{"$f":"IF($C81=\"\",\"\",IF($C81<0,0,IF(AND($C81=1,start_time<1),-(SUM(B155)*output_kgyear*$E81*percnt_var*start_time+SUM(B155)*output_kgyear*$E81*(1-start_time)),IF($C81<=start_time,-SUM(B155)*output_kgyear*$E81*percnt_var,-SUM(B155)*output_kgyear*$E81))))","v":-123062111.56763035},0,0,0,-26773824.418172985,0,0,0,-2309024.2006942001,0,0,0,0]
[2029,{"$f":"IF($C82=\"\",\"\",IF($C82<0,0,IF(AND($C82=1,start_time<1),-(SUM(B156)*output_kgyear*$E82*percnt_var*start_time+SUM(B156)*output_kgyear*$E82*(1-start_time)),IF($C82<=start_time,-SUM(B156)*output_kgyear*$E82*percnt_var,-SUM(B156)*output_kgyear*$E82))))","v":-124781034.47131927},0,0,0,-27420901.597322263,0,0,0,-2364829.3349565463,0,0,0,0]
[2030,{"$f":"IF($C83=\"\",\"\",IF($C83<0,0,IF(AND($C83=1,start_time<1),-(SUM(B157)*output_kgyear*$E83*percnt_var*start_time+SUM(B157)*output_kgyear*$E83*(1-start_time)),IF($C83<=start_time,-SUM(B157)*output_kgyear*$E83*percnt_var,-SUM(B157)*output_kgyear*$E83))))","v":-127013913.85265982},0,0,0,-28039858.743637983,0,0,0,-2418209.3455113899,0,0,0,0]
[2031,{"$f":"IF($C84=\"\",\"\",IF($C84<0,0,IF(AND($C84=1,start_time<1),-(SUM(B158)*output_kgyear*$E84*percnt_var*start_time+SUM(B158)*output_kgyear*$E84*(1-start_time)),IF($C84<=start_time,-SUM(B158)*output_kgyear*$E84*percnt_var,-SUM(B158)*output_kgyear*$E84))))","v":-129466507.23394915},0,0,0,-28608813.406773604,0,0,0,-2467277.0493163895,0,0,0,0]
[2032,{"$f":"IF($C85=\"\",\"\",IF($C85<0,0,IF(AND($C85=1,start_time<1),-(SUM(B159)*output_kgyear*$E85*percnt_var*start_time+SUM(B159)*output_kgyear*$E85*(1-start_time)),IF($C85<=start_time,-SUM(B159)*output_kgyear*$E85*percnt_var,-SUM(B159)*output_kgyear*$E85))))","v":-132115326.46265835},0,0,0,-29085869.935263071,0,0,0,-2508419.2878018883,0,0,0,0]
[2033,{"$f":"IF($C86=\"\",\"\",IF($C86<0,0,IF(AND($C86=1,start_time<1),-(SUM(B160)*output_kgyear*$E86*percnt_var*start_time+SUM(B160)*output_kgyear*$E86*(1-start_time)),IF($C86<=start_time,-SUM(B160)*output_kgyear*$E86*percnt_var,-SUM(B160)*output_kgyear*$E86))))","v":-134948357.96769586},0,0,0,-29532561.790986281,0,0,0,-2546942.8206752045,0,0,0,0]
[2034,{"$f":"IF($C87=\"\",\"\",IF($C87<0,0,IF(AND($C87=1,start_time<1),-(SUM(B161)*output_kgyear*$E87*percnt_var*start_time+SUM(B161)*output_kgyear*$E87*(1-start_time)),IF($C87<=start_time,-SUM(B161)*output_kgyear*$E87*percnt_var,-SUM(B161)*output_kgyear*$E87))))","v":-138214323.67580751},0,0,0,-30006219.344556563,0,0,0,-2587791.925269057,0,0,0,0]
[2035,{"$f":"IF($C88=\"\",\"\",IF($C88<0,0,IF(AND($C88=1,start_time<1),-(SUM(B162)*output_kgyear*$E88*percnt_var*start_time+SUM(B162)*output_kgyear*$E88*(1-start_time)),IF($C88<=start_time,-SUM(B162)*output_kgyear*$E88*percnt_var,-SUM(B162)*output_kgyear*$E88))))","v":-141142693.48797289},0,0,0,-30684456.032325558,0,0,0,-2646284.3132595574,0,0,0,0]
[2036,{"$f":"IF($C89=\"\",\"\",IF($C89<0,0,IF(AND($C89=1,start_time<1),-(SUM(B163)*output_kgyear*$E89*percnt_var*start_time+SUM(B163)*output_kgyear*$E89*(1-start_time)),IF($C89<=start_time,-SUM(B163)*output_kgyear*$E89*percnt_var,-SUM(B163)*output_kgyear*$E89))))","v":-144852096.36814529},0,0,0,-31381146.208133802,0,0,0,-2706368.1642328687,0,0,0,0]
[2037,{"$f":"IF($C90=\"\",\"\",IF($C90<0,0,IF(AND($C90=1,start_time<1),-(SUM(B164)*output_kgyear*$E90*percnt_var*start_time+SUM(B164)*output_kgyear*$E90*(1-start_time)),IF($C90<=start_time,-SUM(B164)*output_kgyear*$E90*percnt_var,-SUM(B164)*output_kgyear*$E90))))","v":-147795171.15804785},0,0,0,-31953210.001238424,0,0,0,-2755704.0051642419,0,0,0,0]
[2038,{"$f":"IF($C91=\"\",\"\",IF($C91<0,0,IF(AND($C91=1,start_time<1),-(SUM(B165)*output_kgyear*$E91*percnt_var*start_time+SUM(B165)*output_kgyear*$E91*(1-start_time)),IF($C91<=start_time,-SUM(B165)*output_kgyear*$E91*percnt_var,-SUM(B165)*output_kgyear*$E91))))","v":-151164766.63353547},0,0,0,-32567553.061372273,0,0,0,-2808686.0883818618,0,0,0,0]
[2039,{"$f":"IF($C92=\"\",\"\",IF($C92<0,0,IF(AND($C92=1,start_time<1),-(SUM(B166)*output_kgyear*$E92*percnt_var*start_time+SUM(B166)*output_kgyear*$E92*(1-start_time)),IF($C92<=start_time,-SUM(B166)*output_kgyear*$E92*percnt_var,-SUM(B166)*output_kgyear*$E92))))","v":-154463508.37827903},0,0,0,-33212020.472980596,0,0,0,-2864266.1514584059,0,0,0,0]
[2040,{"$f":"IF($C93=\"\",\"\",IF($C93<0,0,IF(AND($C93=1,start_time<1),-(SUM(B167)*output_kgyear*$E93*percnt_var*start_time+SUM(B167)*output_kgyear*$E93*(1-start_time)),IF($C93<=start_time,-SUM(B167)*output_kgyear*$E93*percnt_var,-SUM(B167)*output_kgyear*$E93))))","v":-158316740.19416234},0,0,0,-33763695.810949869,0,0,0,-2911843.6542612026,0,0,0,0]
[2041,{"$f":"IF($C94=\"\",\"\",IF($C94<0,0,IF(AND($C94=1,start_time<1),-(SUM(B168)*output_kgyear*$E94*percnt_var*start_time+SUM(B168)*output_kgyear*$E94*(1-start_time)),IF($C94<=start_time,-SUM(B168)*output_kgyear*$E94*percnt_var,-SUM(B168)*output_kgyear*$E94))))","v":-161404674.92941689},0,0,0,-34304022.667681299,0,0,0,-2958442.4430256141,0,0,0,0]
[2042,{"$f":"IF($C95=\"\",\"\",IF($C95<0,0,IF(AND($C95=1,start_time<1),-(SUM(B169)*output_kgyear*$E95*percnt_var*start_time+SUM(B169)*output_kgyear*$E95*(1-start_time)),IF($C95<=start_time,-SUM(B169)*output_kgyear*$E95*percnt_var,-SUM(B169)*output_kgyear*$E95))))","v":-164502343.73986849},0,0,0,-34996342.461739145,0,0,0,-3018149.3841831936,0,0,0,0]
[2043,{"$f":"IF($C96=\"\",\"\",IF($C96<0,0,IF(AND($C96=1,start_time<1),-(SUM(B170)*output_kgyear*$E96*percnt_var*start_time+SUM(B170)*output_kgyear*$E96*(1-start_time)),IF($C96<=start_time,-SUM(B170)*output_kgyear*$E96*percnt_var,-SUM(B170)*output_kgyear*$E96))))","v":-167980722.18207237},0,0,0,-35770103.328111604,0,0,0,-3084879.9542391999,0,0,0,0]
[2044,{"$f":"IF($C97=\"\",\"\",IF($C97<0,0,IF(AND($C97=1,start_time<1),-(SUM(B171)*output_kgyear*$E97*percnt_var*start_time+SUM(B171)*output_kgyear*$E97*(1-start_time)),IF($C97<=start_time,-SUM(B171)*output_kgyear*$E97*percnt_var,-SUM(B171)*output_kgyear*$E97))))","v":-171141482.86568317},0,0,0,-36587073.344048858,0,0,0,-3155336.961373385,0,0,0,0]
["",{"$f":"IF($C98=\"\",\"\",IF($C98<0,0,IF(AND($C98=1,start_time<1),-(SUM(B172)*output_kgyear*$E98*percnt_var*start_time+SUM(B172)*output_kgyear*$E98*(1-start_time)),IF($C98<=start_time,-SUM(B172)*output_kgyear*$E98*percnt_var,-SUM(B172)*output_kgyear*$E98))))","v":""},"","","","","","","","","","","",""]
["",{"$f":"IF($C99=\"\",\"\",IF($C99<0,0,IF(AND($C99=1,start_time<1),-(SUM(B173)*output_kgyear*$E99*percnt_var*start_time+SUM(B173)*output_kgyear*$E99*(1-start_time)),IF($C99<=start_time,-SUM(B173)*output_kgyear*$E99*percnt_var,-SUM(B173)*output_kgyear*$E99))))","v":""},"","","","","","","","","","","",""]
["",{"$f":"IF($C100=\"\",\"\",IF($C100<0,0,IF(AND($C100=1,start_time<1),-(SUM(B174)*output_kgyear*$E100*percnt_var*start_time+SUM(B174)*output_kgyear*$E100*(1-start_time)),IF($C100<=start_time,-SUM(B174)*output_kgyear*$E100*percnt_var,-SUM(B174)*output_kgyear*$E100))))","v":""},"","","","","","","","","","","",""]
["",{"$f":"IF($C101=\"\",\"\",IF($C101<0,0,IF(AND($C101=1,start_time<1),-(SUM(B175)*output_kgyear*$E101*percnt_var*start_time+SUM(B175)*output_kgyear*$E101*(1-start_time)),IF($C101<=start_time,-SUM(B175)*output_kgyear*$E101*percnt_var,-SUM(B175)*output_kgyear*$E101))))","v":""},"","","","","","","","","","","",""]
["",{"$f":"IF($C102=\"\",\"\",IF($C102<0,0,IF(AND($C102=1,start_time<1),-(SUM(B176)*output_kgyear*$E102*percnt_var*start_time+SUM(B176)*output_kgyear*$E102*(1-start_time)),IF($C102<=start_time,-SUM(B176)*output_kgyear*$E102*percnt_var,-SUM(B176)*output_kgyear*$E102))))","v":""},"","","","","","","","","","","",""]
["",{"$f":"IF($C103=\"\",\"\",IF($C103<0,0,IF(AND($C103=1,start_time<1),-(SUM(B177)*output_kgyear*$E103*percnt_var*start_time+SUM(B177)*output_kgyear*$E103*(1-start_time)),IF($C103<=start_time,-SUM(B177)*output_kgyear*$E103*percnt_var,-SUM(B177)*output_kgyear*$E103))))","v":""},"","","","","","","","","","","",""]
["",{"$f":"IF($C104=\"\",\"\",IF($C104<0,0,IF(AND($C104=1,start_time<1),-(SUM(B178)*output_kgyear*$E104*percnt_var*start_time+SUM(B178)*output_kgyear*$E104*(1-start_time)),IF($C104<=start_time,-SUM(B178)*output_kgyear*$E104*percnt_var,-SUM(B178)*output_kgyear*$E104))))","v":""},"","","","","","","","","","","",""]
["",{"$f":"IF($C105=\"\",\"\",IF($C105<0,0,IF(AND($C105=1,start_time<1),-(SUM(B179)*output_kgyear*$E105*percnt_var*start_time+SUM(B179)*output_kgyear*$E105*(1-start_time)),IF($C105<=start_time,-SUM(B179)*output_kgyear*$E105*percnt_var,-SUM(B179)*output_kgyear*$E105))))","v":""},"","","","","","","","","","","",""]
["",{"$f":"IF($C106=\"\",\"\",IF($C106<0,0,IF(AND($C106=1,start_time<1),-(SUM(B180)*output_kgyear*$E106*percnt_var*start_time+SUM(B180)*output_kgyear*$E106*(1-start_time)),IF($C106<=start_time,-SUM(B180)*output_kgyear*$E106*percnt_var,-SUM(B180)*output_kgyear*$E106))))","v":""},"","","","","","","","","","","",""]
["",{"$f":"IF($C107=\"\",\"\",IF($C107<0,0,IF(AND($C107=1,start_time<1),-(SUM(B181)*output_kgyear*$E107*percnt_var*start_time+SUM(B181)*output_kgyear*$E107*(1-start_time)),IF($C107<=start_time,-SUM(B181)*output_kgyear*$E107*percnt_var,-SUM(B181)*output_kgyear*$E107))))","v":""},"","","","","","","","","","","",""]
["",{"$f":"IF($C108=\"\",\"\",IF($C108<0,0,IF(AND($C108=1,start_time<1),-(SUM(B182)*output_kgyear*$E108*percnt_var*start_time+SUM(B182)*output_kgyear*$E108*(1-start_time)),IF($C108<=start_time,-SUM(B182)*output_kgyear*$E108*percnt_var,-SUM(B182)*output_kgyear*$E108))))","v":""},"","","","","","","","","","","",""]
[]
["Discounted value",{"$f":"+B186+NPV($X$59,B187:B228)","v":-857317884.15171587},{"$f":"+C186+NPV($X$59,C187:C228)","v":0},0,0,-179820209.76884544,0,0,0,-15508027.902369617,0,0,0,0]
["Cost per kg H2",{"$f":"-B231/$AE$116*(1+inflation_rate)^construct/INFLATION_FACTOR","v":0.48092254303115112},{"$f":"-C231/$AE$116*(1+inflation_rate)^construct/INFLATION_FACTOR","v":0},0,0,{"$f":"-F231/$AE$116*(1+inflation_rate)^construct/INFLATION_FACTOR","v":0.10087226006721711},0,0,0,8.6994105151384019E-3,0,0,0,0]
["Levelized and escalated cost in startup year",{"$f":"IF(B132>0,B232/B133*(1+inflation_rate)^construct,\"\")","v":5.2475186406653537E-2},{"$f":"IF(C132>0,C232/C133*(1+inflation_rate)^construct,\"\")","v":""},"","",7.8352102677591781E-2,"","","",7.8352102677591753E-2,"","","",""]
[]
[]
[]
[]
[]
[]
[]
[]
[]
[]
[]
[]
[]
[]
[]
[]
[]
[]
[]
[]
[]
[]
[]
[]
[]
[]
[]
[]
[]
[]
[]
[]
[]
[]
[]
[]
[]
[]
[]
[]
[]
[]
[]
[]
[]
["Lookup Electricity Prices in Startup Year"]
["Feed","LHV","Price Table Start Year Column (relative)","Raw Price ($/GJ)","Price in Usage Units"]
[{"$f":"'HyARC Physical Property Data'!A76","v":"Commercial Electricity"},{"$f":"VLOOKUP(A281,MASTER_PROPERTY_TABLE,9,FALSE)","v":3.5999999999999995E-3},{"$f":"MATCH(startup_year,Feedstock_Year,0)","v":19},{"$f":"VLOOKUP(A281,FEEDPRICETABLE,C281,FALSE)","v":29.932211922183079},{"$f":"B281*D281","v":0.10775596291985907}]
[{"$f":"'HyARC Physical Property Data'!A77","v":"Industrial Electricity"},{"$f":"VLOOKUP(A282,MASTER_PROPERTY_TABLE,9,FALSE)","v":3.5999999999999995E-3},{"$f":"MATCH(startup_year,Feedstock_Year,0)+2","v":21},{"$f":"VLOOKUP(A282,FEEDPRICETABLE,C282,FALSE)","v":19.537493744407882},{"$f":"B282*D282","v":7.033497747986836E-2}]

{"sheet":"Energy Feed & Utility Prices","index":11,"n_rows":141,"n_cols":104,"rows_kept":141,"cut":false,"hidden":false,"merged":[]}
[]
[]
[null,null,null,null,null,null,null,null,null,null,null,null,null,null,null,null,null,null,null,null,null,null,null,null,null,null,null,null,null,null,null,null,null,null,null,null,null,null,null,null,null,null,null,null,null,null,null,null,null,null,null,null,null,null,null,null,null,null,null,null,null,null,null,null,null,null,null,null,null,null,null,null,null,null,"Further extrapolated to allow 2040 comission year using GCAM"]
["AEO_2009_Reference_Case",{"$f":"\"Prices are in $(\" & ref_year&\")/GJ LHV\"","v":"Prices are in $(2016)/GJ LHV"},null,null,null,null,null,null,null,null,null,null,null,null,null,null,null,null,null,null,null,null,null,null,null,null,null,null,null,null,null,null,null,"Except as noted,values are extrapolated based on PNNL mini-CAM model (see AEO Data tab)"]
["Year","Source Data Year","Reference year Conversion","Display Units","Use Category","LHV (MJ/kg)","HHV (MJ/kg)",2004,2005,2006,2007,2008,2009,2010,2011,2012,2013,2014,2015,2016,2017,2018,2019,2020,2021,2022,2023,2024,2025,2026,2027,2028,2029,2030,2031,2032,2033,2034,2035,2036,2037,2038,2039,2040,2041,2042,2043,2044,2045,2046,2047,2048,2049,2050,2051,2052,2053,2054,2055,2056,2057,2058,2059,2060,2061,2062,2063,2064,2065,2066,2067,2068,2069,2070,{"$f":"+BV5+1","v":2071},{"$f":"+BW5+1","v":2072},{"$f":"+BX5+1","v":2073},{"$f":"+BY5+1","v":2074},{"$f":"+BZ5+1","v":2075},{"$f":"+CA5+1","v":2076},{"$f":"+CB5+1","v":2077},{"$f":"+CC5+1","v":2078},{"$f":"+CD5+1","v":2079},{"$f":"+CE5+1","v":2080},{"$f":"+CF5+1","v":2081},{"$f":"+CG5+1","v":2082},{"$f":"+CH5+1","v":2083},{"$f":"+CI5+1","v":2084},{"$f":"+CJ5+1","v":2085},{"$f":"+CK5+1","v":2086},{"$f":"+CL5+1","v":2087},{"$f":"+CM5+1","v":2088},{"$f":"+CN5+1","v":2089},{"$f":"+CO5+1","v":2090},{"$f":"+CP5+1","v":2091},{"$f":"+CQ5+1","v":2092},{"$f":"+CR5+1","v":2093},{"$f":"+CS5+1","v":2094},{"$f":"+CT5+1","v":2095},{"$f":"+CU5+1","v":2096},{"$f":"+CV5+1","v":2097},{"$f":"+CW5+1","v":2098},{"$f":"+CX5+1","v":2099},{"$f":"+CY5+1","v":2100}]
["Feedstock Type"]
[{"$f":"'HyARC Physical Property Data'!A73","v":"Residential Natural Gas"},2007,{"$f":"VLOOKUP(ref_year,DeflatorTable,2,FALSE)/VLOOKUP(B7,DeflatorTable,2,FALSE)","v":1.1446359956438654},{"$f":"'HyARC Physical Property Data'!H73","v":"mmBtu"},"Feed Utility",{"$f":"'HyARC Physical Property Data'!$E$6","v":47.141269049911173},{"$f":"'HyARC Physical Property Data'!$I$6","v":52.224661236371581},{"$f":"((13.7000589370728/(mmBTU_to_GJ))*($C$7))*($G$7/$F$7)","v":16.46689578317423},{"$f":"((13.7000589370728/(mmBTU_to_GJ))*($C$7))*($G$7/$F$7)","v":16.46689578317423},{"$f":"((13.7000589370728/(mmBTU_to_GJ))*($C$7))*($G$7/$F$7)","v":16.46689578317423},{"$f":"((12.6911582946777/(mmBTU_to_GJ))*($C$7))*($G$7/$F$7)","v":15.254239559561855},{"$f":"((12.9778490066528/(mmBTU_to_GJ))*($C$7))*($G$7/$F$7)","v":15.59882976152975},{"$f":"((10.7176141738892/(mmBTU_to_GJ))*($C$7))*($G$7/$F$7)","v":12.882122365775233},{"$f":"((11.192774772644/(mmBTU_to_GJ))*($C$7))*($G$7/$F$7)","v":13.453245460639653},{"$f":"((11.4872808456421/(mmBTU_to_GJ))*($C$7))*($G$7/$F$7)","v":13.807229398507864},{"$f":"((11.3991556167603/(mmBTU_to_GJ))*($C$7))*($G$7/$F$7)","v":13.701306572443364},{"$f":"((11.3077983856201/(mmBTU_to_GJ))*($C$7))*($G$7/$F$7)","v":13.591499015327374},{"$f":"((11.2896461486816/(mmBTU_to_GJ))*($C$7))*($G$7/$F$7)","v":13.569680788466401},{"$f":"((11.3454151153564/(mmBTU_to_GJ))*($C$7))*($G$7/$F$7)","v":13.636712745510335},{"$f":"((11.5382986068726/(mmBTU_to_GJ))*($C$7))*($G$7/$F$7)","v":13.868550606039326},{"$f":"((11.7583208084106/(mmBTU_to_GJ))*($C$7))*($G$7/$F$7)","v":14.133008056868725},{"$f":"((11.9751005172729/(mmBTU_to_GJ))*($C$7))*($G$7/$F$7)","v":14.393568167605377},{"$f":"((12.23952293396/(mmBTU_to_GJ))*($C$7))*($G$7/$F$7)","v":14.711392813347514},{"$f":"((12.557071685791/(mmBTU_to_GJ))*($C$7))*($G$7/$F$7)","v":15.093073083957748},{"$f":"((12.7957820892334/(mmBTU_to_GJ))*($C$7))*($G$7/$F$7)","v":15.379992969040035},{"$f":"((12.8716516494751/(mmBTU_to_GJ))*($C$7))*($G$7/$F$7)","v":15.471184995830123},{"$f":"((12.6602811813354/(mmBTU_to_GJ))*($C$7))*($G$7/$F$7)","v":15.217126565389467},{"$f":"((12.6240320205688/(mmBTU_to_GJ))*($C$7))*($G$7/$F$7)","v":15.173556595704456},{"$f":"((12.5992183685303/(mmBTU_to_GJ))*($C$7))*($G$7/$F$7)","v":15.143731627505801},{"$f":"((12.7868556976318/(mmBTU_to_GJ))*($C$7))*($G$7/$F$7)","v":15.369263821019688},{"$f":"((13.07555103302/(mmBTU_to_GJ))*($C$7))*($G$7/$F$7)","v":15.716263496186178},{"$f":"((13.407883644104/(mmBTU_to_GJ))*($C$7))*($G$7/$F$7)","v":16.115713345066876},{"$f":"((13.6725673675537/(mmBTU_to_GJ))*($C$7))*($G$7/$F$7)","v":16.433852070569323},{"$f":"((13.9620389938354/(mmBTU_to_GJ))*($C$7))*($G$7/$F$7)","v":16.781784814805029},{"$f":"($BB7-$AH7)/20+AH7","v":16.924252919684925},{"$f":"($BB7-$AH7)/20+AI7","v":17.066721024564821},17.209189129444717,17.351657234324612,17.494125339204508,17.636593444084404,17.7790615489643,17.921529653844196,18.063997758724092,18.206465863603988,18.348933968483884,18.49140207336378,18.633870178243676,18.776338283123572,18.918806388003468,19.061274492883364,19.203742597763259,{"$f":"($BB7-$AH7)/20+AY7","v":19.346210702643155},19.488678807523051,{"$f":"1.16978897829057*AH7","v":19.631146912402976},{"$f":"($BQ7-$BB7)/15+BB7","v":19.82552968566489},{"$f":"($BQ7-$BB7)/15+BC7","v":20.019912458926804},20.214295232188718,20.408678005450632,20.603060778712546,20.79744355197446,20.991826325236374,21.186209098498288,21.380591871760203,21.574974645022117,21.769357418284031,21.963740191545945,22.158122964807859,22.352505738069773,{"$f":"1.14852629914794*BB7","v":22.546888511331698},{"$f":"($BV7-$BQ7)/5+BQ7","v":22.770142238524333},{"$f":"($BV7-$BQ7)/5+BR7","v":22.993395965716967},{"$f":"($BV7-$BQ7)/5+BS7","v":23.216649692909602},{"$f":"($BV7-$BQ7)/5+BT7","v":23.439903420102237},{"$f":"1.04950876638265*BQ7","v":23.663157147294871},{"$f":"+BV7*BW$133/BV$133","v":23.741725786947789},{"$f":"+BW7*BX$133/BW$133","v":23.820555297586708},23.899646545380008,23.979000399372005,24.058617731492493,24.109957095304743,24.1614060136353,24.212964720265646,24.264633449476126,24.316412436047038,24.333224744531737,24.350048677005677,24.366884241505659,24.383731446074034,24.400590298758722,24.406304701449077,24.41202044240206,24.41773752193108,24.423455940349619,24.429175697971235,24.437844539812179,24.446516457844467,24.455191453159703,24.463869526849884,24.472550680007387,24.485911011470357,24.499278636756479,24.512653559847685,24.526035784728073,24.539425315383912]
[{"$f":"'HyARC Physical Property Data'!A71","v":"Commercial Natural Gas"},2007,{"$f":"VLOOKUP(ref_year,DeflatorTable,2,FALSE)/VLOOKUP(B8,DeflatorTable,2,FALSE)","v":1.1446359956438654},{"$f":"'HyARC Physical Property Data'!H71","v":"mmBtu"},"Feed Utility",{"$f":"'HyARC Physical Property Data'!$E$6","v":47.141269049911173},{"$f":"'HyARC Physical Property Data'!$I$6","v":52.224661236371581},{"$f":"((11.8960943222046/(mmBTU_to_GJ))*($C$8))*($G$8/$F$8)","v":14.298606037413785},{"$f":"((11.8960943222046/(mmBTU_to_GJ))*($C$8))*($G$8/$F$8)","v":14.298606037413785},{"$f":"((11.8960943222046/(mmBTU_to_GJ))*($C$8))*($G$8/$F$8)","v":14.298606037413785},{"$f":"((10.9898433685303/(mmBTU_to_GJ))*($C$8))*($G$8/$F$8)","v":13.209330430929022},{"$f":"((11.3387994766235/(mmBTU_to_GJ))*($C$8))*($G$8/$F$8)","v":13.628761025444446},{"$f":"((8.90759468078613/(mmBTU_to_GJ))*($C$8))*($G$8/$F$8)","v":10.706554910529642},{"$f":"((9.46560573577881/(mmBTU_to_GJ))*($C$8))*($G$8/$F$8)","v":11.377260776148852},{"$f":"((9.74632167816162/(mmBTU_to_GJ))*($C$8))*($G$8/$F$8)","v":11.714669555857421},{"$f":"((9.72109222412109/(mmBTU_to_GJ))*($C$8))*($G$8/$F$8)","v":11.684344811105591},{"$f":"((9.67193412780762/(mmBTU_to_GJ))*($C$8))*($G$8/$F$8)","v":11.625258842745071},{"$f":"((9.71388721466064/(mmBTU_to_GJ))*($C$8))*($G$8/$F$8)","v":11.675684692163989},{"$f":"((9.83065605163574/(mmBTU_to_GJ))*($C$8))*($G$8/$F$8)","v":11.816035932842832},{"$f":"((10.0382099151611/(mmBTU_to_GJ))*($C$8))*($G$8/$F$8)","v":12.065506964738809},{"$f":"((10.2545003890991/(mmBTU_to_GJ))*($C$8))*($G$8/$F$8)","v":12.32547903563206},{"$f":"((10.476261138916/(mmBTU_to_GJ))*($C$8))*($G$8/$F$8)","v":12.592026148517233},{"$f":"((10.746561050415/(mmBTU_to_GJ))*($C$8))*($G$8/$F$8)","v":12.916915296315764},{"$f":"((11.0803880691528/(mmBTU_to_GJ))*($C$8))*($G$8/$F$8)","v":13.318161360468658},{"$f":"((11.3143692016602/(mmBTU_to_GJ))*($C$8))*($G$8/$F$8)","v":13.599396860397949},{"$f":"((11.4017143249512/(mmBTU_to_GJ))*($C$8))*($G$8/$F$8)","v":13.704382032287196},{"$f":"((11.2125005722046/(mmBTU_to_GJ))*($C$8))*($G$8/$F$8)","v":13.476955043722189},{"$f":"((11.1975994110107/(mmBTU_to_GJ))*($C$8))*($G$8/$F$8)","v":13.459044473442507},{"$f":"((11.159740447998/(mmBTU_to_GJ))*($C$8))*($G$8/$F$8)","v":13.413539589029041},{"$f":"((11.3503875732422/(mmBTU_to_GJ))*($C$8))*($G$8/$F$8)","v":13.642689431170433},{"$f":"((11.6409521102905/(mmBTU_to_GJ))*($C$8))*($G$8/$F$8)","v":13.99193580827273},{"$f":"((11.9785671234131/(mmBTU_to_GJ))*($C$8))*($G$8/$F$8)","v":14.397734882675305},{"$f":"((12.2332496643066/(mmBTU_to_GJ))*($C$8))*($G$8/$F$8)","v":14.703852606544261},{"$f":"((12.5188312530518/(mmBTU_to_GJ))*($C$8))*($G$8/$F$8)","v":15.0471096889452},{"$f":"($BB8-$AH8)/20+AH8","v":15.174851357960808},15.302593026976416,15.430334695992023,15.558076365007631,15.685818034023239,15.813559703038846,15.941301372054454,16.06904304107006,16.196784710085666,16.324526379101272,16.452268048116878,16.580009717132484,16.70775138614809,16.835493055163695,16.963234724179301,17.090976393194907,17.218718062210513,17.346459731226119,17.474201400241725,{"$f":"1.16978897829057*AH8","v":17.601943069257342},{"$f":"($BQ8-$BB8)/15+BB8","v":17.776233166716644},17.950523264175946,18.124813361635248,18.29910345909455,18.473393556553852,18.647683654013154,18.821973751472456,18.996263848931758,19.17055394639106,19.344844043850362,19.519134141309664,19.693424238768966,19.867714336228268,20.04200443368757,{"$f":"1.14852629914794*BB8","v":20.216294531146865},{"$f":"($BV8-$BQ8)/5+BQ8","v":20.416471291759944},20.616648052373023,20.816824812986102,21.017001573599181,{"$f":"1.04950876638265*BQ8","v":21.217178334212257},{"$f":"+BV8*BW$134/BV$134","v":21.287625604989181},{"$f":"+BW8*BX$134/BW$134","v":21.358306781419426},21.429222640138541,21.500373960360729,21.571761523887421,21.617794115007417,21.663924936373601,21.710154197602268,21.756482108757027,21.802908880349733,21.817983358582254,21.833068259272402,21.848163589626239,21.863269356854815,21.878385568174153,21.883509292798049,21.888634217352987,21.893760342119982,21.898887667380112,21.904016193414524,21.911788967019731,21.919564498841009,21.927342789857128,21.935123841047208,21.942907653390712,21.954886973541843,21.966872833578826,21.978865237071986,21.990864187593605,22.002869688717904]
[{"$f":"'HyARC Physical Property Data'!A72","v":"Industrial Natural Gas"},2007,{"$f":"VLOOKUP(ref_year,DeflatorTable,2,FALSE)/VLOOKUP(B9,DeflatorTable,2,FALSE)","v":1.1446359956438654},{"$f":"'HyARC Physical Property Data'!H72","v":"mmBtu"},"Feed Utility",{"$f":"'HyARC Physical Property Data'!$E$6","v":47.141269049911173},{"$f":"'HyARC Physical Property Data'!$I$6","v":52.224661236371581},{"$f":"((7.95407009124756/(mmBTU_to_GJ))*($C$9))*($G$9/$F$9)","v":9.5604583780441796},{"$f":"((7.95407009124756/(mmBTU_to_GJ))*($C$9))*($G$9/$F$9)","v":9.5604583780441796},{"$f":"((7.95407009124756/(mmBTU_to_GJ))*($C$9))*($G$9/$F$9)","v":9.5604583780441796},{"$f":"((7.51525163650513/(mmBTU_to_GJ))*($C$9))*($G$9/$F$9)","v":9.0330170148232209},{"$f":"((8.80127239227294/(mmBTU_to_GJ))*($C$9))*($G$9/$F$9)","v":10.578759982608744},{"$f":"((4.84856796264648/(mmBTU_to_GJ))*($C$9))*($G$9/$F$9)","v":5.8277751727392237},{"$f":"((5.49891996383666/(mmBTU_to_GJ))*($C$9))*($G$9/$F$9)","v":6.6094709796819098},{"$f":"((5.82616424560547/(mmBTU_to_GJ))*($C$9))*($G$9/$F$9)","v":7.002804870308081},{"$f":"((5.87778615951538/(mmBTU_to_GJ))*($C$9))*($G$9/$F$9)","v":7.0648522440009209},{"$f":"((5.95383930206299/(mmBTU_to_GJ))*($C$9))*($G$9/$F$9)","v":7.1562649290168574},{"$f":"((6.10985708236694/(mmBTU_to_GJ))*($C$9))*($G$9/$F$9)","v":7.3437917521048339},{"$f":"((6.32948446273804/(mmBTU_to_GJ))*($C$9))*($G$9/$F$9)","v":7.6077746444642154},{"$f":"((6.51258134841919/(mmBTU_to_GJ))*($C$9))*($G$9/$F$9)","v":7.8278494155716949},{"$f":"((6.70273017883301/(mmBTU_to_GJ))*($C$9))*($G$9/$F$9)","v":8.0564003282428658},{"$f":"((6.89887094497681/(mmBTU_to_GJ))*($C$9))*($G$9/$F$9)","v":8.2921532961503175},{"$f":"((7.15282821655273/(mmBTU_to_GJ))*($C$9))*($G$9/$F$9)","v":8.5973992767426797},{"$f":"((7.46860218048096/(mmBTU_to_GJ))*($C$9))*($G$9/$F$9)","v":8.9769463267904062},{"$f":"((7.67867755889893/(mmBTU_to_GJ))*($C$9))*($G$9/$F$9)","v":9.2294481137468605},{"$f":"((7.75380706787109/(mmBTU_to_GJ))*($C$9))*($G$9/$F$9)","v":9.3197506299745712},{"$f":"((7.55847835540771/(mmBTU_to_GJ))*($C$9))*($G$9/$F$9)","v":9.084973716505079},{"$f":"((7.54617786407471/(mmBTU_to_GJ))*($C$9))*($G$9/$F$9)","v":9.0701890422352296},{"$f":"((7.45927095413208/(mmBTU_to_GJ))*($C$9))*($G$9/$F$9)","v":8.9657305843967432},{"$f":"((7.60022306442261/(mmBTU_to_GJ))*($C$9))*($G$9/$F$9)","v":9.1351491045092246},{"$f":"((7.85960483551025/(mmBTU_to_GJ))*($C$9))*($G$9/$F$9)","v":9.4469151058216188},{"$f":"((8.19417572021484/(mmBTU_to_GJ))*($C$9))*($G$9/$F$9)","v":9.8490552656428605},{"$f":"((8.42161273956299/(mmBTU_to_GJ))*($C$9))*($G$9/$F$9)","v":10.122425016243508},{"$f":"((8.69355010986328/(mmBTU_to_GJ))*($C$9))*($G$9/$F$9)","v":10.449282320788951},{"$f":"($BB9-$AH9)/20+AH9","v":10.537990969244774},10.626699617700597,10.71540826615642,10.804116914612242,10.892825563068065,10.981534211523888,11.070242859979711,11.158951508435534,11.247660156891357,11.336368805347179,11.425077453803002,11.513786102258825,11.602494750714648,11.691203399170471,11.779912047626294,11.868620696082116,11.957329344537939,12.046037992993762,12.134746641449585,{"$f":"1.16978897829057*AH9","v":12.223455289905422},12.344488928372753,12.465522566840084,12.586556205307415,12.707589843774747,12.828623482242078,12.949657120709409,13.07069075917674,13.191724397644071,13.312758036111402,13.433791674578734,13.554825313046065,13.675858951513396,13.796892589980727,13.917926228448058,{"$f":"1.14852629914794*BB9","v":14.038959866915382},14.177970183776685,14.316980500637987,14.455990817499289,14.595001134360592,{"$f":"1.04950876638265*BQ9","v":14.734011451221894},{"$f":"+BV9*BW$135/BV$135","v":14.78293270163439},{"$f":"+BW9*BX$135/BW$135","v":14.832016384983078},14.881263040593069,14.93067320958019,14.980247434856935,15.012214207912603,15.044249195768062,15.076352543988799,15.10852439845093,15.140764905341857,15.151233193414877,15.16170871923684,15.172191487811906,15.182681504147698,15.193178773255301,15.196736881505712,15.200295823033644,15.20385559803424,15.207416206702694,15.210977649234243,15.216375357332034,15.221774980839431,15.22717652043613,15.232579976802066,15.237985350617416,15.246304243804076,15.254627678534927,15.262955657289339,15.271288182548037,15.279625256793102]
[{"$f":"'HyARC Physical Property Data'!A74","v":"Electric Utility Natural Gas"},2007,1.1446359956438654,{"$f":"'HyARC Physical Property Data'!H74","v":"mmBtu"},"Feed Utility",{"$f":"'HyARC Physical Property Data'!$E$6","v":47.141269049911173},{"$f":"'HyARC Physical Property Data'!$I$6","v":52.224661236371581},{"$f":"((7.05463790893555/(mmBTU_to_GJ))*($C$10))*($G$10/$F$10)","v":8.4793786485193543},{"$f":"((7.05463790893555/(mmBTU_to_GJ))*($C$10))*($G$10/$F$10)","v":8.4793786485193543},{"$f":"((7.05463790893555/(mmBTU_to_GJ))*($C$10))*($G$10/$F$10)","v":8.4793786485193543},{"$f":"((7.01915979385375/(mmBTU_to_GJ))*($C$10))*($G$10/$F$10)","v":8.4367354433828741},{"$f":"((8.87161254882813/(mmBTU_to_GJ))*($C$10))*($G$10/$F$10)","v":10.663305898264051},{"$f":"((4.55562210083008/(mmBTU_to_GJ))*($C$10))*($G$10/$F$10)","v":5.4756665432216405},{"$f":"((5.12931346893311/(mmBTU_to_GJ))*($C$10))*($G$10/$F$10)","v":6.1652194870192449},{"$f":"((5.45354604721069/(mmBTU_to_GJ))*($C$10))*($G$10/$F$10)","v":6.5549334364650393},{"$f":"((5.51876354217529/(mmBTU_to_GJ))*($C$10))*($G$10/$F$10)","v":6.6333221279118835},{"$f":"((5.53977298736572/(mmBTU_to_GJ))*($C$10))*($G$10/$F$10)","v":6.6585745991605227},{"$f":"((5.68350362777709/(mmBTU_to_GJ))*($C$10))*($G$10/$F$10)","v":6.8313327958496117},{"$f":"((5.8920464515686/(mmBTU_to_GJ))*($C$10))*($G$10/$F$10)","v":7.0819925164739512},{"$f":"((6.08193254470825/(mmBTU_to_GJ))*($C$10))*($G$10/$F$10)","v":7.3102276299699529},{"$f":"((6.26939964294434/(mmBTU_to_GJ))*($C$10))*($G$10/$F$10)","v":7.5355552131290491},{"$f":"((6.47751331329346/(mmBTU_to_GJ))*($C$10))*($G$10/$F$10)","v":7.785699109329328},{"$f":"((6.73541975021362/(mmBTU_to_GJ))*($C$10))*($G$10/$F$10)","v":8.0956918208994786},{"$f":"((7.02784395217896/(mmBTU_to_GJ))*($C$10))*($G$10/$F$10)","v":8.4471734371727294},{"$f":"((7.25390911102295/(mmBTU_to_GJ))*($C$10))*($G$10/$F$10)","v":8.7188942690311428},{"$f":"((7.3283839225769/(mmBTU_to_GJ))*($C$10))*($G$10/$F$10)","v":8.8084098664430517},{"$f":"((7.15062761306763/(mmBTU_to_GJ))*($C$10))*($G$10/$F$10)","v":8.5947542437237932},{"$f":"((7.19241189956665/(mmBTU_to_GJ))*($C$10))*($G$10/$F$10)","v":8.6449772022025897},{"$f":"((7.13988399505615/(mmBTU_to_GJ))*($C$10))*($G$10/$F$10)","v":8.5818408658367442},{"$f":"((7.28062534332275/(mmBTU_to_GJ))*($C$10))*($G$10/$F$10)","v":8.7510060588431848},{"$f":"((7.5354790687561/(mmBTU_to_GJ))*($C$10))*($G$10/$F$10)","v":9.0573295393435789},{"$f":"((7.86007928848267/(mmBTU_to_GJ))*($C$10))*($G$10/$F$10)","v":9.44748537837933},{"$f":"((8.07421207427979/(mmBTU_to_GJ))*($C$10))*($G$10/$F$10)","v":9.7048639986960801},{"$f":"((8.33951759338379/(mmBTU_to_GJ))*($C$10))*($G$10/$F$10)","v":10.023750096475156},{"$f":"($BB10-$AH10)/20+AH10","v":10.108846210851182},10.193942325227207,10.279038439603232,10.364134553979257,10.449230668355282,10.534326782731307,10.619422897107333,10.704519011483358,10.789615125859383,10.874711240235408,10.959807354611433,11.044903468987458,11.129999583363483,11.215095697739509,11.300191812115534,11.385287926491559,11.470384040867584,11.555480155243609,11.640576269619634,{"$f":"1.16978897829057*AH10","v":11.725672383995676},11.841777098943414,11.957881813891152,12.073986528838891,12.190091243786629,12.306195958734367,12.422300673682106,12.538405388629844,12.654510103577582,12.770614818525321,12.886719533473059,13.002824248420797,13.118928963368536,13.235033678316274,13.351138393264012,{"$f":"1.14852629914794*BB10","v":13.467243108211756},13.600592426784317,13.733941745356878,13.867291063929439,14.000640382502,{"$f":"1.04950876638265*BQ10","v":14.133989701074563},{"$f":"+BV10*BW$136/BV$136","v":14.180918702845942},{"$f":"+BW10*BX$136/BW$136","v":14.22800352270222},14.275244678005262,14.322642687834716,14.370198072993734,14.400863044487831,14.431593452830604,14.46238943765959,14.493251138910308,14.524178696816882,14.534220678683244,14.54426960355147,14.554325476221939,14.564388301498344,14.574458084187699,14.577871293518578,14.581285302192933,14.584700110397959,14.5881157183209,14.591532126149042,14.596710020228747,14.601889751715715,14.607071321261961,14.61225472951973,14.617439977141501,14.625420095184293,14.633404569823321,14.641393403436986,14.649386598404989,14.65738415710833]
[{"$f":"'HyARC Physical Property Data'!A75","v":"Bio Methane"},2007,1.1446359956438654,{"$f":"'HyARC Physical Property Data'!H75","v":"mmBtu"},"Feed Utility",{"$f":"'HyARC Physical Property Data'!$E$6","v":47.141269049911173},{"$f":"'HyARC Physical Property Data'!$I$6","v":52.224661236371581},{"$f":"13.11*($C$11/mmBTU_to_GJ)","v":14.223865310797228},14.223865310797228,14.223865310797228,14.223865310797228,14.223865310797228,14.223865310797228,14.223865310797228,14.223865310797228,14.223865310797228,14.223865310797228,14.223865310797228,14.223865310797228,14.223865310797228,14.223865310797228,14.223865310797228,14.223865310797228,14.223865310797228,14.223865310797228,14.223865310797228,14.223865310797228,14.223865310797228,14.223865310797228,14.223865310797228,14.223865310797228,14.223865310797228,14.223865310797228,14.223865310797228,14.223865310797228,14.223865310797228,14.223865310797228,14.223865310797228,14.223865310797228,{"$f":"13.11*($C$11/mmBTU_to_GJ)","v":14.223865310797228},14.223865310797228,14.223865310797228,14.223865310797228,14.223865310797228,14.223865310797228,14.223865310797228,14.223865310797228,14.223865310797228,14.223865310797228,14.223865310797228,14.223865310797228,14.223865310797228,14.223865310797228,14.223865310797228,14.223865310797228,14.223865310797228,14.223865310797228,14.223865310797228,14.223865310797228,14.223865310797228,14.223865310797228,14.223865310797228,14.223865310797228,14.223865310797228,14.223865310797228,14.223865310797228,14.223865310797228,14.223865310797228,14.223865310797228,14.223865310797228,14.223865310797228,14.223865310797228,14.223865310797228,14.223865310797228,{"$f":"+BV11*BW$136/BV$136","v":14.271092726019944},{"$f":"+BW11*BX$136/BW$136","v":14.318476950147966},14.366018503832969,14.413717909455341,14.461575691129934,14.49243565590395,14.523361473628309,14.554353284828478,14.585411230329802,14.616535451258134,14.626641288360148,14.636754112613382,14.646873928848736,14.657000741900452,14.667134556606111,14.670569469948116,14.674005187716483,14.6774417100996,14.6808790372859,14.684317169463862,14.689527988881515,14.69474065739019,14.699955175646044,14.705171544305472,14.710389764025104,14.718420626266095,14.726455872806168,14.734495506038849,14.74253952835897,14.750587942162673]
[{"$f":"'HyARC Physical Property Data'!A85","v":"Woody Biomass"},2005,{"$f":"VLOOKUP(ref_year,DeflatorTable,2,FALSE)/VLOOKUP(B12,DeflatorTable,2,FALSE)","v":1.2112501494873942},{"$f":"+'HyARC Physical Property Data'!$H$85","v":"kg"},"Feed",{"$f":"'HyARC Physical Property Data'!$E$45","v":19.551069237418005},{"$f":"'HyARC Physical Property Data'!$I$45","v":20.588656379262464},{"$f":"1.27*($C$12)","v":1.5382876898489906},1.5382876898489906,1.5382876898489906,1.5382876898489906,1.5382876898489906,1.5382876898489906,1.5382876898489906,1.5382876898489906,{"$f":"1.28*($C$12)","v":1.5504001913438645},{"$f":"1.32*($C$12)","v":1.5988501973233604},{"$f":"1.32*($C$12)","v":1.5988501973233604},{"$f":"1.34*($C$12)","v":1.6230752003131084},{"$f":"1.34*($C$12)","v":1.6230752003131084},{"$f":"1.36*($C$12)","v":1.6473002033028561},{"$f":"1.36*($C$12)","v":1.6473002033028561},{"$f":"1.38*($C$12)","v":1.6715252062926038},{"$f":"1.4*($C$12)","v":1.6957502092823518},{"$f":"1.46*($C$12)","v":1.7684252182515954},{"$f":"1.48*($C$12)","v":1.7926502212413433},{"$f":"1.48*($C$12)","v":1.7926502212413433},{"$f":"1.51*($C$12)","v":1.8289877257259652},{"$f":"1.52*($C$12)","v":1.8411002272208392},{"$f":"1.62*($C$12)","v":1.9622252421695787},{"$f":"1.72*($C$12)","v":2.083350257118318},{"$f":"1.82*($C$12)","v":2.2044752720670573},{"$f":"1.91*($C$12)","v":2.3134877855209228},{"$f":"2.01*($C$12)","v":2.4346128004696621},{"$f":"2.11*($C$12)","v":2.5557378154184014},{"$f":"2.2*($C$12)","v":2.6647503288722674},{"$f":"2.3*($C$12)","v":2.7858753438210062},{"$f":"2.4*($C$12)","v":2.9070003587697459},{"$f":"2.5*($C$12)","v":3.0281253737184857},{"$f":"2.57*($C$12)","v":3.1129128841826028},{"$f":"2.64*($C$12)","v":3.1977003946467208},{"$f":"2.71*($C$12)","v":3.282487905110838},{"$f":"2.78*($C$12)","v":3.3672754155749556},{"$f":"2.85*($C$12)","v":3.4520629260390736},{"$f":"2.92*($C$12)","v":3.5368504365031908},{"$f":"2.99*($C$12)","v":3.6216379469673088},{"$f":"3.07*($C$12)","v":3.7185379589263001},{"$f":"3.14*($C$12)","v":3.8033254693904177},{"$f":"3.21*($C$12)","v":3.8881129798545353},{"$f":"3.28*($C$12)","v":3.9729004903186529},{"$f":"3.35*($C$12)","v":4.0576880007827709},{"$f":"3.42*($C$12)","v":4.1424755112468876},{"$f":"3.49*($C$12)","v":4.2272630217110061},{"$f":"3.56*($C$12)","v":4.3120505321751237},{"$f":"3.64*($C$12)","v":4.4089505441341146},{"$f":"3.71*($C$12)","v":4.4937380545982322},{"$f":"3.78*($C$12)","v":4.5785255650623498},{"$f":"3.85*($C$12)","v":4.6633130755264673},{"$f":"3.92*($C$12)","v":4.7481005859905849},{"$f":"3.99*($C$12)","v":4.8328880964547034},{"$f":"4.06*($C$12)","v":4.9176756069188201},{"$f":"4.14*($C$12)","v":5.0145756188778119},{"$f":"4.21*($C$12)","v":5.0993631293419295},{"$f":"4.28*($C$12)","v":5.1841506398060471},{"$f":"4.35*($C$12)","v":5.2689381502701647},{"$f":"4.42*($C$12)","v":5.3537256607342822},{"$f":"4.49*($C$12)","v":5.4385131711983998},{"$f":"4.56*($C$12)","v":5.5233006816625174},{"$f":"4.63*($C$12)","v":5.608088192126635},{"$f":"4.71*($C$12)","v":5.7049882040856268},{"$f":"4.78*($C$12)","v":5.7897757145497444},{"$f":"4.85*($C$12)","v":5.8745632250138611},{"$f":"4.92*($C$12)","v":5.9593507354779796},{"$f":"4.99*($C$12)","v":6.0441382459420971},{"$f":"+BV12*BW$137/BV$137","v":6.0586659764672328},{"$f":"+BW12*BX$137/BW$137","v":6.0732286259412112},6.0878262782954495,6.1024590176630999,6.1171269283795393,6.1299667153690152,6.1428334529403346,6.155727197662495,6.1686480062232301,6.18159593542926,6.197524392005751,6.2134938923080965,6.229504542095909,6.245556447401321,6.2616497145296828,6.2750522655841658,6.2884835037072264,6.3019434903011975,6.3154322868998385,6.3289499551686168,6.3413225489579119,6.3537193301840116,6.3661403461314299,6.3785856441771198,6.3910552717906537,6.4057772391562917,6.4205331189689208,6.4353229893467718,6.4501469285880244,6.4650050151712186]
[{"$f":"'HyARC Physical Property Data'!A86","v":"Woody Biomass B2A"},2007,{"$f":"VLOOKUP(ref_year,DeflatorTable,2,FALSE)/VLOOKUP(B13,DeflatorTable,2,FALSE)","v":1.1446359956438654},{"$f":"+'HyARC Physical Property Data'!$H$86","v":"kg"},"Feed",{"$f":"'HyARC Physical Property Data'!$E$45","v":19.551069237418005},{"$f":"'HyARC Physical Property Data'!$I$45","v":20.588656379262464},{"$f":"3.80872262322035*($C$13)","v":4.3596010119611401},{"$f":"3.80872262322035*($C$13)","v":4.3596010119611401},{"$f":"3.80872262322035*($C$13)","v":4.3596010119611401},{"$f":"3.80872262322035*($C$13)","v":4.3596010119611401},{"$f":"3.58036841709093*($C$13)","v":4.0982185678687273},{"$f":"3.28153451771169*($C$13)","v":3.756162529920632},{"$f":"3.05599949931226*($C$13)","v":3.498007029582443},{"$f":"2.9206784882726*($C$13)","v":3.3431137293795268},{"$f":"2.85865635821276*($C$13)","v":3.2721209667865292},3.2721209667865292,3.2721209667865292,3.2721209667865292,3.2721209667865292,3.2721209667865292,3.2721209667865292,3.2721209667865292,3.2721209667865292,3.2721209667865292,3.2721209667865292,3.2721209667865292,3.2721209667865292,3.2721209667865292,3.2721209667865292,3.2721209667865292,3.2721209667865292,3.2721209667865292,3.2721209667865292,3.2721209667865292,3.2721209667865292,3.2721209667865292,3.2721209667865292,3.2721209667865292,3.2721209667865292,3.2721209667865292,3.2721209667865292,3.2721209667865292,3.2721209667865292,3.2721209667865292,3.2721209667865292,3.2721209667865292,3.2721209667865292,3.2721209667865292,3.2721209667865292,3.2721209667865292,3.2721209667865292,3.2721209667865292,3.2721209667865292,3.2721209667865292,3.2721209667865292,3.2721209667865292,3.2721209667865292,3.2721209667865292,3.2721209667865292,3.2721209667865292,3.2721209667865292,3.2721209667865292,3.2721209667865292,3.2721209667865292,3.2721209667865292,3.2721209667865292,3.2721209667865292,3.2721209667865292,3.2721209667865292,3.2721209667865292,3.2721209667865292,3.2721209667865292,3.2721209667865292,{"$f":"+BV13*BW$137/BV$137","v":3.2799858583089949},{"$f":"+BW13*BX$137/BW$137","v":3.2878696539365619},3.2957723991072623,3.3036941393683414,3.3116349203765254,3.3185860082748779,3.3255516864357837,3.332531985484056,3.3395269361087871,3.3465365690634874,3.3551597730028546,3.3638051968237757,3.3724728977814351,3.3811629332785507,3.3898753608657524,3.3971311128901611,3.4044023952606257,3.4116892412185864,3.4189916840766337,3.4263097572186623,3.4330079202824653,3.4397191777223193,3.4464435551366885,3.453181078174079,3.4599317725331393,3.467901818241772,3.4758902231646247,3.4838970295926392,3.4919222799141783,3.4999660166152444]
[{"$f":"'HyARC Physical Property Data'!$A$87","v":"Woody Biomass MYPP"},2007,{"$f":"VLOOKUP(ref_year,DeflatorTable,2,FALSE)/VLOOKUP(B14,DeflatorTable,2,FALSE)","v":1.1446359956438654},{"$f":"+'HyARC Physical Property Data'!$H$87","v":"kg"},"Feed",18.608000000000001,null,{"$f":"4.44432502149613*$C$14","v":5.0871343959451663},{"$f":"4.44432502149613*$C$14","v":5.0871343959451663},5.0871343959451663,5.0871343959451663,5.0871343959451663,5.0871343959451663,5.0871343959451663,{"$f":"N14-($N$14-$U$14)/7","v":4.9664808197552768},4.8458272435653873,4.7251736673754978,4.6045200911856083,4.4838665149957189,4.3632129388058294,{"$f":"3.70647033533964*$C$14","v":4.2425593626159408},{"$f":"3.70647033533964*$C$14","v":4.2425593626159408},4.2425593626159408,4.2425593626159408,4.2425593626159408,4.2425593626159408,4.2425593626159408,4.2425593626159408,4.2425593626159408,4.2425593626159408,4.2425593626159408,4.2425593626159408,4.2425593626159408,4.2425593626159408,4.2425593626159408,4.2425593626159408,4.2425593626159408,4.2425593626159408,4.2425593626159408,4.2425593626159408,4.2425593626159408,4.2425593626159408,4.2425593626159408,4.2425593626159408,4.2425593626159408,4.2425593626159408,4.2425593626159408,4.2425593626159408,4.2425593626159408,4.2425593626159408,4.2425593626159408,4.2425593626159408,4.2425593626159408,4.2425593626159408,4.2425593626159408,4.2425593626159408,4.2425593626159408,4.2425593626159408,4.2425593626159408,4.2425593626159408,4.2425593626159408,4.2425593626159408,4.2425593626159408,4.2425593626159408,4.2425593626159408,4.2425593626159408,4.2425593626159408,4.2425593626159408,4.2425593626159408,4.2425593626159408,4.2425593626159408,4.2425593626159408,4.2425593626159408,4.2425593626159408,{"$f":"+BV14*BW$137/BV$137","v":4.2527568062628252},{"$f":"+BW14*BX$137/BW$137","v":4.2629787605524712},4.2732252843988219,4.2834964368574244,4.2937922771257746,4.302804903291757,4.3118364468680763,4.3208869475621841,4.3299564451648767,4.3390449795504713,4.3502256342328796,4.361435098720146,4.3726734472480695,4.3839407542437394,4.3952370943260251,4.4046447412304142,4.4140725244365262,4.4235204870444758,4.4329886722466272,4.4424771233277953,4.4511618127714661,4.4598634800922632,4.4685821584805847,4.4773178811917154,4.486070681545951,4.4964044657748525,4.5067620541531026,4.5171435015141972,4.5275488628179446,4.537978193150753]
[{"$f":"'HyARC Physical Property Data'!A79","v":"Electric Utility Steam Coal"},2007,{"$f":"VLOOKUP(ref_year,DeflatorTable,2,FALSE)/VLOOKUP(B15,DeflatorTable,2,FALSE)","v":1.1446359956438654},{"$f":"+'HyARC Physical Property Data'!$H$79","v":"kg"},"Feed",{"$f":"'HyARC Physical Property Data'!E42","v":22.7322030001394},{"$f":"'HyARC Physical Property Data'!I42","v":23.967615189707661},{"$f":"1.73552525043488*($C$15/mmBTU_to_GJ*$G$15/$F$15)","v":1.9853138567637905},{"$f":"1.73552525043488*($C$15/mmBTU_to_GJ*$G$15/$F$15)","v":1.9853138567637905},{"$f":"1.73552525043488*($C$15/mmBTU_to_GJ*$G$15/$F$15)","v":1.9853138567637905},{"$f":"1.78000020980835*($C$15/mmBTU_to_GJ*$G$15/$F$15)","v":2.0361899549945894},{"$f":"1.9310736656189*($C$15/mmBTU_to_GJ*$G$15/$F$15)","v":2.2090069307975759},{"$f":"1.98230564594269*($C$15/mmBTU_to_GJ*$G$15/$F$15)","v":2.2676125664233231},{"$f":"1.86225914955139*($C$15/mmBTU_to_GJ*$G$15/$F$15)","v":2.13028816121408},{"$f":"1.87335216999054*($C$15/mmBTU_to_GJ*$G$15/$F$15)","v":2.1429777646558565},{"$f":"1.85759365558624*($C$15/mmBTU_to_GJ*$G$15/$F$15)","v":2.1249511776033034},{"$f":"1.88174879550934*($C$15/mmBTU_to_GJ*$G$15/$F$15)","v":2.152582889668214},{"$f":"1.90431761741638*($C$15/mmBTU_to_GJ*$G$15/$F$15)","v":2.1783999700314376},{"$f":"1.90719401836395*($C$15/mmBTU_to_GJ*$G$15/$F$15)","v":2.1816903621806665},{"$f":"1.91704928874969*($C$15/mmBTU_to_GJ*$G$15/$F$15)","v":2.1929640701570041},{"$f":"1.92595064640045*($C$15/mmBTU_to_GJ*$G$15/$F$15)","v":2.203146571785048},{"$f":"1.94080138206482*($C$15/mmBTU_to_GJ*$G$15/$F$15)","v":2.2201347264029208},{"$f":"1.94636797904968*($C$15/mmBTU_to_GJ*$G$15/$F$15)","v":2.2265025059130679},{"$f":"1.95628917217255*($C$15/mmBTU_to_GJ*$G$15/$F$15)","v":2.2378516246755447},{"$f":"1.96225011348724*($C$15/mmBTU_to_GJ*$G$15/$F$15)","v":2.2446705052354474},{"$f":"1.97535526752472*($C$15/mmBTU_to_GJ*$G$15/$F$15)","v":2.2596618422379557},{"$f":"1.98115420341492*($C$15/mmBTU_to_GJ*$G$15/$F$15)","v":2.2662954004500389},{"$f":"1.98549652099609*($C$15/mmBTU_to_GJ*$G$15/$F$15)","v":2.2712626939320582},{"$f":"1.98988306522369*($C$15/mmBTU_to_GJ*$G$15/$F$15)","v":2.2762805794604768},{"$f":"1.99634909629822*($C$15/mmBTU_to_GJ*$G$15/$F$15)","v":2.2836772457361834},{"$f":"2.00744533538818*($C$15/mmBTU_to_GJ*$G$15/$F$15)","v":2.2963705310789013},{"$f":"2.02021908760071*($C$15/mmBTU_to_GJ*$G$15/$F$15)","v":2.3109827686502347},{"$f":"2.03361201286316*($C$15/mmBTU_to_GJ*$G$15/$F$15)","v":2.3263032948710327},{"$f":"2.04451942443848*($C$15/mmBTU_to_GJ*$G$15/$F$15)","v":2.3387805753580104},{"$f":"(($BB$15-$AH$15)/20+AH15)","v":2.3439232584530902},{"$f":"(($BB$15-$AH$15)/20+AI15)","v":2.3490659415481701},2.3542086246432499,2.3593513077383297,2.3644939908334095,2.3696366739284893,2.3747793570235691,2.3799220401186489,2.3850647232137288,2.3902074063088086,2.3953500894038884,2.4004927724989682,2.405635455594048,2.4107781386891278,2.4159208217842076,2.4210635048792875,2.4262061879743673,2.4313488710694471,2.4364915541645269,{"$f":"(1.04397747398165*AH15)","v":2.4416342372596058},{"$f":"(($BQ$15-$BB$15)/15+BB15)","v":2.4462649790511035},{"$f":"(($BQ$15-$BB$15)/15+BC15)","v":2.4508957208426012},2.4555264626340989,2.4601572044255966,2.4647879462170943,2.469418688008592,2.4740494298000897,2.4786801715915874,2.4833109133830851,2.4879416551745828,2.4925723969660805,2.4972031387575782,2.5018338805490759,2.5064646223405735,{"$f":"(1.02844862093285*BB15)","v":2.511095364132073},{"$f":"(($BV$15-$BQ$15)/5+BQ15)","v":2.5158578441414332},{"$f":"(($BV$15-$BQ$15)/5+BR15)","v":2.5206203241507934},{"$f":"(($BV$15-$BQ$15)/5+BS15)","v":2.5253828041601536},{"$f":"(($BV$15-$BQ$15)/5+BT15)","v":2.5301452841695138},{"$f":"(1.00948287364428*BQ15)","v":2.5349077641788749},{"$f":"+BV15*BW$138/BV$138","v":2.5434781738814416},{"$f":"+BW15*BX$138/BW$138","v":2.5520775597556495},2.5607060197686384,2.5693636522187702,2.5780505557367492,2.5854319192311639,2.592834416728135,2.6002581087376306,2.6077030559428676,2.6151693192008074,2.620869818974227,2.6265827445961101,2.6323081231521006,2.6380459817868847,2.6437963477043169,2.6476946163242814,2.6515986329279162,2.6555084059906031,2.6594239440002214,2.6633452554571648,2.6646584413422429,2.6659722747052119,2.6672867558653164,2.6686018851419582,2.6699176628546981,2.6680266065225413,2.6661368895927571,2.6642485111166696,2.662361470146275,2.6604757657342417]
[{"$f":"'HyARC Physical Property Data'!A76","v":"Commercial Electricity"},2007,1.1446359956438654,{"$f":"'HyARC Physical Property Data'!$H$76","v":"kWh"},"Feed Utility Byprod",null,null,{"$f":"(28.3762531280518/(mmBTU_to_GJ))*($C$16)","v":30.787185546796138},{"$f":"(28.3762531280518/(mmBTU_to_GJ))*($C$16)","v":30.787185546796138},{"$f":"(28.3762531280518/(mmBTU_to_GJ))*($C$16)","v":30.787185546796138},{"$f":"(28.0297355651855/(mmBTU_to_GJ))*($C$16)","v":30.411226802170969},{"$f":"(29.057315826416/(mmBTU_to_GJ))*($C$16)","v":31.52611339498382},{"$f":"(27.6067714691162/(mmBTU_to_GJ))*($C$16)","v":29.952326395321784},{"$f":"(24.8355846405029/(mmBTU_to_GJ))*($C$16)","v":26.94569113969624},{"$f":"(25.5812511444092/(mmBTU_to_GJ))*($C$16)","v":27.754711728432792},{"$f":"(25.4402256011963/(mmBTU_to_GJ))*($C$16)","v":27.601704227895624},{"$f":"(25.4701290130615/(mmBTU_to_GJ))*($C$16)","v":27.634148324211708},{"$f":"(25.6722831726074/(mmBTU_to_GJ))*($C$16)","v":27.853478113486943},{"$f":"(25.7632827758789/(mmBTU_to_GJ))*($C$16)","v":27.952209318694404},{"$f":"(26.1006698608398/(mmBTU_to_GJ))*($C$16)","v":28.31826183235469},{"$f":"(26.4680442810059/(mmBTU_to_GJ))*($C$16)","v":28.716849496052234},{"$f":"(26.885612487793/(mmBTU_to_GJ))*($C$16)","v":29.169895562521408},{"$f":"(27.1694507598877/(mmBTU_to_GJ))*($C$16)","v":29.477849593972547},{"$f":"(27.6201095581055/(mmBTU_to_GJ))*($C$16)","v":29.966797728753303},{"$f":"(28.0024471282958/(mmBTU_to_GJ))*($C$16)","v":30.381619857025179},{"$f":"(28.2454071044922/(mmBTU_to_GJ))*($C$16)","v":30.645222448736249},{"$f":"(28.1863746643066/(mmBTU_to_GJ))*($C$16)","v":30.581174433620486},{"$f":"(28.2032489776611/(mmBTU_to_GJ))*($C$16)","v":30.599482439750659},{"$f":"(28.1397113800049/(mmBTU_to_GJ))*($C$16)","v":30.530546495339259},{"$f":"(28.178466796875/(mmBTU_to_GJ))*($C$16)","v":30.572594689818597},{"$f":"(28.4951820373535/(mmBTU_to_GJ))*($C$16)","v":30.916219016473285},{"$f":"(28.9155654907227/(mmBTU_to_GJ))*($C$16)","v":31.372319521401678},{"$f":"(29.2894115447998/(mmBTU_to_GJ))*($C$16)","v":31.777928668630185},{"$f":"(29.6516952514648/(mmBTU_to_GJ))*($C$16)","v":32.170993096387576},{"$f":"($BB16-$AH16)/20+AH16","v":32.16150778317737},32.152022469967164,32.142537156756958,32.133051843546752,32.123566530336547,32.114081217126341,32.104595903916135,32.095110590705929,32.085625277495723,32.076139964285517,32.066654651075311,32.057169337865105,32.047684024654899,32.038198711444693,32.028713398234487,32.019228085024281,32.009742771814075,32.000257458603869,31.990772145393663,{"$f":"0.994103189054944*AH16","v":31.981286832183478},{"$f":"($BQ16-$BB16)/15+BB16","v":32.001602863802262},32.021918895421045,32.042234927039829,32.062550958658612,32.082866990277395,32.103183021896179,32.123499053514962,32.143815085133745,32.164131116752529,32.184447148371312,32.204763179990096,32.225079211608879,32.245395243227662,32.265711274846446,{"$f":"1.00952871208344*BB16","v":32.286027306465265},{"$f":"($BV16-$BQ16)/5+BQ16","v":32.306536923700044},32.327046540934823,32.347556158169603,32.368065775404382,{"$f":"1.00317623736115*BQ16","v":32.388575392639169},{"$f":"+BV16*BW$139/BV$139","v":32.37431458077026},{"$f":"+BW16*BX$139/BW$139","v":32.360060047990594},32.345811791535453,32.331569808641355,32.317334096546027,32.291448416621037,32.265583470721417,32.239739242239537,32.213915714581077,32.188112871164996,32.152568008354812,32.11706239721736,32.081595994407593,32.046168756628319,32.010780640630173,31.972198945666406,31.933663752136113,31.895175003992414,31.856732645255992,31.818336620015,31.773863996680806,31.729453532919873,31.685105141851508,31.640818736716444,31.596594230876679,31.553423239824536,31.510311234068549,31.467258133016063,31.424263856184528,31.381328323201359]
[{"$f":"'HyARC Physical Property Data'!A77","v":"Industrial Electricity"},2007,1.1446359956438654,{"$f":"'HyARC Physical Property Data'!$H$77","v":"kWh"},"Feed Utility Byprod",null,null,{"$f":"(18.4008941650391/(mmBTU_to_GJ))*($C$17)","v":19.964289870461542},{"$f":"(18.4008941650391/(mmBTU_to_GJ))*($C$17)","v":19.964289870461542},{"$f":"(18.4008941650391/(mmBTU_to_GJ))*($C$17)","v":19.964289870461542},{"$f":"(18.6226921081543/(mmBTU_to_GJ))*($C$17)","v":20.204932438660048},{"$f":"(20.3344097137451/(mmBTU_to_GJ))*($C$17)","v":22.062082756893755},{"$f":"(19.1594867706299/(mmBTU_to_GJ))*($C$17)","v":20.787334801635478},{"$f":"(16.8281726837158/(mmBTU_to_GJ))*($C$17)","v":18.257945208238802},{"$f":"(17.2643089294434/(mmBTU_to_GJ))*($C$17)","v":18.731136910480302},{"$f":"(17.1560707092285/(mmBTU_to_GJ))*($C$17)","v":18.61370244321737},{"$f":"(17.0836048126221/(mmBTU_to_GJ))*($C$17)","v":18.535079624532727},{"$f":"(17.1988334655762/(mmBTU_to_GJ))*($C$17)","v":18.660098452874735},{"$f":"(17.3181438446045/(mmBTU_to_GJ))*($C$17)","v":18.789545803101944},{"$f":"(17.6150741577148/(mmBTU_to_GJ))*($C$17)","v":19.111704215029771},{"$f":"(17.9101543426514/(mmBTU_to_GJ))*($C$17)","v":19.431855306290132},{"$f":"(18.2101707458496/(mmBTU_to_GJ))*($C$17)","v":19.757362011867627},{"$f":"(18.456880569458/(mmBTU_to_GJ))*($C$17)","v":20.025033049385286},{"$f":"(18.8030014038086/(mmBTU_to_GJ))*($C$17)","v":20.400561358238349},{"$f":"(19.0852069854736/(mmBTU_to_GJ))*($C$17)","v":20.706743980935386},{"$f":"(19.30615234375/(mmBTU_to_GJ))*($C$17)","v":20.946461526104674},{"$f":"(19.3043308258057/(mmBTU_to_GJ))*($C$17)","v":20.944485246478358},{"$f":"(19.3253479003906/(mmBTU_to_GJ))*($C$17)","v":20.967287995381685},{"$f":"(19.3248138427734/(mmBTU_to_GJ))*($C$17)","v":20.966708562611643},{"$f":"(19.3542194366455/(mmBTU_to_GJ))*($C$17)","v":20.998612544810026},{"$f":"(19.6148834228516/(mmBTU_to_GJ))*($C$17)","v":21.281423332847481},{"$f":"(19.97239112854/(mmBTU_to_GJ))*($C$17)","v":21.669305976118565},{"$f":"(20.29469871521/(mmBTU_to_GJ))*($C$17)","v":22.018997791636661},{"$f":"(20.5609893798828/(mmBTU_to_GJ))*($C$17)","v":22.307913317786817},22.301336040416132,22.294758763045447,22.288181485674762,22.281604208304078,22.275026930933393,22.268449653562708,22.261872376192024,22.255295098821339,22.248717821450654,22.24214054407997,22.235563266709285,22.2289859893386,22.222408711967915,22.215831434597231,22.209254157226546,22.202676879855861,22.196099602485177,22.189522325114492,22.182945047743807,{"$f":"0.994103189054944*AH17","v":22.17636777037313},22.190455251942488,22.204542733511847,22.218630215081205,22.232717696650564,22.246805178219923,22.260892659789281,22.27498014135864,22.289067622927998,22.303155104497357,22.317242586066715,22.331330067636074,22.345417549205433,22.359505030774791,22.37359251234415,{"$f":"1.00952871208344*BB17","v":22.387679993913494},22.401901711038722,22.416123428163949,22.430345145289177,22.444566862414405,{"$f":"1.00317623736115*BQ17","v":22.458788579539629},{"$f":"+BV17*BW$140/BV$140","v":22.465574719294207},{"$f":"+BW17*BX$140/BW$140","v":22.472362909546415},22.479153150915831,22.485945444022224,22.492739789485537,22.49019603346196,22.487652565117642,22.485109384420049,22.482566491336648,22.480023885834914,22.469826748009918,22.459634235696903,22.449446346797696,22.439263079215074,22.429084430852768,22.41659732007183,22.404117161332831,22.39164395076531,22.379177684500963,22.36671835867363,22.349648462331068,22.332591593441013,22.315547742061138,22.2985168982567,22.281499052100536,22.265499049909142,22.249510537073537,22.233533505343395,22.217567946474304,22.20161385222778]
[{"$f":"'HyARC Physical Property Data'!A78","v":"Residential Electricity"},2007,1.1446359956438654,{"$f":"'HyARC Physical Property Data'!$H$78","v":"kWh"},"Feed Utility Byprod",null,null,{"$f":"(31.2067794799805/(mmBTU_to_GJ))*($C$18)","v":33.858201991380128},{"$f":"(31.2067794799805/(mmBTU_to_GJ))*($C$18)","v":33.858201991380128},{"$f":"(31.2067794799805/(mmBTU_to_GJ))*($C$18)","v":33.858201991380128},{"$f":"(31.181957244873/(mmBTU_to_GJ))*($C$18)","v":33.831270783990192},{"$f":"(31.772819519043/(mmBTU_to_GJ))*($C$18)","v":34.472334506722866},{"$f":"(30.736837387085/(mmBTU_to_GJ))*($C$18)","v":33.348332194795859},{"$f":"(28.6163578033447/(mmBTU_to_GJ))*($C$18)","v":31.047690242590104},{"$f":"(29.8736190795898/(mmBTU_to_GJ))*($C$18)","v":32.411772245167633},{"$f":"(30.101655960083/(mmBTU_to_GJ))*($C$18)","v":32.659183829761808},{"$f":"(30.4253902435303/(mmBTU_to_GJ))*($C$18)","v":33.010423558536921},{"$f":"(30.7938537597656/(mmBTU_to_GJ))*($C$18)","v":33.410192851204634},{"$f":"(30.8830280303955/(mmBTU_to_GJ))*($C$18)","v":33.50694363798025},{"$f":"(31.1491451263428/(mmBTU_to_GJ))*($C$18)","v":33.795670848480235},{"$f":"(31.4898681640625/(mmBTU_to_GJ))*($C$18)","v":34.165342747550469},{"$f":"(31.8156299591064/(mmBTU_to_GJ))*($C$18)","v":34.518782251448862},{"$f":"(32.0206985473633/(mmBTU_to_GJ))*($C$18)","v":34.741274088126325},{"$f":"(32.4303588867188/(mmBTU_to_GJ))*($C$18)","v":35.185740410793606},{"$f":"(32.7907905578613/(mmBTU_to_GJ))*($C$18)","v":35.576795448480595},{"$f":"(32.9940071105957/(mmBTU_to_GJ))*($C$18)","v":35.797277895087667},{"$f":"(32.9234657287598/(mmBTU_to_GJ))*($C$18)","v":35.720743103777878},{"$f":"(32.9201545715332/(mmBTU_to_GJ))*($C$18)","v":35.717150620603661},{"$f":"(32.902271270752/(mmBTU_to_GJ))*($C$18)","v":35.69774790041874},{"$f":"(32.9582405090332/(mmBTU_to_GJ))*($C$18)","v":35.758472454717726},{"$f":"(33.321102142334/(mmBTU_to_GJ))*($C$18)","v":36.152163911508453},{"$f":"(33.7343635559082/(mmBTU_to_GJ))*($C$18)","v":36.600537266567883},{"$f":"(34.1495399475098/(mmBTU_to_GJ))*($C$18)","v":37.050988301988475},{"$f":"(34.4904899597167/(mmBTU_to_GJ))*($C$18)","v":37.420906459985844},37.409873259446485,37.398840058907126,37.387806858367767,37.376773657828409,37.36574045728905,37.354707256749691,37.343674056210332,37.332640855670974,37.321607655131615,37.310574454592256,37.299541254052897,37.288508053513539,37.27747485297418,37.266441652434821,37.255408451895462,37.244375251356104,37.233342050816745,37.222308850277386,37.211275649738027,{"$f":"0.994103189054944*AH18","v":37.200242449198683},37.223873809180851,37.24750516916302,37.271136529145188,37.294767889127357,37.318399249109525,37.342030609091694,37.365661969073862,37.389293329056031,37.412924689038199,37.436556049020368,37.460187409002536,37.483818768984705,37.507450128966873,37.531081488949042,{"$f":"1.00952871208344*BB18","v":37.55471284893126},37.578569385338866,37.602425921746473,37.62628245815408,37.650138994561686,{"$f":"1.00317623736115*BQ18","v":37.673995530969293},{"$f":"+BV18*BW$141/BV$141","v":37.657407528684409},{"$f":"+BW18*BX$141/BW$141","v":37.640826830159476},37.62425343217862,37.607687331527387,37.59112852499274,37.561018618089207,37.530932828750899,37.500871137660013,37.47083352551423,37.440819973026684,37.399474622500279,37.358174929040445,37.316920842228761,37.275712311702456,37.234549287154408,37.189671530537417,37.144847863820196,37.100078221809703,37.055362539391488,37.010700751529562,36.958970738942355,36.907313029611991,36.855727522479896,36.804214116628756,36.752772711282311,36.70255674147662,36.652409382647399,36.602330541050243,36.552320123068824,36.502378035214747]
[]
[]
[]
["AEO_2013_Reference_Case",{"$f":"\"Prices are in $(\" & ref_year&\")/GJ LHV\"","v":"Prices are in $(2016)/GJ LHV"},null,null,null,null,null,null,null,null,null,null,null,null,null,null,null,null,null,null,null,null,null,null,null,null,null,null,null,null,null,null,null,null,null,null,null,null,null,null,null,null,null,null,"Except as noted,values are extrapolated based on PNNL mini-CAM model (see AEO Data tab)"]
["Year","Source Data Year","Reference year Conversion","Display Units","Use Category","LHV (MJ/kg)","HHV (MJ/kg)",2004,2005,2006,2007,2008,2009,2010,2011,2012,2013,2014,2015,2016,2017,2018,2019,2020,2021,2022,2023,2024,2025,2026,2027,2028,2029,2030,2031,2032,2033,2034,2035,2036,2037,2038,2039,2040,2041,2042,2043,2044,2045,2046,2047,2048,2049,2050,2051,2052,2053,2054,2055,2056,2057,2058,2059,2060,2061,2062,2063,2064,2065,2066,2067,2068,2069,2070,{"$f":"+BV23+1","v":2071},{"$f":"+BW23+1","v":2072},{"$f":"+BX23+1","v":2073},{"$f":"+BY23+1","v":2074},{"$f":"+BZ23+1","v":2075},{"$f":"+CA23+1","v":2076},{"$f":"+CB23+1","v":2077},{"$f":"+CC23+1","v":2078},{"$f":"+CD23+1","v":2079},{"$f":"+CE23+1","v":2080},{"$f":"+CF23+1","v":2081},{"$f":"+CG23+1","v":2082},{"$f":"+CH23+1","v":2083},{"$f":"+CI23+1","v":2084},{"$f":"+CJ23+1","v":2085},{"$f":"+CK23+1","v":2086},{"$f":"+CL23+1","v":2087},{"$f":"+CM23+1","v":2088},{"$f":"+CN23+1","v":2089},{"$f":"+CO23+1","v":2090},{"$f":"+CP23+1","v":2091},{"$f":"+CQ23+1","v":2092},{"$f":"+CR23+1","v":2093},{"$f":"+CS23+1","v":2094},{"$f":"+CT23+1","v":2095},{"$f":"+CU23+1","v":2096},{"$f":"+CV23+1","v":2097},{"$f":"+CW23+1","v":2098},{"$f":"+CX23+1","v":2099},{"$f":"+CY23+1","v":2100}]
["Feedstock Type"]
[{"$f":"'HyARC Physical Property Data'!A73","v":"Residential Natural Gas"},2011,{"$f":"VLOOKUP(ref_year,DeflatorTable,2,FALSE)/VLOOKUP(B25,DeflatorTable,2,FALSE)","v":1.0784554773635862},{"$f":"'HyARC Physical Property Data'!H73","v":"mmBtu"},"Feed Utility",{"$f":"'HyARC Physical Property Data'!$E$6","v":47.141269049911173},{"$f":"'HyARC Physical Property Data'!$I$6","v":52.224661236371581},14.386141835345208,14.386141835345208,14.386141835345208,13.326716630976858,13.627764477872551,11.254339733155913,{"$f":"((N42/(mmBTU_to_GJ))*($C25))*($G25/$F25)","v":12.864072624231563},12.23325661230241,11.850527062684614,11.865842495866545,11.611695090166418,11.50138750593943,12.075204376866452,12.446344297440779,12.907270435435697,13.164777859640022,13.336162585082695,13.544264034469807,13.819651921148951,14.079086797828554,14.2515190517904,14.353207458115314,14.54298904928118,14.646583391279357,14.81893750527599,14.987454833734297,15.139899111087075,15.341580626230741,15.539442342785032,15.781889138041823,16.136390908341905,16.532635274551915,17.01379173629439,17.457934768717273,17.940794455208763,18.182559507580642,18.530579058157759,{"$f":"($BB25-$AR25)/10+AR25","v":18.537819201300856},{"$f":"($BB25-$AR25)/10+AS25","v":18.545059344443953},18.552299487587049,18.559539630730146,18.566779773873243,18.57401991701634,18.581260060159437,18.588500203302534,18.595740346445631,{"$f":"'AEO Data'!$B$30*AM25","v":18.602980489588727},{"$f":"($BQ25-$BB25)/15+BB25","v":18.754563729723429},{"$f":"($BQ25-$BB25)/15+BC25","v":18.906146969858131},19.057730209992833,19.209313450127535,19.360896690262237,19.512479930396939,19.664063170531641,19.815646410666343,19.967229650801045,20.118812890935747,20.270396131070449,20.42197937120515,20.573562611339852,20.725145851474554,{"$f":"'AEO Data'!$C$30*BB25","v":20.876729091609249},{"$f":"($BV25-$BQ25)/5+BQ25","v":20.996057748553792},{"$f":"($BV25-$BQ25)/5+BR25","v":21.115386405498334},{"$f":"($BV25-$BQ25)/5+BS25","v":21.234715062442877},{"$f":"($BV25-$BQ25)/5+BT25","v":21.35404371938742},{"$f":"'AEO Data'!$D$30*BQ25","v":21.473372376331962},{"$f":"+BV25*BW$133/BV$133","v":21.544670286660121},{"$f":"+BW25*BX$133/BW$133","v":21.616204927015033},21.687977083409997,21.759987544468107,21.832237101430913,21.878825528741867,21.925513372413558,21.972300844593363,22.01918815788137,22.066175525331335,22.081432025482624,22.096699073941053,22.111976677999699,22.127264844956677,22.142563582115145,22.147749174896123,22.152935982097123,22.158124004002548,22.163313240896873,22.16850369306464,22.176370321670593,22.184239741797636,22.19211195443636,22.199986960577704,22.207864761212956,22.219988729743012,22.232119317126994,22.244256526978344,22.256400362912476,22.268550828546775]
[{"$f":"'HyARC Physical Property Data'!A71","v":"Commercial Natural Gas"},2011,{"$f":"VLOOKUP(ref_year,DeflatorTable,2,FALSE)/VLOOKUP(B26,DeflatorTable,2,FALSE)","v":1.0784554773635862},{"$f":"'HyARC Physical Property Data'!H71","v":"mmBtu"},"Feed Utility",{"$f":"'HyARC Physical Property Data'!$E$6","v":47.141269049911173},{"$f":"'HyARC Physical Property Data'!$I$6","v":52.224661236371581},12.491836786393147,12.491836786393147,12.491836786393147,11.540201846875071,11.906633267965836,9.3536765847618941,{"$f":"((N43/(mmBTU_to_GJ))*($C26))*($G26/$F26)","v":10.64172897994356},10.007420451308324,9.1421449075231607,9.5837353677490551,9.3261316841672954,9.1778922429136323,9.6950621689136156,9.9937516197122047,10.387270146845841,10.589454475678709,10.722185964995566,10.884038747145405,11.119862897234498,11.337766948634531,11.475270638145757,11.543938680619837,11.704619363291469,11.764049902921345,11.890869934000278,12.010138700035061,12.114209809067368,12.267307517723458,12.405684336411204,12.591270151184064,12.891290246317817,13.22904741479684,13.658744745824521,14.044020072859722,14.474602990159831,14.664146764040265,14.963148774699713,{"$f":"($BB26-$AR26)/10+AR26","v":14.955403062800835},14.947657350901958,14.93991163900308,14.932165927104203,14.924420215205325,14.916674503306448,14.90892879140757,14.901183079508693,14.893437367609815,{"$f":"'AEO Data'!$B$30*AM26","v":14.885691655710941},{"$f":"($BQ26-$BB26)/15+BB26","v":15.006985196500363},15.128278737289785,15.249572278079206,15.370865818868628,15.49215935965805,15.613452900447472,15.734746441236894,15.856039982026315,15.977333522815737,16.098627063605161,16.219920604394584,16.341214145184008,16.462507685973431,16.583801226762855,{"$f":"'AEO Data'!$C$30*BB26","v":16.705094767552271},{"$f":"($BV26-$BQ26)/5+BQ26","v":16.800578907524393},16.896063047496515,16.991547187468637,17.087031327440759,{"$f":"'AEO Data'!$D$30*BQ26","v":17.182515467412887},{"$f":"+BV26*BW$134/BV$134","v":17.239566471118206},{"$f":"+BW26*BX$134/BW$134","v":17.296806900931124},17.354237385802019,17.41185855676957,17.469671046967683,17.506950071372589,17.544308646540465,17.581746942226928,17.619265128549845,17.656863375990099,17.669071288433191,17.681287641397287,17.693512440718141,17.705745692235549,17.717987401793337,17.722136797920101,17.726287165798784,17.730438505656959,17.734590817722253,17.738744102222352,17.745038803647411,17.751335738785624,17.75763490842964,17.763936313372383,17.770239954407064,17.779941284647286,17.789647911147362,17.799359836798683,17.809077064494225,17.818799597128535]
[{"$f":"'HyARC Physical Property Data'!A72","v":"Industrial Natural Gas"},2011,{"$f":"VLOOKUP(ref_year,DeflatorTable,2,FALSE)/VLOOKUP(B27,DeflatorTable,2,FALSE)","v":1.0784554773635862},{"$f":"'HyARC Physical Property Data'!H72","v":"mmBtu"},"Feed Utility",{"$f":"'HyARC Physical Property Data'!$E$6","v":47.141269049911173},{"$f":"'HyARC Physical Property Data'!$I$6","v":52.224661236371581},8.3524006010892204,8.3524006010892204,8.3524006010892204,7.891606632326889,9.2420298006250725,5.091378564817072,{"$f":"((N44/(mmBTU_to_GJ))*($C27))*($G27/$F27)","v":6.2103832410803772},5.5375335901824529,4.2577062790619404,4.9080821964863821,4.9545856679580433,5.0083584211211258,5.5106070111550416,5.7392570064668833,6.0261280706426819,6.171696031056638,6.2618559613543372,6.3878674136627964,6.5997410981821893,6.8069026030602018,6.91936073502547,6.9660068968683904,7.0844183882123479,7.1287611197763514,7.2441206226239103,7.3454421108512973,7.4306384546630166,7.5610393345826239,7.6680605104175692,7.8321068739097237,8.1183505534372813,8.4316589725104603,8.8481676363659503,9.2337204169008231,9.6247135509558071,9.783781605939545,10.057511566400239,{"$f":"($BB27-$AR27)/10+AR27","v":10.000514100600522},9.9435166348008064,9.8865191690010903,9.8295217032013742,9.7725242374016581,9.715526771601942,9.6585293058022259,9.6015318400025098,9.5445343742027937,{"$f":"'AEO Data'!$B$30*AM27","v":9.4875369084030705},9.5648444982421381,9.6421520880812057,9.7194596779202733,9.7967672677593409,9.8740748575984085,9.9513824474374761,10.028690037276544,10.105997627115611,10.183305216954679,10.260612806793747,10.337920396632814,10.415227986471882,10.492535576310949,10.569843166150017,{"$f":"'AEO Data'!$C$30*BB27","v":10.647150755989088},10.708008479170871,10.768866202352655,10.829723925534438,10.890581648716221,{"$f":"'AEO Data'!$D$30*BQ27","v":10.951439371898008},{"$f":"+BV27*BW$135/BV$135","v":10.987801370778188},{"$f":"+BW27*BX$135/BW$135","v":11.024284102186545},11.060887966990576,11.097613367388767,11.134460706915034,11.158220847063788,11.18203168964661,11.205893342858859,11.229805915126768,11.253769515107949,11.261550344011113,11.26933655256048,11.277128144475522,11.284925123478285,11.292727493293389,11.295372150311067,11.298017426684055,11.300663322557401,11.303309838076188,11.305956973385531,11.309968961103596,11.31398237249995,11.317997208079792,11.3220134683485,11.326031153811636,11.332214388749156,11.338400999308178,11.344590987331557,11.350784354663158,11.356981103147852]
[{"$f":"'HyARC Physical Property Data'!A74","v":"Electric Utility Natural Gas"},2011,1.0784554773635862,{"$f":"'HyARC Physical Property Data'!H74","v":"mmBtu"},"Feed Utility",{"$f":"'HyARC Physical Property Data'!$E$6","v":47.141269049911173},{"$f":"'HyARC Physical Property Data'!$I$6","v":52.224661236371581},7.4079259090132386,7.4079259090132386,7.4079259090132386,7.3706710915002853,9.3158925097981644,4.7837623175056114,{"$f":"((N45/(mmBTU_to_GJ))*($C28))*($G28/$F28)","v":5.9546786983922937},5.4071882009627821,3.7617666418716023,4.2077012311780857,4.2560449554536968,4.351004265064101,4.8499075586162492,5.0379587459147714,5.3255342022407595,5.4610005903401024,5.5453996800139871,5.6707180648048965,5.8914702613138141,6.1025908577626655,6.248858680473754,6.3168359203568114,6.465015341057482,6.5238626621064135,6.6439853054422287,6.7551648863824747,6.8546302673202151,7.0027927010719244,7.1267928986235729,7.2997143767154569,7.5856330392862574,7.9050986611256384,8.3181385900035885,8.6915977953425259,9.0845976543012643,9.2352243281153736,9.4875314810115476,{"$f":"($BB28-$AR28)/10+AR28","v":9.4282819947225889},9.3690325084336301,9.3097830221446713,9.2505335358557126,9.1912840495667538,9.1320345632777951,9.0727850769888363,9.0135355906998775,8.9542861044109188,{"$f":"'AEO Data'!$B$30*AM28","v":8.8950366181219671},8.967516319557248,9.039996020992529,9.1124757224278099,9.1849554238630908,9.2574351252983718,9.3299148267336527,9.4023945281689336,9.4748742296042145,9.5473539310394955,9.6198336324747764,9.6923133339100573,9.7647930353453383,9.8372727367806192,9.9097524382159001,{"$f":"'AEO Data'!$C$30*BB28","v":9.9822321396511793},10.039289274861693,10.096346410072206,10.153403545282719,10.210460680493233,{"$f":"'AEO Data'!$D$30*BQ28","v":10.26751781570375},{"$f":"+BV28*BW$136/BV$136","v":10.301608993916805},{"$f":"+BW28*BX$136/BW$136","v":10.335813364865709},10.37013130438363,10.404563189551611,10.439109398702717,10.461385709057588,10.483709555460226,10.506081039349146,10.528500262379325,10.550967326422667,10.558262239599943,10.565562196462466,10.572867200497431,10.580177255194439,10.587492364045506,10.589971861226042,10.592451939082915,10.594932597752113,10.597413837369656,10.599895658071597,10.603657095629963,10.607419867957365,10.611183975527453,10.614949418814046,10.618716198291134,10.624513287853858,10.630313542229239,10.636116963145044,10.641923552329986,10.647733311513726]
[{"$f":"'HyARC Physical Property Data'!A75","v":"Bio Methane"},2007,1.1446359956438654,{"$f":"'HyARC Physical Property Data'!H75","v":"mmBtu"},"Feed Utility",{"$f":"'HyARC Physical Property Data'!$E$6","v":47.141269049911173},{"$f":"'HyARC Physical Property Data'!$I$6","v":52.224661236371581},12.42654028436019,12.42654028436019,12.42654028436019,12.42654028436019,12.42654028436019,12.42654028436019,{"$f":"13.11*($C$29/mmBTU_to_GJ)","v":14.223865310797228},14.223865310797228,14.223865310797228,14.223865310797228,14.223865310797228,14.223865310797228,14.223865310797228,14.223865310797228,14.223865310797228,14.223865310797228,14.223865310797228,14.223865310797228,14.223865310797228,14.223865310797228,14.223865310797228,14.223865310797228,14.223865310797228,14.223865310797228,14.223865310797228,14.223865310797228,14.223865310797228,14.223865310797228,14.223865310797228,14.223865310797228,14.223865310797228,14.223865310797228,{"$f":"13.11*($C$29/mmBTU_to_GJ)","v":14.223865310797228},14.223865310797228,14.223865310797228,14.223865310797228,14.223865310797228,14.223865310797228,14.223865310797228,14.223865310797228,14.223865310797228,14.223865310797228,14.223865310797228,14.223865310797228,14.223865310797228,14.223865310797228,14.223865310797228,14.223865310797228,14.223865310797228,14.223865310797228,14.223865310797228,14.223865310797228,14.223865310797228,14.223865310797228,14.223865310797228,14.223865310797228,14.223865310797228,14.223865310797228,14.223865310797228,14.223865310797228,14.223865310797228,14.223865310797228,14.223865310797228,14.223865310797228,14.223865310797228,14.223865310797228,14.223865310797228,{"$f":"+BV29*BW$136/BV$136","v":14.271092726019944},{"$f":"+BW29*BX$136/BW$136","v":14.318476950147966},14.366018503832969,14.413717909455341,14.461575691129934,14.49243565590395,14.523361473628309,14.554353284828478,14.585411230329802,14.616535451258134,14.626641288360148,14.636754112613382,14.646873928848736,14.657000741900452,14.667134556606111,14.670569469948116,14.674005187716483,14.6774417100996,14.6808790372859,14.684317169463862,14.689527988881515,14.69474065739019,14.699955175646044,14.705171544305472,14.710389764025104,14.718420626266095,14.726455872806168,14.734495506038849,14.74253952835897,14.750587942162673]
[{"$f":"'HyARC Physical Property Data'!A85","v":"Woody Biomass"},2005,{"$f":"VLOOKUP(ref_year,DeflatorTable,2,FALSE)/VLOOKUP(B30,DeflatorTable,2,FALSE)","v":1.2112501494873942},{"$f":"+'HyARC Physical Property Data'!$H$85","v":"kg"},"Feed",{"$f":"'HyARC Physical Property Data'!$E$45","v":19.551069237418005},{"$f":"'HyARC Physical Property Data'!$I$45","v":20.588656379262464},1.3438238843289665,1.3438238843289665,1.3438238843289665,1.3438238843289665,1.3438238843289665,1.3438238843289665,{"$f":"1.27*($C$30)","v":1.5382876898489906},{"$f":"1.27*($C$30)","v":1.5382876898489906},{"$f":"1.28*($C$30)","v":1.5504001913438645},{"$f":"1.32*($C$30)","v":1.5988501973233604},{"$f":"1.32*($C$30)","v":1.5988501973233604},{"$f":"1.34*($C$30)","v":1.6230752003131084},{"$f":"1.34*($C$30)","v":1.6230752003131084},{"$f":"1.36*($C$30)","v":1.6473002033028561},{"$f":"1.36*($C$30)","v":1.6473002033028561},{"$f":"1.38*($C$30)","v":1.6715252062926038},{"$f":"1.4*($C$30)","v":1.6957502092823518},{"$f":"1.46*($C$30)","v":1.7684252182515954},{"$f":"1.48*($C$30)","v":1.7926502212413433},{"$f":"1.48*($C$30)","v":1.7926502212413433},{"$f":"1.51*($C$30)","v":1.8289877257259652},{"$f":"1.52*($C$30)","v":1.8411002272208392},{"$f":"1.62*($C$30)","v":1.9622252421695787},{"$f":"1.72*($C$30)","v":2.083350257118318},{"$f":"1.82*($C$30)","v":2.2044752720670573},{"$f":"1.91*($C$30)","v":2.3134877855209228},{"$f":"2.01*($C$30)","v":2.4346128004696621},{"$f":"2.11*($C$30)","v":2.5557378154184014},{"$f":"2.2*($C$30)","v":2.6647503288722674},{"$f":"2.3*($C$30)","v":2.7858753438210062},{"$f":"2.4*($C$30)","v":2.9070003587697459},{"$f":"2.5*($C$30)","v":3.0281253737184857},{"$f":"2.57*($C$30)","v":3.1129128841826028},{"$f":"2.64*($C$30)","v":3.1977003946467208},{"$f":"2.71*($C$30)","v":3.282487905110838},{"$f":"2.78*($C$30)","v":3.3672754155749556},{"$f":"2.85*($C$30)","v":3.4520629260390736},{"$f":"2.92*($C$30)","v":3.5368504365031908},{"$f":"2.99*($C$30)","v":3.6216379469673088},{"$f":"3.07*($C$30)","v":3.7185379589263001},{"$f":"3.14*($C$30)","v":3.8033254693904177},{"$f":"3.21*($C$30)","v":3.8881129798545353},{"$f":"3.28*($C$30)","v":3.9729004903186529},{"$f":"3.35*($C$30)","v":4.0576880007827709},{"$f":"3.42*($C$30)","v":4.1424755112468876},{"$f":"3.49*($C$30)","v":4.2272630217110061},{"$f":"3.56*($C$30)","v":4.3120505321751237},{"$f":"3.64*($C$30)","v":4.4089505441341146},{"$f":"3.71*($C$30)","v":4.4937380545982322},{"$f":"3.78*($C$30)","v":4.5785255650623498},{"$f":"3.85*($C$30)","v":4.6633130755264673},{"$f":"3.92*($C$30)","v":4.7481005859905849},{"$f":"3.99*($C$30)","v":4.8328880964547034},{"$f":"4.06*($C$30)","v":4.9176756069188201},{"$f":"4.14*($C$30)","v":5.0145756188778119},{"$f":"4.21*($C$30)","v":5.0993631293419295},{"$f":"4.28*($C$30)","v":5.1841506398060471},{"$f":"4.35*($C$30)","v":5.2689381502701647},{"$f":"4.42*($C$30)","v":5.3537256607342822},{"$f":"4.49*($C$30)","v":5.4385131711983998},{"$f":"4.56*($C$30)","v":5.5233006816625174},{"$f":"4.63*($C$30)","v":5.608088192126635},{"$f":"4.71*($C$30)","v":5.7049882040856268},{"$f":"4.78*($C$30)","v":5.7897757145497444},{"$f":"4.85*($C$30)","v":5.8745632250138611},{"$f":"4.92*($C$30)","v":5.9593507354779796},{"$f":"4.99*($C$30)","v":6.0441382459420971},{"$f":"+BV30*BW$137/BV$137","v":6.0586659764672328},{"$f":"+BW30*BX$137/BW$137","v":6.0732286259412112},6.0878262782954495,6.1024590176630999,6.1171269283795393,6.1299667153690152,6.1428334529403346,6.155727197662495,6.1686480062232301,6.18159593542926,6.197524392005751,6.2134938923080965,6.229504542095909,6.245556447401321,6.2616497145296828,6.2750522655841658,6.2884835037072264,6.3019434903011975,6.3154322868998385,6.3289499551686168,6.3413225489579119,6.3537193301840116,6.3661403461314299,6.3785856441771198,6.3910552717906537,6.4057772391562917,6.4205331189689208,6.4353229893467718,6.4501469285880244,6.4650050151712186]
[{"$f":"'HyARC Physical Property Data'!$A$87","v":"Woody Biomass MYPP"},2007,{"$f":"VLOOKUP(ref_year,DeflatorTable,2,FALSE)/VLOOKUP(B31,DeflatorTable,2,FALSE)","v":1.1446359956438654},{"$f":"+'HyARC Physical Property Data'!$H$87","v":"kg"},"Feed",18.608000000000001,null,4.4443250214961303,4.4443250214961303,4.4443250214961303,4.4443250214961303,4.4443250214961303,4.4443250214961303,{"$f":"4.44432502149613*$C$31","v":5.0871343959451663},{"$f":"N31-($N$31-$U$31)/7","v":4.9664808197552768},4.8458272435653873,4.7251736673754978,4.6045200911856083,4.4838665149957189,4.3632129388058294,{"$f":"3.70647033533964*$C$31","v":4.2425593626159408},{"$f":"3.70647033533964*$C$31","v":4.2425593626159408},4.2425593626159408,4.2425593626159408,4.2425593626159408,4.2425593626159408,4.2425593626159408,4.2425593626159408,4.2425593626159408,4.2425593626159408,4.2425593626159408,4.2425593626159408,4.2425593626159408,4.2425593626159408,4.2425593626159408,4.2425593626159408,4.2425593626159408,4.2425593626159408,4.2425593626159408,4.2425593626159408,4.2425593626159408,4.2425593626159408,4.2425593626159408,4.2425593626159408,4.2425593626159408,4.2425593626159408,4.2425593626159408,4.2425593626159408,4.2425593626159408,4.2425593626159408,4.2425593626159408,4.2425593626159408,4.2425593626159408,4.2425593626159408,4.2425593626159408,4.2425593626159408,4.2425593626159408,4.2425593626159408,4.2425593626159408,4.2425593626159408,4.2425593626159408,4.2425593626159408,4.2425593626159408,4.2425593626159408,4.2425593626159408,4.2425593626159408,4.2425593626159408,4.2425593626159408,4.2425593626159408,4.2425593626159408,4.2425593626159408,4.2425593626159408,4.2425593626159408,4.2425593626159408,{"$f":"+BV31*BW$137/BV$137","v":4.2527568062628252},{"$f":"+BW31*BX$137/BW$137","v":4.2629787605524712},4.2732252843988219,4.2834964368574244,4.2937922771257746,4.302804903291757,4.3118364468680763,4.3208869475621841,4.3299564451648767,4.3390449795504713,4.3502256342328796,4.361435098720146,4.3726734472480695,4.3839407542437394,4.3952370943260251,4.4046447412304142,4.4140725244365262,4.4235204870444758,4.4329886722466272,4.4424771233277953,4.4511618127714661,4.4598634800922632,4.4685821584805847,4.4773178811917154,4.486070681545951,4.4964044657748525,4.5067620541531026,4.5171435015141972,4.5275488628179446,4.537978193150753]
[{"$f":"'HyARC Physical Property Data'!A79","v":"Electric Utility Steam Coal"},2011,{"$f":"VLOOKUP(ref_year,DeflatorTable,2,FALSE)/VLOOKUP(B32,DeflatorTable,2,FALSE)","v":1.0784554773635862},{"$f":"+'HyARC Physical Property Data'!$H$79","v":"kg"},"Feed",{"$f":"'HyARC Physical Property Data'!E42","v":22.7322030001394},{"$f":"'HyARC Physical Property Data'!I42","v":23.967615189707661},1.7344499599167666,1.7344499599167666,1.7344499599167666,1.7788973636542149,1.9298772179141501,1.9810774561110811,{"$f":"N50*($C32/mmBTU_to_GJ*$G32/$F32)","v":2.4767433408545654},2.5651337544408896,2.592373750453385,2.5186929778253004,2.5813167306269946,2.582493674349621,2.6495298883238707,2.6645951990883976,2.6731948638895253,2.6770339422228524,2.7117742599988581,2.7445379158817356,2.7930415773737955,2.8325090702115565,2.8662642904028734,2.9010186194136725,2.940829926397512,2.9767170098519729,3.0091724185694009,3.0482659192169139,3.0901131663949291,3.1223497842921248,3.1512808285654264,3.1840250842770517,3.2199865350546464,3.2659164404939314,3.3055854795552553,3.3425050832352436,3.3788577707997551,3.4165792482248296,3.4505834372805482,{"$f":"($BB32-$AR32)/10+AR32","v":3.4478678685678643},3.44515229985518,3.4424367311424957,3.4397211624298114,3.4370055937171271,3.4342900250044428,3.4315744562917585,3.4288588875790742,3.4261433188663899,{"$f":"('AEO Data'!$B$28*AM32)","v":3.4234277501537074},{"$f":"(($BQ$32-$BB$32)/15+BB32)","v":3.435442052510095},{"$f":"(($BQ$32-$BB$32)/15+BC32)","v":3.4474563548664827},3.4594706572228704,3.4714849595792581,3.4834992619356457,3.4955135642920334,3.5075278666484211,3.5195421690048088,3.5315564713611964,3.5435707737175841,3.5555850760739718,3.5675993784303595,3.5796136807867471,3.5916279831431348,{"$f":"('AEO Data'!$C$28*BB32)","v":3.6036422854995251},{"$f":"(($BV$32-$BQ$32)/5+BQ32)","v":3.6151952056451568},{"$f":"(($BV$32-$BQ$32)/5+BR32)","v":3.6267481257907885},{"$f":"(($BV$32-$BQ$32)/5+BS32)","v":3.6383010459364202},{"$f":"(($BV$32-$BQ$32)/5+BT32)","v":3.6498539660820519},{"$f":"('AEO Data'!$D$28*BQ32)","v":3.6614068862276832},{"$f":"+BV32*BW$138/BV$138","v":3.6737859390461725},{"$f":"+BW32*BX$138/BW$138","v":3.6862068448882255},3.6986697452570407,3.7111747821342336,3.7237220979814545,3.7343836989714818,3.7450758257990131,3.7557985658643127,3.766552006817887,3.7773362365611991,3.7855700072018039,3.7938217256698499,3.8020914310876934,3.8103791626629699,3.818684959688778,3.8243155975254672,3.8299545377182778,3.8356017925090047,3.841257374157494,3.846921294941668,3.8488180534393406,3.8507157471505309,3.852614376536355,3.8545139420581549,3.8564144441775015,3.853683012772128,3.8509535159922028,3.8482259524674642,3.8455003208286209,3.8427766197073518]
[{"$f":"'HyARC Physical Property Data'!A76","v":"Commercial Electricity"},2011,1.0784554773635862,{"$f":"'HyARC Physical Property Data'!$H$76","v":"kWh"},"Feed Utility Byprod",null,null,26.896922396257633,26.896922396257633,26.896922396257633,26.568469730033652,27.542479456318485,26.167555894896875,{"$f":"(N51/(mmBTU_to_GJ))*($C33)","v":31.170510750229255},30.647202241072566,29.096288196984492,28.387905483352725,28.463304343594306,28.350595012766668,28.857908647179944,29.151791342575894,29.281852050913265,29.2121521378625,29.201670163962135,29.313283661356845,29.301901100465429,29.26493001112912,29.269341967375848,29.119158608733361,29.009605932421458,29.000424238490005,29.116216623080415,29.212683698856079,29.289319460640414,29.420953385072249,29.555370849091627,29.728290707001914,29.921887265329854,30.317863405172005,30.770945551447749,31.181233971042094,31.632038582906873,32.176370329359735,32.452971159068191,{"$f":"($BB33-$AR33)/10+AR33","v":32.16388259843756},31.874794037806929,31.585705477176298,31.296616916545666,31.007528355915035,30.718439795284404,30.429351234653772,30.140262674023141,29.85117411339251,{"$f":"'AEO Data'!$B$33*AM33","v":29.562085552761868},{"$f":"($BQ33-$BB33)/15+BB33","v":29.579309127727463},29.596532702693057,29.613756277658652,29.630979852624247,29.648203427589841,29.665427002555436,29.682650577521031,29.699874152486625,29.71709772745222,29.734321302417815,29.751544877383409,29.768768452349004,29.785992027314599,29.803215602280194,{"$f":"'AEO Data'!$C$33*BB33","v":29.82043917724577},{"$f":"($BV33-$BQ33)/5+BQ33","v":29.800359578005001},29.780279978764231,29.760200379523461,29.740120780282691,{"$f":"'AEO Data'!$D$33*BQ33","v":29.720041181041928},{"$f":"+BV33*BW$139/BV$139","v":29.706955334848292},{"$f":"+BW33*BX$139/BW$139","v":29.693875250402076},29.680800925166359,29.667732356605345,29.654669542184347,29.630916614985676,29.607182713510749,29.583467822520262,29.559771926787111,29.536095011096396,29.503478732865982,29.470898472315131,29.438354189670047,29.405845845200851,29.373373399221538,29.33797049714088,29.302610265183901,29.267292651921498,29.232017605986552,29.196785076073859,29.155976606392862,29.115225174882106,29.074530701819103,29.033893107592792,28.993312312703377,28.95369823223389,28.914138277190098,28.874632373619477,28.835180447670528,28.795782425592659]
[{"$f":"'HyARC Physical Property Data'!A77","v":"Industrial Electricity"},2011,1.0784554773635862,{"$f":"'HyARC Physical Property Data'!$H$77","v":"kWh"},"Feed Utility Byprod",null,null,17.44160584363896,17.44160584363896,17.44160584363896,17.651840860809763,19.274322003549859,18.160650967421709,{"$f":"(N52/(mmBTU_to_GJ))*($C34)","v":20.71088694517794},20.419854234493727,18.84589804356655,18.546331734469991,18.447325432717289,18.282111164748592,18.776485377898855,19.0506124045218,19.200702739990415,19.143487354660063,19.136493238663739,19.273625752681113,19.383161051037455,19.514271592337145,19.584716713011606,19.608427400023405,19.702865343929336,19.792952665549336,19.899804603120767,20.04636516914546,20.164927804298578,20.308580118348768,20.474707240100674,20.654018096726102,20.882864304557295,21.257348002303171,21.736726062038347,22.152611205555505,22.558073664667731,22.988629891607754,23.250100655420045,{"$f":"($BB34-$AR34)/10+AR34","v":22.997834080640374},22.745567505860702,22.493300931081031,22.241034356301359,21.988767781521688,21.736501206742016,21.484234631962345,21.231968057182673,20.979701482403001,{"$f":"'AEO Data'!$B$33*AM34","v":20.727434907623323},{"$f":"($BQ34-$BB34)/15+BB34","v":20.739511204755296},20.751587501887268,20.763663799019241,20.775740096151214,20.787816393283187,20.79989269041516,20.811968987547132,20.824045284679105,20.836121581811078,20.848197878943051,20.860274176075023,20.872350473206996,20.884426770338969,20.896503067470942,{"$f":"'AEO Data'!$C$33*BB34","v":20.908579364602893},20.894500568115706,20.880421771628519,20.866342975141333,20.852264178654146,{"$f":"'AEO Data'!$D$33*BQ34","v":20.838185382166952},{"$f":"+BV34*BW$140/BV$140","v":20.844481841022439},{"$f":"+BW34*BX$140/BW$140","v":20.850780202413748},20.857080466915747,20.863382635103481,20.869686707552159,20.867326506359717,20.864966572087891,20.862606904706492,20.860247504185345,20.857888370494265,20.848427047697971,20.838970016641447,20.829517275377921,20.82006882196151,20.810624654447203,20.799038600799683,20.787458997541872,20.775885841082598,20.764319127832685,20.752758854204956,20.736920704111466,20.721094641422845,20.705280656914191,20.689478741367644,20.673688885572378,20.658843427163145,20.644008629049544,20.629184483576587,20.614370983094769,20.59956811996009]
[{"$f":"'HyARC Physical Property Data'!A78","v":"Residential Electricity"},2011,1.0784554773635862,{"$f":"'HyARC Physical Property Data'!$H$78","v":"kWh"},"Feed Utility Byprod",null,null,29.579885763014694,29.579885763014694,29.579885763014694,29.556357578078675,30.116416605727963,29.134443020933652,{"$f":"(N53/(mmBTU_to_GJ))*($C35)","v":35.290357875264071},35.099254542442559,34.006324250330664,33.273068571129983,33.741332917168577,33.797427935481679,34.324839686615753,34.578308413009267,34.586867567238613,34.390554936680012,34.362805408349665,34.407138617447096,34.440296778887124,34.452805840191871,34.592323223051601,34.714384960668241,34.884790126185806,35.027523453056702,35.17875868912688,35.278238284610403,35.329988814033648,35.457572652587459,35.581268940259363,35.700168912196872,35.86250559517147,36.208798160069257,36.632705785658793,36.980264896847054,37.31435507024409,37.726607198816652,37.92339618980413,{"$f":"($BB35-$AR35)/10+AR35","v":37.661673404423048},37.399950619041967,37.138227833660885,36.876505048279803,36.614782262898721,36.35305947751764,36.091336692136558,35.829613906755476,35.567891121374394,{"$f":"'AEO Data'!$B$33*AM35","v":35.306168335993306},{"$f":"($BQ35-$BB35)/15+BB35","v":35.326738550364603},35.347308764735899,35.367878979107196,35.388449193478493,35.40901940784979,35.429589622221087,35.450159836592384,35.470730050963681,35.491300265334978,35.511870479706275,35.532440694077572,35.553010908448869,35.573581122820165,35.594151337191462,{"$f":"'AEO Data'!$C$33*BB35","v":35.614721551562717},35.590740371018178,35.56675919047364,35.542778009929101,35.518796829384563,{"$f":"'AEO Data'!$D$33*BQ35","v":35.494815648840024},{"$f":"+BV35*BW$141/BV$141","v":35.479187147674004},{"$f":"+BW35*BX$141/BW$141","v":35.463565527795978},35.447950786176087,35.432342919785803,35.41674192559794,35.388373668404036,35.360028133741132,35.331705303408839,35.303405159221327,35.275127683007355,35.236173874838393,35.197263082790727,35.158395259362273,35.119570357103413,35.080788328616926,35.03850643960029,34.996275511757105,34.954095483665299,34.911966293976825,34.869887881417597,34.82115009201096,34.772480423618198,34.723878781026279,34.675345069155263,34.626879193058095,34.579567869537456,34.532321188323188,34.485139061093349,34.438021399646672,34.39096811590241]
[]
[]
[]
["AEO 2013 Reference Case Values:"]
["2011 $/MMBtu"]
[]
["Residential Natural Gas",null,null,null,null,null,null,null,null,null,null,null,null,11.359373,10.802343,10.464380999999999,10.477905,10.253485,10.156079999999999,10.662777999999999,10.990506,11.397518,11.624905,11.776242999999999,11.960003,12.203179,12.432268000000001,12.584531,12.674325,12.841908,12.933384999999999,13.085578999999999,13.234385,13.368997999999999,13.547089,13.721807,13.935895,14.248931000000001,14.598827,15.023702999999999,15.415895000000001,15.842275000000001,16.055761,16.363073]
["Commercial Natural Gas",null,null,null,null,null,null,null,null,null,null,null,null,9.3969749999999994,8.8368610000000007,8.0727960000000003,8.4627339999999993,8.2352620000000005,8.1043620000000001,8.5610389999999992,8.8247909999999994,9.1722800000000007,9.3508150000000008,9.4680210000000002,9.6109419999999997,9.8191819999999996,10.011597999999999,10.133018,10.193654,10.33554,10.388019,10.500005,10.605323,10.697221000000001,10.832411,10.954602,11.11848,11.383407,11.681657,12.061093,12.401303,12.781521,12.948893999999999,13.212922000000001]
["Industrial Natural Gas",null,null,null,null,null,null,null,null,null,null,null,null,5.4839599999999997,4.8898130000000002,3.7596859999999999,4.3339879999999997,4.3750520000000002,4.4225349999999999,4.8660360000000003,5.0679410000000003,5.3212570000000001,5.4497980000000004,5.5294119999999998,5.6406840000000003,5.8277749999999999,6.0107049999999997,6.1100089999999998,6.1511990000000001,6.2557600000000004,6.2949159999999997,6.396782,6.4862520000000004,6.561483,6.6766310000000004,6.771134,6.9159920000000001,7.1687539999999998,7.4454149999999997,7.813205,8.1536600000000004,8.4989190000000008,8.6393810000000002,8.8810929999999999]
[{"$f":"'HyARC Physical Property Data'!$A$74","v":"Electric Utility Natural Gas"},null,null,null,null,null,null,null,null,null,null,null,null,5.258165,4.7747140000000003,3.3217560000000002,3.7155300000000002,3.758219,3.8420709999999998,4.2826180000000003,4.4486730000000003,4.7026110000000001,4.8222319999999996,4.8967590000000003,5.0074189999999996,5.20235,5.388776,5.5179349999999996,5.5779610000000002,5.7088080000000003,5.7607720000000002,5.8668440000000004,5.9650189999999998,6.0528500000000003,6.1836820000000001,6.2931780000000002,6.4458729999999997,6.6983480000000002,6.9804459999999997,7.345173,7.6749489999999998,8.0219799999999992,8.1549879999999995,8.3777830000000009]
[{"$f":"'HyARC Physical Property Data'!$A$85","v":"Woody Biomass"}]
["Pyrolysis Oil",null,null,null,null,null,null,null,null,null,null,null,null,13.6,13.6,13.6,13.6,13.6,13.6,13.6,14.11,14.11,14.11,14.11,14.11,14.11,14.11,14.11,14.11,14.11,14.11,14.11,14.11,14.11,14.11,14.11,14.11,14.11,14.11,14.11,14.11,14.11,14.11,14.11,14.11,14.11,14.11,14.11,14.11,14.11,14.11,14.11,14.11,14.11,14.11,14.11,14.11,14.11,14.11,14.11,14.11,14.11,14.11,14.11,14.11,14.11,14.11,14.11,14.11,14.11,14.11,14.11,14.11,14.11]
["Methanol",null,null,null,null,null,null,null,null,null,null,null,null,23.6,23.6,23.6,23.6,23.6,23.6,23.6,23.6,23.6,23.6,23.6,23.6,23.6,23.6,23.6,23.6,23.6,23.6,23.6,23.6,23.6,23.6,23.6,23.6,23.6,23.6,23.6,23.6,23.6,23.6,23.6,23.6,23.6,23.6,23.6,23.6,23.6,23.6,23.6,23.6,23.6,23.6,23.6,23.6,23.6,23.6,23.6,23.6,23.6,23.6,23.6,23.6,23.6,23.6,23.6,23.6,23.6,23.6,23.6,23.6,23.6]
["Ethanol (E85)",null,null,null,null,null,null,null,null,null,null,null,null,25.561684,25.303816000000001,33.642014000000003,31.120284999999999,24.805427999999999,24.941547,24.510408000000002,24.773121,25.840997999999999,26.808551999999999,29.644617,29.383793000000001,28.224442,28.253482999999999,27.145426,27.272445999999999,27.519344,26.363682000000001,26.241467,26.599018000000001,26.941008,27.294556,27.667862,28.194492,28.632065000000001,29.186733,29.790071000000001,30.397635000000001,30.990224999999999,31.671036000000001,30.576360999999999]
["Electric Utility Steam Coal",null,null,null,null,null,null,null,null,null,null,null,null,2.2979889999999998,2.38,2.4052739999999999,2.3369110000000002,2.3950149999999999,2.3961070000000002,2.4583050000000002,2.472283,2.4802620000000002,2.4838239999999998,2.516057,2.5464560000000001,2.591459,2.6280779999999999,2.6593969999999998,2.691643,2.7285810000000001,2.7618779999999998,2.7919909999999999,2.8282630000000002,2.8670900000000001,2.8969999999999998,2.9238430000000002,2.954224,2.98759,3.030205,3.0670109999999999,3.1012659999999999,3.134995,3.169994,3.2015440000000002]
["Commercial Electricity",null,null,null,null,null,null,null,null,null,null,null,null,30.492578999999999,29.980651999999999,28.463469,27.770492999999998,27.844252000000001,27.733993999999999,28.230274000000001,28.517765000000001,28.644997,28.576813000000001,28.566559000000002,28.675744999999999,28.66461,28.628443000000001,28.632759,28.485842000000002,28.378672000000002,28.369689999999999,28.482963999999999,28.577332999999999,28.652301999999999,28.781072999999999,28.912566999999999,29.081726,29.271111999999999,29.658476,30.101704000000002,30.503069,30.944068999999999,31.476562000000001,31.747146999999998]
["Industrial Electricity",null,null,null,null,null,null,null,null,null,null,null,null,20.260442999999999,19.975739999999998,18.436015999999999,18.142965,18.046112000000001,17.884491000000001,18.368113000000001,18.636278000000001,18.783104000000002,18.727132999999998,18.720291,18.854441000000001,18.961594000000002,19.089853000000002,19.158766,19.181961000000001,19.274345,19.362473000000001,19.467001,19.610374,19.726358000000001,19.866886000000001,20.029399999999999,20.204810999999999,20.42868,20.795019,21.263971000000002,21.670811,22.067454999999999,22.488647,22.744430999999999]
["Residential Electricity",null,null,null,null,null,null,null,null,null,null,null,null,34.522823000000002,34.335875999999999,33.266716000000002,32.549408,33.007488000000002,33.062362999999998,33.578304000000003,33.826259999999998,33.834632999999997,33.642589999999998,33.615443999999997,33.658813000000002,33.691249999999997,33.703487000000003,33.839970000000001,33.959377000000003,34.126075999999998,34.265704999999997,34.413651000000002,34.510967000000001,34.561591999999997,34.686400999999996,34.807406999999998,34.923721,35.082526999999999,35.421287999999997,35.835976000000002,36.175975999999999,36.502800000000001,36.906086000000002,37.098595000000003]
[]
[]
["AEO_2013_High_Price_Case",{"$f":"\"Prices are in $(\" & ref_year&\")/GJ LHV\"","v":"Prices are in $(2016)/GJ LHV"},null,null,null,null,null,null,null,null,null,null,null,null,null,null,null,null,null,null,null,null,null,null,null,null,null,null,null,null,null,null,null,null,null,null,null,null,null,null,null,null,null,null,"Except as noted,values are extrapolated based on PNNL mini-CAM model (see AEO Data tab)"]
["Year","Source Data Year","Reference year Conversion","Display Units","Use Category","LHV (MJ/kg)","HHV (MJ/kg)",2004,2005,2006,2007,2008,2009,2010,2011,2012,2013,2014,2015,2016,2017,2018,2019,2020,2021,2022,2023,2024,2025,2026,2027,2028,2029,2030,2031,2032,2033,2034,2035,2036,2037,2038,2039,2040,2041,2042,2043,2044,2045,2046,2047,2048,2049,2050,2051,2052,2053,2054,2055,2056,2057,2058,2059,2060,2061,2062,2063,2064,2065,2066,2067,2068,2069,2070,{"$f":"+BV57+1","v":2071},{"$f":"+BW57+1","v":2072},{"$f":"+BX57+1","v":2073},{"$f":"+BY57+1","v":2074},{"$f":"+BZ57+1","v":2075},{"$f":"+CA57+1","v":2076},{"$f":"+CB57+1","v":2077},{"$f":"+CC57+1","v":2078},{"$f":"+CD57+1","v":2079},{"$f":"+CE57+1","v":2080},{"$f":"+CF57+1","v":2081},{"$f":"+CG57+1","v":2082},{"$f":"+CH57+1","v":2083},{"$f":"+CI57+1","v":2084},{"$f":"+CJ57+1","v":2085},{"$f":"+CK57+1","v":2086},{"$f":"+CL57+1","v":2087},{"$f":"+CM57+1","v":2088},{"$f":"+CN57+1","v":2089},{"$f":"+CO57+1","v":2090},{"$f":"+CP57+1","v":2091},{"$f":"+CQ57+1","v":2092},{"$f":"+CR57+1","v":2093},{"$f":"+CS57+1","v":2094},{"$f":"+CT57+1","v":2095},{"$f":"+CU57+1","v":2096},{"$f":"+CV57+1","v":2097},{"$f":"+CW57+1","v":2098},{"$f":"+CX57+1","v":2099},{"$f":"+CY57+1","v":2100}]
["Feedstock Type"]
[{"$f":"'HyARC Physical Property Data'!A73","v":"Residential Natural Gas"},2011,{"$f":"VLOOKUP(ref_year,DeflatorTable,2,FALSE)/VLOOKUP(B59,DeflatorTable,2,FALSE)","v":1.0784554773635862},{"$f":"'HyARC Physical Property Data'!H73","v":"mmBtu"},"Feed Utility",{"$f":"'HyARC Physical Property Data'!$E$6","v":47.141269049911173},{"$f":"'HyARC Physical Property Data'!$I$6","v":52.224661236371581},13.568796522291001,13.568796522291001,13.568796522291001,12.569562315288914,12.891154499364562,11.574514296329017,{"$f":"N74*(1/mmBTU_to_GJ*$C59*$G59/$F59)","v":12.864072624231566},12.233256612302414,11.861152965490446,11.893055588099742,11.702900284056764,11.584863638053182,12.172704934041207,12.561660766684307,13.040849007274005,13.334636024602869,13.585497021910953,13.826832870705786,14.133121150005612,14.415523514141789,14.555819858061962,14.74260268650484,14.962909824951016,15.13708380741285,15.40515937879654,15.610444392046157,15.844346751976293,16.116906877885302,16.508795790382088,16.937809113598334,17.381004274269273,17.788911879634913,18.311687498791546,18.65334373828842,19.195162859691969,19.682735858288098,20.015032288908259,{"$f":"($BB59-$AR59)/10+AR59","v":20.01518684253227},{"$f":"($BB59-$AR59)/10+AS59","v":20.01534139615628},20.015495949780291,20.015650503404302,20.015805057028313,20.015959610652324,20.016114164276335,20.016268717900346,20.016423271524356,{"$f":"'AEO Data'!$B$30*AM59","v":20.01657782514836},{"$f":"($BQ59-$BB59)/15+BB59","v":20.179679524085394},{"$f":"($BQ59-$BB59)/15+BC59","v":20.342781223022428},20.505882921959461,20.668984620896495,20.832086319833529,20.995188018770563,21.158289717707596,21.32139141664463,21.484493115581664,21.647594814518698,21.810696513455731,21.973798212392765,22.136899911329799,22.300001610266833,{"$f":"'AEO Data'!$C$30*BB59","v":22.463103309203859},{"$f":"($BV59-$BQ59)/5+BQ59","v":22.591499473992489},{"$f":"($BV59-$BQ59)/5+BR59","v":22.719895638781118},22.848291803569747,22.976687968358377,{"$f":"'AEO Data'!$D$30*BQ59","v":23.105084133146999},{"$f":"+BV59*BW$133/BV$133","v":23.181799806296944},{"$f":"+BW59*BX$133/BW$133","v":23.258770198039247},23.335996154114543,23.413478523071561,23.491218156276457,23.541346730111329,23.591582274725578,23.641925018387173,23.692375189851191,23.742933018360848,23.759348824569351,23.775775980626385,23.792214494379209,23.808664373680507,23.825125626388392,23.830705260336195,23.836286200984979,23.841868448640763,23.847452003609632,23.853036866197748,23.861501261663879,23.869968660772315,23.878439064588914,23.886912474179919,23.89538889061194,23.908434131387597,23.921486493968537,23.934545982242778,23.947612600100459,23.960686351433843]
[{"$f":"'HyARC Physical Property Data'!A71","v":"Commercial Natural Gas"},2011,{"$f":"VLOOKUP(ref_year,DeflatorTable,2,FALSE)/VLOOKUP(B60,DeflatorTable,2,FALSE)","v":1.0784554773635862},{"$f":"'HyARC Physical Property Data'!H71","v":"mmBtu"},"Feed Utility",{"$f":"'HyARC Physical Property Data'!$E$6","v":47.141269049911173},{"$f":"'HyARC Physical Property Data'!$I$6","v":52.224661236371581},11.78211597551449,11.78211597551449,11.78211597551449,10.884547954455588,11.412186165255939,10.075756967258858,{"$f":"N75*(1/mmBTU_to_GJ*$C60*$G60/$F60)","v":10.64172897994356},10.007414788992003,9.1519429796830281,9.6083607814240821,9.4170571596314385,9.2604963783141265,9.7880272107161694,10.102152135802671,10.510533110812647,10.749394527375706,10.957396319995588,11.154595545540458,11.419131036760978,11.655986860883548,11.761963905589115,11.916887145026724,12.10487944423552,12.234521573768266,12.450381528976834,12.607433799350707,12.785898685119724,13.004609050363703,13.334459360333689,13.708042004168398,14.091726220317723,14.43493053709644,14.903089717958334,15.194282261949443,15.688899182047464,16.126102479588738,16.399079351978891,{"$f":"($BB60-$AR60)/10+AR60","v":16.383429901231551},16.367780450484211,16.352130999736872,16.336481548989532,16.320832098242192,16.305182647494853,16.289533196747513,16.273883746000173,16.258234295252834,{"$f":"'AEO Data'!$B$30*AM60","v":16.242584844505476},{"$f":"($BQ60-$BB60)/15+BB60","v":16.374934799947876},16.507284755390277,16.639634710832677,16.771984666275078,16.904334621717478,17.036684577159878,17.169034532602279,17.301384488044679,17.433734443487079,17.56608439892948,17.69843435437188,17.83078430981428,17.963134265256681,18.095484220699081,{"$f":"'AEO Data'!$C$30*BB60","v":18.227834176141503},{"$f":"($BV60-$BQ60)/5+BQ60","v":18.332022095700271},18.436210015259039,18.540397934817808,18.644585854376576,{"$f":"'AEO Data'!$D$30*BQ60","v":18.748773773935348},{"$f":"+BV60*BW$134/BV$134","v":18.811025215761521},{"$f":"+BW60*BX$134/BW$134","v":18.873483350678995},18.93614886496961,18.999022447193862,19.062104788198472,19.102781951935423,19.143545917820827,19.184396871084243,19.22533499735049,19.266360482640504,19.279681197473067,19.293011122215507,19.306350263235526,19.319698626905243,19.333056219601172,19.337583850577364,19.342112541884731,19.346642293771598,19.351173106486343,19.355704980277398,19.362573470122019,19.369444397292106,19.376317762652565,19.383193567068602,19.390071811405733,19.400657458561128,19.411248884752663,19.42184609313529,19.432449086865692,19.443057869102269]
[{"$f":"'HyARC Physical Property Data'!A72","v":"Industrial Natural Gas"},2011,1.0784554773635862,{"$f":"'HyARC Physical Property Data'!H72","v":"mmBtu"},"Feed Utility",{"$f":"'HyARC Physical Property Data'!$E$6","v":47.141269049911173},{"$f":"'HyARC Physical Property Data'!$I$6","v":52.224661236371581},7.8800725307970341,7.8800725307970341,7.8800725307970341,7.4431315976064605,8.8750360136942668,6.5580125743803235,{"$f":"N76*(1/mmBTU_to_GJ*$C61*$G61/$F61)","v":6.2103798436905873},5.5365993079896789,4.2658486899298849,4.9262435098506687,5.0011287756439424,5.043267733696263,5.5677692268671866,5.811978134962712,6.1008547915790015,6.2889829863794731,6.4543826434720692,6.6186022738436092,6.8574772799658357,7.0784899430254651,7.1627859785423293,7.2980043571868638,7.4390911604652894,7.5449878002791149,7.7612180709749996,7.9069717553642462,8.0635665105794754,8.2711923253957185,8.5949477180790161,8.9590199354229085,9.332634288229011,9.6599444830979113,10.080315979146802,10.318380141572026,10.748724109123437,11.112492826312584,11.338483797880626,{"$f":"($BB61-$AR61)/10+AR61","v":11.291599206776587},11.244714615672548,11.197830024568509,11.15094543346447,11.104060842360431,11.057176251256392,11.010291660152353,10.963407069048314,10.916522477944275,{"$f":"'AEO Data'!$B$30*AM61","v":10.869637886840229},{"$f":"($BQ61-$BB61)/15+BB61","v":10.958207292742701},11.046776698645173,11.135346104547645,11.223915510450118,11.31248491635259,11.401054322255062,11.489623728157534,11.578193134060006,11.666762539962479,11.755331945864951,11.843901351767423,11.932470757669895,12.021040163572367,12.10960956947484,{"$f":"'AEO Data'!$C$30*BB61","v":12.19817897537731},{"$f":"($BV61-$BQ61)/5+BQ61","v":12.26790217329369},12.33762537121007,12.40734856912645,12.47707176704283,{"$f":"'AEO Data'!$D$30*BQ61","v":12.546794964959213},{"$f":"+BV61*BW$135/BV$135","v":12.588454013507333},{"$f":"+BW61*BX$135/BW$135","v":12.630251382346072},12.672187530739475,12.714262919476461,12.75647801087592,12.78369941955669,12.810978916770198,12.838316626473205,12.865712672886987,12.893167180497899,12.90208148496421,12.911001952758973,12.919928588143499,12.928861395382043,12.937800378741811,12.940830297296499,12.943860925431345,12.946892263312527,12.949924311106264,12.952957068978808,12.957553504715802,12.962151571526023,12.966751269988269,12.971352600681538,12.975955564185037,12.983039544504583,12.990127392190731,12.997219109354795,13.004314698109246,13.011414160567707]
[{"$f":"'HyARC Physical Property Data'!A74","v":"Electric Utility Natural Gas"},2011,1.0784554773635862,{"$f":"'HyARC Physical Property Data'!H74","v":"mmBtu"},"Feed Utility",{"$f":"'HyARC Physical Property Data'!$E$6","v":47.141269049911173},{"$f":"'HyARC Physical Property Data'!$I$6","v":52.224661236371581},6.9870463159656619,6.9870463159656619,6.9870463159656619,6.9519071777354364,9.0904707383294223,6.2626950486669273,{"$f":"N77*(1/mmBTU_to_GJ*$C62*$G62/$F62)","v":5.9546798308555591},5.4071882009627821,3.768852464514262,4.2197914089842286,4.3421608594357606,4.4350092575221245,4.9227430659017379,5.1227134290535421,5.404199630409166,5.5835002740669921,5.7378889908440085,5.8922335415537308,6.1313078612104164,6.355420076223532,6.4754872288594125,6.6246700120119595,6.7907434847466179,6.9234738416002104,7.1128771900359125,7.2589977925226847,7.4163003372778959,7.6223407035245794,7.9461017585241978,8.2927532934784409,8.6454827587704095,8.9495797216544553,9.3600297070477065,9.6003452064417036,10.02812074731043,10.386438918810089,10.572567183486392,{"$f":"($BB62-$AR62)/10+AR62","v":10.522342037462021},10.472116891437651,10.42189174541328,10.371666599388909,10.321441453364539,10.271216307340168,10.220991161315798,10.170766015291427,10.120540869267057,{"$f":"'AEO Data'!$B$30*AM62","v":10.070315723242683},{"$f":"($BQ62-$BB62)/15+BB62","v":10.152371987687129},10.234428252131575,10.316484516576022,10.398540781020468,10.480597045464915,10.562653309909361,10.644709574353808,10.726765838798254,10.808822103242701,10.890878367687147,10.972934632131594,11.05499089657604,11.137047161020487,11.219103425464933,{"$f":"'AEO Data'!$C$30*BB62","v":11.301159689909367},{"$f":"($BV62-$BQ62)/5+BQ62","v":11.365755642742549},11.430351595575731,11.494947548408913,11.559543501242095,{"$f":"'AEO Data'!$D$30*BQ62","v":11.624139454075273},{"$f":"+BV62*BW$136/BV$136","v":11.662735015029273},{"$f":"+BW62*BX$136/BW$136","v":11.701458724594294},11.740311008261404,11.779292292934432,11.818403006934647,11.843622630872503,11.868896071678103,11.894223444192779,11.919604863502929,11.94504044494054,11.95329921688524,11.961563698924795,11.969833895007156,11.978109809082998,11.986391445105726,11.98919855209301,11.992006316479953,11.994814738420512,11.99762381806868,12.000433555578486,12.00469198254312,12.008951920636509,12.013213370394887,12.017476332354676,12.021740807052488,12.028303851667012,12.034870479253032,12.041440691766601,12.048014491164842,12.054591879405951]
[{"$f":"'HyARC Physical Property Data'!A75","v":"Bio Methane"},2007,1.1446359956438654,{"$f":"'HyARC Physical Property Data'!H75","v":"mmBtu"},"Feed Utility",{"$f":"'HyARC Physical Property Data'!$E$6","v":47.141269049911173},{"$f":"'HyARC Physical Property Data'!$I$6","v":52.224661236371581},12.42654028436019,12.42654028436019,12.42654028436019,12.42654028436019,12.42654028436019,12.42654028436019,{"$f":"13.11*($C$63/mmBTU_to_GJ)","v":14.223865310797228},14.223865310797228,14.223865310797228,14.223865310797228,14.223865310797228,14.223865310797228,14.223865310797228,14.223865310797228,14.223865310797228,14.223865310797228,14.223865310797228,14.223865310797228,14.223865310797228,14.223865310797228,14.223865310797228,14.223865310797228,14.223865310797228,14.223865310797228,14.223865310797228,14.223865310797228,14.223865310797228,14.223865310797228,14.223865310797228,14.223865310797228,14.223865310797228,14.223865310797228,{"$f":"13.11*($C$63/mmBTU_to_GJ)","v":14.223865310797228},14.223865310797228,14.223865310797228,14.223865310797228,14.223865310797228,14.223865310797228,14.223865310797228,14.223865310797228,14.223865310797228,14.223865310797228,14.223865310797228,14.223865310797228,14.223865310797228,14.223865310797228,14.223865310797228,14.223865310797228,14.223865310797228,14.223865310797228,14.223865310797228,14.223865310797228,14.223865310797228,14.223865310797228,14.223865310797228,14.223865310797228,14.223865310797228,14.223865310797228,14.223865310797228,14.223865310797228,14.223865310797228,14.223865310797228,14.223865310797228,14.223865310797228,14.223865310797228,14.223865310797228,14.223865310797228,{"$f":"+BV63*BW$136/BV$136","v":14.271092726019944},14.318476950147966,14.366018503832969,14.413717909455341,14.461575691129934,14.49243565590395,14.523361473628309,14.554353284828478,14.585411230329802,14.616535451258134,14.626641288360148,14.636754112613382,14.646873928848736,14.657000741900452,14.667134556606111,14.670569469948116,14.674005187716483,14.6774417100996,14.6808790372859,14.684317169463862,14.689527988881515,14.69474065739019,14.699955175646044,14.705171544305472,14.710389764025104,14.718420626266095,14.726455872806168,14.734495506038849,14.74253952835897,14.750587942162673]
[{"$f":"'HyARC Physical Property Data'!A85","v":"Woody Biomass"},2005,{"$f":"VLOOKUP(ref_year,DeflatorTable,2,FALSE)/VLOOKUP(B64,DeflatorTable,2,FALSE)","v":1.2112501494873942},{"$f":"+'HyARC Physical Property Data'!$H$85","v":"kg"},"Feed",{"$f":"'HyARC Physical Property Data'!$E$45","v":19.551069237418005},{"$f":"'HyARC Physical Property Data'!$I$45","v":20.588656379262464},1.3438238843289665,1.3438238843289665,1.3438238843289665,1.3438238843289665,1.3438238843289665,1.3438238843289665,{"$f":"1.27*($C$64)","v":1.5382876898489906},{"$f":"1.27*($C$64)","v":1.5382876898489906},{"$f":"1.28*($C$64)","v":1.5504001913438645},{"$f":"1.32*($C$64)","v":1.5988501973233604},{"$f":"1.32*($C$64)","v":1.5988501973233604},{"$f":"1.34*($C$64)","v":1.6230752003131084},{"$f":"1.34*($C$64)","v":1.6230752003131084},{"$f":"1.36*($C$64)","v":1.6473002033028561},{"$f":"1.36*($C$64)","v":1.6473002033028561},{"$f":"1.38*($C$64)","v":1.6715252062926038},{"$f":"1.4*($C$64)","v":1.6957502092823518},{"$f":"1.46*($C$64)","v":1.7684252182515954},{"$f":"1.48*($C$64)","v":1.7926502212413433},{"$f":"1.48*($C$64)","v":1.7926502212413433},{"$f":"1.51*($C$64)","v":1.8289877257259652},{"$f":"1.52*($C$64)","v":1.8411002272208392},{"$f":"1.62*($C$64)","v":1.9622252421695787},{"$f":"1.72*($C$64)","v":2.083350257118318},{"$f":"1.82*($C$64)","v":2.2044752720670573},{"$f":"1.91*($C$64)","v":2.3134877855209228},{"$f":"2.01*($C$64)","v":2.4346128004696621},{"$f":"2.11*($C$64)","v":2.5557378154184014},{"$f":"2.2*($C$64)","v":2.6647503288722674},{"$f":"2.3*($C$64)","v":2.7858753438210062},{"$f":"2.4*($C$64)","v":2.9070003587697459},{"$f":"2.5*($C$64)","v":3.0281253737184857},{"$f":"2.57*($C$64)","v":3.1129128841826028},{"$f":"2.64*($C$64)","v":3.1977003946467208},{"$f":"2.71*($C$64)","v":3.282487905110838},{"$f":"2.78*($C$64)","v":3.3672754155749556},{"$f":"2.85*($C$64)","v":3.4520629260390736},{"$f":"2.92*($C$64)","v":3.5368504365031908},{"$f":"2.99*($C$64)","v":3.6216379469673088},{"$f":"3.07*($C$64)","v":3.7185379589263001},{"$f":"3.14*($C$64)","v":3.8033254693904177},{"$f":"3.21*($C$64)","v":3.8881129798545353},{"$f":"3.28*($C$64)","v":3.9729004903186529},{"$f":"3.35*($C$64)","v":4.0576880007827709},{"$f":"3.42*($C$64)","v":4.1424755112468876},{"$f":"3.49*($C$64)","v":4.2272630217110061},{"$f":"3.56*($C$64)","v":4.3120505321751237},{"$f":"3.64*($C$64)","v":4.4089505441341146},{"$f":"3.71*($C$64)","v":4.4937380545982322},{"$f":"3.78*($C$64)","v":4.5785255650623498},{"$f":"3.85*($C$64)","v":4.6633130755264673},{"$f":"3.92*($C$64)","v":4.7481005859905849},{"$f":"3.99*($C$64)","v":4.8328880964547034},{"$f":"4.06*($C$64)","v":4.9176756069188201},{"$f":"4.14*($C$64)","v":5.0145756188778119},{"$f":"4.21*($C$64)","v":5.0993631293419295},{"$f":"4.28*($C$64)","v":5.1841506398060471},{"$f":"4.35*($C$64)","v":5.2689381502701647},{"$f":"4.42*($C$64)","v":5.3537256607342822},{"$f":"4.49*($C$64)","v":5.4385131711983998},{"$f":"4.56*($C$64)","v":5.5233006816625174},{"$f":"4.63*($C$64)","v":5.608088192126635},{"$f":"4.71*($C$64)","v":5.7049882040856268},{"$f":"4.78*($C$64)","v":5.7897757145497444},{"$f":"4.85*($C$64)","v":5.8745632250138611},{"$f":"4.92*($C$64)","v":5.9593507354779796},{"$f":"4.99*($C$64)","v":6.0441382459420971},{"$f":"+BV64*BW$137/BV$137","v":6.0586659764672328},{"$f":"+BW64*BX$137/BW$137","v":6.0732286259412112},6.0878262782954495,6.1024590176630999,6.1171269283795393,6.1299667153690152,6.1428334529403346,6.155727197662495,6.1686480062232301,6.18159593542926,6.197524392005751,6.2134938923080965,6.229504542095909,6.245556447401321,6.2616497145296828,6.2750522655841658,6.2884835037072264,6.3019434903011975,6.3154322868998385,6.3289499551686168,6.3413225489579119,6.3537193301840116,6.3661403461314299,6.3785856441771198,6.3910552717906537,6.4057772391562917,6.4205331189689208,6.4353229893467718,6.4501469285880244,6.4650050151712186]
[{"$f":"'HyARC Physical Property Data'!A79","v":"Electric Utility Steam Coal"},2011,{"$f":"VLOOKUP(ref_year,DeflatorTable,2,FALSE)/VLOOKUP(B65,DeflatorTable,2,FALSE)","v":1.0784554773635862},{"$f":"+'HyARC Physical Property Data'!$H$79","v":"kg"},"Feed",{"$f":"'HyARC Physical Property Data'!$E$42","v":22.7322030001394},{"$f":"'HyARC Physical Property Data'!$I$42","v":23.967615189707661},1.6359074751967535,1.6359074751967535,1.6359074751967535,1.6778298347292193,1.8315470257945772,1.8060149340317679,{"$f":"N79*($C65/mmBTU_to_GJ*$G65/$F65)","v":2.4767433408545654},2.5651337544408896,2.6023831610321637,2.5126832358863247,2.6585542013179602,2.6840072260006811,2.7699747737550795,2.7766301102818329,2.7968493998756609,2.8115213182786878,2.8489776600299841,2.8785704657004394,2.9253496675256483,2.9630312668209267,3.0053645960675355,3.0521599647021214,3.0924023866026737,3.1249741963476141,3.1652489518669196,3.2097820449760555,3.2527092350204363,3.2901989881777776,3.3307065457521077,3.3733136329708291,3.4171795757463519,3.4665778006905912,3.5046355477507012,3.5333294788198106,3.5689945380921646,3.6172858754877444,3.6632858371009949,{"$f":"($BB65-$AR65)/10+AR65","v":3.6603339305711646},{"$f":"($BB65-$AR65)/10+AS65","v":3.6573820240413344},3.6544301175115042,3.6514782109816739,3.6485263044518437,3.6455743979220134,3.6426224913921832,3.639670584862353,3.6367186783325227,{"$f":"('AEO Data'!$B$28*AM65)","v":3.6337667718026938},{"$f":"($BQ65-$BB65)/15+BB65","v":3.6465192456024029},{"$f":"($BQ65-$BB65)/15+BC65","v":3.659271719402112},3.6720241932018212,3.6847766670015303,3.6975291408012394,3.7102816146009485,3.7230340884006576,3.7357865622003668,3.7485390360000759,3.761291509799785,3.7740439835994941,3.7867964573992032,3.7995489311989123,3.8123014049986215,{"$f":"('AEO Data'!$C$28*BB65)","v":3.8250538787983337},{"$f":"($BV65-$BQ65)/5+BQ65","v":3.8373166225762918},3.8495793663542499,3.861842110132208,3.8741048539101661,{"$f":"('AEO Data'!$D$28*BQ65)","v":3.8863675976881238},{"$f":"+BV65*BW$138/BV$138","v":3.8995072326040932},{"$f":"+BW65*BX$138/BW$138","v":3.9126912920376582},3.9259199261861233,3.9391932857546061,3.9525115219577494,3.9638281829885078,3.9751772453965106,3.9865588019519875,3.9979729456907847,4.0094197699151231,4.0181594321320722,4.0269181449099625,4.0356959497748699,4.0444928883433882,4.0533090023228242,4.0592855925032651,4.0652709951453678,4.0712652232430759,4.0772682898094939,4.0832802078769133,4.0852935052227286,4.0873077952425705,4.0893230784258847,4.0913393552623587,4.0933566262419232,4.0904573728021916,4.0875601728533422,4.0846650249409233,4.081771927611511,4.0788808794127149]
[{"$f":"'HyARC Physical Property Data'!A76","v":"Commercial Electricity"},2011,1.0784554773635862,{"$f":"'HyARC Physical Property Data'!$H$76","v":"kWh"},"Feed Utility Byprod",null,null,26.764062885406638,26.764062885406638,26.764062885406638,26.478521097803213,27.879470162766175,27.895326399478549,{"$f":"N80*($C66)","v":32.884888841491865},{"$f":"O80*($C66)","v":32.332798364331552},30.737262309969314,29.97242384233401,30.387977542238183,30.347150453231627,30.940154295836678,31.301692474701618,31.392652645028893,31.248251770431818,31.319545226673895,31.450144028071669,31.542321774632889,31.486595823206557,31.399882610549138,31.493015868663306,31.467305490082953,31.504678286195514,31.506435090168136,31.647141176299762,31.868543771980598,32.132385747606648,32.307495641921648,32.65090606266758,33.217937462011285,33.746086227574118,34.302393465650923,34.800179395704063,35.230419502298972,35.829986824939262,36.211973598110482,{"$f":"($BB66-$AR66)/10+AR66","v":35.881261041922635},35.550548485734787,35.219835929546939,34.889123373359091,34.558410817171243,34.227698260983395,33.896985704795547,33.566273148607699,33.235560592419851,{"$f":"'AEO Data'!$B$33*AM66","v":32.904848036232032},{"$f":"($BQ66-$BB66)/15+BB66","v":32.924019184217244},32.943190332202455,32.962361480187667,32.981532628172879,33.00070377615809,33.019874924143302,33.039046072128514,33.058217220113725,33.077388368098937,33.096559516084149,33.115730664069361,33.134901812054572,33.154072960039784,33.173244108024996,{"$f":"'AEO Data'!$C$33*BB66","v":33.192415256010214},33.170065135939467,33.147715015868719,33.125364895797972,33.103014775727225,{"$f":"'AEO Data'!$D$33*BQ66","v":33.080664655656477},{"$f":"+BV66*BW$139/BV$139","v":33.066099114275488},{"$f":"+BW66*BX$139/BW$139","v":33.051539986157294},33.0369872684781,33.022440958415373,33.007901053147819,32.98146223987488,32.955044603678495,32.928648127596141,32.902272794678915,32.875918587991457,32.839614191376278,32.803349885175919,32.767125625119114,32.730941366983494,32.69479706659552,32.65539094584242,32.616032320180047,32.576721132363886,32.537457325218448,32.498240841637141,32.452817913303896,32.407458472789216,32.362162431355912,32.31692970039083,32.271760191404653,32.22766670904133,32.183633472390525,32.139660399137448,32.09574740707977,32.051894414127482]
[{"$f":"'HyARC Physical Property Data'!A77","v":"Industrial Electricity"},2011,1.0784554773635862,{"$f":"'HyARC Physical Property Data'!$H$77","v":"kWh"},"Feed Utility Byprod",null,null,17.365230901091444,17.365230901091444,17.365230901091444,17.575551809904887,19.530121721487372,19.467200489895287,{"$f":"N81*($C67)","v":21.849987884073684},21.542925726736811,19.902451511088309,19.582235432294034,19.704756602166356,19.619020470171431,20.171031141626411,20.49385492576495,20.594470507981068,20.544822731625157,20.594035890423687,20.76255102949461,20.94633062739214,21.072253245840066,21.100348089480867,21.269441280687655,21.365271755950712,21.508514369365095,21.619174685897374,21.826218725352589,22.023947066394335,22.224293897335123,22.474376937980967,22.838414976642433,23.325651455216004,23.843532246178864,24.337545738972189,24.794215553950846,25.214004348514621,25.744343457151981,26.063271860106287,{"$f":"($BB67-$AR67)/10+AR67","v":25.78185962843024},25.500447396754193,25.219035165078147,24.9376229334021,24.656210701726053,24.374798470050006,24.093386238373959,23.811974006697913,23.530561775021866,{"$f":"'AEO Data'!$B$33*AM67","v":23.24914954334583},{"$f":"($BQ67-$BB67)/15+BB67","v":23.262695051470804},23.276240559595777,23.289786067720751,23.303331575845725,23.316877083970699,23.330422592095672,23.343968100220646,23.35751360834562,23.371059116470594,23.384604624595568,23.398150132720541,23.411695640845515,23.425241148970489,23.438786657095463,{"$f":"'AEO Data'!$C$33*BB67","v":23.45233216522044},23.436540532228719,23.420748899236997,23.404957266245276,23.389165633253555,{"$f":"'AEO Data'!$D$33*BQ67","v":23.373374000261833},{"$f":"+BV67*BW$140/BV$140","v":23.380436490829396},{"$f":"+BW67*BX$140/BW$140","v":23.387501115396649},23.394567874608409,23.401636769109679,23.408707799545656,23.406060454578945,23.403413409006607,23.40076666279478,23.398120215909611,23.395474068317245,23.384861674186023,23.374254093930716,23.363651325367709,23.353053366314384,23.342460214589092,23.329464593323419,23.316476207206502,23.303495052210266,23.290521124308881,23.277554419478744,23.259789388655847,23.242037915800186,23.224299990564553,23.206575602609636,23.188864741604011,23.17221317404951,23.155573563729877,23.138945902058804,23.122330180456149,23.105726390347936]
[{"$f":"'HyARC Physical Property Data'!A78","v":"Residential Electricity"},2011,1.0784554773635862,{"$f":"'HyARC Physical Property Data'!$H$78","v":"kWh"},"Feed Utility Byprod",null,null,29.433773538887177,29.433773538887177,29.433773538887177,29.415861064534436,30.500905105766051,30.574559070308627,37.231327558403592,37.029713542276902,35.904219072357151,35.115964100941852,35.969434353528804,36.116413815172251,36.717853336521245,37.019523216471292,36.994572070547008,36.749885621109897,36.78085131323143,36.866643524911183,36.980382831831335,37.011953537475684,37.116621955375727,37.450882759851702,37.642585770141416,37.813937247117813,37.937612364350912,38.109761898380555,38.292401568838507,38.52845390372385,38.699570277406174,38.991412192591014,39.480914506122524,39.991294639240323,40.444338686904082,40.811228161847694,41.155489483965269,41.648278929791786,41.89880413718334,{"$f":"($BB68-$AR68)/10+AR68","v":41.608361021177913},41.317917905172486,41.027474789167059,40.737031673161631,40.446588557156204,40.156145441150777,39.86570232514535,39.575259209139922,39.284816093134495,{"$f":"'AEO Data'!$B$33*AM68","v":38.994372977129068},{"$f":"($BQ68-$BB68)/15+BB68","v":39.017092027346592},39.039811077564117,39.062530127781642,39.085249177999167,39.107968228216691,39.130687278434216,39.153406328651741,39.176125378869266,39.19884442908679,39.221563479304315,39.24428252952184,39.267001579739365,39.289720629956889,39.312439680174414,{"$f":"'AEO Data'!$C$33*BB68","v":39.335158730391903},39.30867239265946,39.282186054927017,39.255699717194574,39.229213379462131,{"$f":"'AEO Data'!$D$33*BQ68","v":39.202727041729688},{"$f":"+BV68*BW$141/BV$141","v":39.185465933196419},{"$f":"+BW68*BX$141/BW$141","v":39.168212424794326},39.150966513177039,39.133728194999662,39.11649746691878,39.085165763313817,39.053859155914154,39.022577624618116,38.991321149340131,38.960089710010728,38.917066652108652,38.874091103940906,38.831163013043174,38.788282327009078,38.745448993490129,38.698750191886909,38.652107675037847,38.605521375104502,38.558991224330207,38.512517155039959,38.45868804732946,38.404934176789915,38.351255438262001,38.297651726733392,38.244122937338538,38.191869309081618,38.139687075890301,38.087576140216228,38.03553640464434,37.983567771892652]
[]
[]
["AEO 2013 High Oil Price Case Values (except for BioMethane and Woody Biomass):"]
["2011 $/MMBtu"]
[]
["Residential Natural Gas",null,null,null,null,null,null,null,null,null,null,null,null,11.359373,10.802343,10.473763999999999,10.501935,10.334021999999999,10.229792,10.748874000000001,11.092333999999999,11.515472000000001,11.774895000000001,11.996413,12.209519999999999,12.479982,12.729352,12.853237999999999,13.018173000000001,13.212711000000001,13.366512,13.603230999999999,13.784504,13.991047,14.231726,14.577776,14.956607999999999,15.347963,15.708157999999999,16.169785000000001,16.471478000000001,16.949921,17.380462999999999,17.673891000000001]
["Commercial Natural Gas",null,null,null,null,null,null,null,null,null,null,null,null,9.3969749999999994,8.8368559999999992,8.081448,8.4844790000000003,8.3155520000000003,8.1773039999999995,8.6431299999999993,8.9205120000000004,9.2811249999999994,9.4920469999999995,9.6757190000000008,9.8498520000000003,10.083444999999999,10.292596,10.386177,10.522978999999999,10.688981999999999,10.803459999999999,10.994071,11.132752999999999,11.290343,11.483471,11.774739,12.104623999999999,12.443429,12.746489,13.159888,13.417020000000001,13.853782000000001,14.239846,14.480893]
["Industrial Natural Gas",null,null,null,null,null,null,null,null,null,null,null,null,5.4839570000000002,4.8889880000000003,3.7668759999999999,4.3500249999999996,4.4161510000000002,4.4533610000000001,4.916512,5.1321560000000002,5.3872429999999998,5.5533659999999996,5.6994189999999998,5.84443,6.055364,6.2505249999999997,6.3249610000000001,6.4443630000000001,6.5689469999999996,6.6624569999999999,6.8533949999999999,6.9821,7.1203779999999997,7.3037179999999999,7.5896039999999996,7.9110909999999999,8.2410040000000002,8.5300290000000007,8.90123,9.1114479999999993,9.4914550000000002,9.8126739999999995,10.012231]
[{"$f":"'HyARC Physical Property Data'!$A$74","v":"Electric Utility Natural Gas"},null,null,null,null,null,null,null,null,null,null,null,null,5.2581660000000001,4.7747140000000003,3.3280129999999999,3.7262059999999999,3.8342619999999998,3.9162499999999998,4.3469340000000001,4.5235139999999996,4.7720750000000001,4.9304030000000001,5.0667330000000002,5.2030240000000001,5.4141339999999998,5.6120320000000001,5.7180549999999997,5.8497880000000002,5.9964360000000001,6.1136410000000003,6.2808900000000003,6.4099190000000004,6.5488220000000004,6.7307620000000004,7.0166529999999998,7.3227570000000002,7.6342280000000002,7.902755,8.2651950000000003,8.4774010000000004,8.8551400000000005,9.1715459999999993,9.3359030000000001]
["Woody Biomass"]
["Electric Utility Steam Coal",null,null,null,null,null,null,null,null,null,null,null,null,2.2979889999999998,2.38,2.414561,2.3313350000000002,2.4666779999999999,2.490294,2.5700569999999998,2.5762320000000001,2.594992,2.6086049999999998,2.6433580000000001,2.6708150000000002,2.7142179999999998,2.74918,2.7884579999999999,2.8318759999999998,2.8692139999999999,2.899435,2.9368029999999998,2.9781219999999999,3.0179510000000001,3.0527350000000002,3.090319,3.1298509999999999,3.1705510000000001,3.2163840000000001,3.2516949999999998,3.2783180000000001,3.3114089999999998,3.3562150000000002,3.398895]
["Commercial Electricity",null,null,null,null,null,null,null,null,null,null,null,null,30.492578999999999,29.980651999999999,28.501187999999999,27.791989999999998,28.177313000000002,28.139455999999999,28.689319999999999,29.024557000000001,29.108899999999998,28.975003999999998,29.041111000000001,29.162209000000001,29.247681,29.196009,29.115604000000001,29.201962000000002,29.178121999999998,29.212776000000002,29.214404999999999,29.344874999999998,29.550170999999999,29.794819,29.957190000000001,30.275618000000001,30.801399,31.291125999999998,31.806963,32.268535999999997,32.667476999999998,33.223427000000001,33.577624999999998]
["Industrial Electricity",null,null,null,null,null,null,null,null,null,null,null,null,20.260445000000001,19.975721,18.454588000000001,18.157667,18.271274999999999,18.191776000000001,18.703628999999999,19.002967999999999,19.096264000000001,19.050228000000001,19.095860999999999,19.252116999999998,19.422526999999999,19.539289,19.565339999999999,19.722131999999998,19.810991000000001,19.943812999999999,20.046423000000001,20.238405,20.421748999999998,20.607520999999998,20.839410999999998,21.176966,21.628757,22.108962999999999,22.567038,22.990486000000001,23.379736000000001,23.871493999999998,24.167221000000001]
["Residential Electricity",null,null,null,null,null,null,null,null,null,null,null,null,34.522823000000002,34.335875999999999,33.292259000000001,32.561348000000002,33.352730000000001,33.489016999999997,34.046703000000001,34.326427000000002,34.303291000000002,34.076405000000001,34.105117999999997,34.184669,34.290134000000002,34.319408000000003,34.416462000000003,34.726405999999997,34.904162999999997,35.063048999999999,35.177726999999997,35.337353,35.506706000000001,35.725586,35.884253999999999,36.154865000000001,36.608756999999997,37.082008000000002,37.502094,37.842292999999998,38.16151,38.618450000000003,38.850749999999998]
[]
[]
[]
["AEO_2014_Reference_Case",{"$f":"\"Prices are in $(\" & ref_year&\")/GJ LHV\"","v":"Prices are in $(2016)/GJ LHV"},null,null,null,null,null,null,null,null,null,null,null,null,null,null,null,null,null,null,null,null,null,null,null,null,null,null,null,null,null,null,null,null,null,null,null,null,null,null,null,null,null,null,"Except as noted,values are extrapolated based on PNNL mini-CAM model (see AEO Data tab)"]
["Year","Source Data Year","Reference year Conversion","Display Units","Use Category","LHV (MJ/kg)","HHV (MJ/kg)",2004,2005,2006,2007,2008,2009,2010,2011,2012,2013,2014,2015,2016,2017,2018,2019,2020,2021,2022,2023,2024,2025,2026,2027,2028,2029,2030,2031,2032,2033,2034,2035,2036,2037,2038,2039,2040,2041,2042,2043,2044,2045,2046,2047,2048,2049,2050,2051,2052,2053,2054,2055,2056,2057,2058,2059,2060,2061,2062,2063,2064,2065,2066,2067,2068,2069,2070,{"$f":"+BV87+1","v":2071},{"$f":"+BW87+1","v":2072},{"$f":"+BX87+1","v":2073},{"$f":"+BY87+1","v":2074},{"$f":"+BZ87+1","v":2075},{"$f":"+CA87+1","v":2076},{"$f":"+CB87+1","v":2077},{"$f":"+CC87+1","v":2078},{"$f":"+CD87+1","v":2079},{"$f":"+CE87+1","v":2080},{"$f":"+CF87+1","v":2081},{"$f":"+CG87+1","v":2082},{"$f":"+CH87+1","v":2083},{"$f":"+CI87+1","v":2084},{"$f":"+CJ87+1","v":2085},{"$f":"+CK87+1","v":2086},{"$f":"+CL87+1","v":2087},{"$f":"+CM87+1","v":2088},{"$f":"+CN87+1","v":2089},{"$f":"+CO87+1","v":2090},{"$f":"+CP87+1","v":2091},{"$f":"+CQ87+1","v":2092},{"$f":"+CR87+1","v":2093},{"$f":"+CS87+1","v":2094},{"$f":"+CT87+1","v":2095},{"$f":"+CU87+1","v":2096},{"$f":"+CV87+1","v":2097},{"$f":"+CW87+1","v":2098},{"$f":"+CX87+1","v":2099},{"$f":"+CY87+1","v":2100}]
["Feedstock Type"]
[{"$f":"'HyARC Physical Property Data'!A73","v":"Residential Natural Gas"},2012,{"$f":"VLOOKUP(ref_year,DeflatorTable,2,FALSE)/VLOOKUP(B89,DeflatorTable,2,FALSE)","v":1.0589185747008452},{"$f":"'HyARC Physical Property Data'!H73","v":"mmBtu"},"Feed Utility",{"$f":"'HyARC Physical Property Data'!$E$6","v":47.141269049911173},{"$f":"'HyARC Physical Property Data'!$I$6","v":52.224661236371581},12.595706345448797,12.595706345448797,12.595706345448797,12.595706345448797,13.121338604068761,11.086947084595193,10.600250548835966,{"$f":"O106*($C89/mmBTU_to_GJ*$G89/$F89)","v":12.2087929242581},11.62926676611875,11.549569006878718,12.451077492669647,12.228661210695314,11.880721569489316,12.243181027367417,12.738447103720736,12.928721417497503,12.889662020940529,13.126157788188424,13.227924378910403,13.406700038666168,13.682684414389822,13.872072505629625,13.98822325537062,14.139968571775018,14.341810480347306,14.660154514221039,15.014507871353267,15.178056515524123,15.247180761459282,15.504403238981952,15.944730189731404,16.240765211360355,16.673418609126639,16.84862158003515,16.990523932954982,17.36681602365595,17.766490156398653,{"$f":"($BB89-$AR89)/10+AR89","v":17.817297159388684},{"$f":"($BB89-$AR89)/10+AS89","v":17.868104162378714},17.918911165368744,17.969718168358774,18.020525171348805,18.071332174338835,18.122139177328865,18.172946180318895,18.223753183308926,{"$f":"'AEO Data'!$B$30*AM89","v":18.274560186298949},{"$f":"($BQ89-$BB89)/15+BB89","v":18.423467349139123},18.572374511979298,18.721281674819473,18.870188837659647,19.019096000499822,19.168003163339996,19.316910326180171,19.465817489020345,19.61472465186052,19.763631814700695,19.912538977540869,20.061446140381044,20.210353303221218,20.359260466061393,{"$f":"'AEO Data'!$C$30*BB89","v":20.508167628901592},{"$f":"($BV89-$BQ89)/5+BQ89","v":20.62538963666017},20.742611644418748,20.859833652177326,20.977055659935903,{"$f":"'AEO Data'!$D$30*BQ89","v":21.094277667694488},{"$f":"+BV89*BW$133/BV$133","v":21.164316872120814},{"$f":"+BW89*BX$133/BW$133","v":21.234588627300191},21.305093705369501,21.375832881029339,21.446806931552544,21.492572878539132,21.538436486772465,21.584397964654634,21.630457521032444,21.676615365198366,21.691602524401322,21.706600045689747,21.721607936227954,21.736626203185217,21.751654853735772,21.756748899145897,21.76184413753646,21.766940569186843,21.772038194376496,21.777137013384934,21.784864763140046,21.792595255134241,21.800328490340622,21.808064469732635,21.815803194284069,21.827713124132313,21.839629555984068,21.851552493388983,21.863481939898644,21.875417899066573]
[{"$f":"'HyARC Physical Property Data'!A71","v":"Commercial Natural Gas"},2012,1.0589185747008452,{"$f":"'HyARC Physical Property Data'!H71","v":"mmBtu"},"Feed Utility",{"$f":"'HyARC Physical Property Data'!$E$6","v":47.141269049911173},{"$f":"'HyARC Physical Property Data'!$I$6","v":52.224661236371581},10.902002401006685,10.902002401006685,10.902002401006685,10.902002401006685,11.622313273930342,8.8092072972420112,8.4393179300649965,{"$f":"O107*($C90/mmBTU_to_GJ*$G90/$F90)","v":9.9639823425462914},9.0210827052924731,9.2425705107067522,10.103223803959281,9.9169647343242655,9.6996011439533945,10.015602303441456,10.462516434001412,10.615177995538126,10.553246941060452,10.769181678282015,10.850924309850123,11.006898364407682,11.260741632030943,11.438522098348088,11.543080790438088,11.671986695413095,11.850279769747228,12.132482158553312,12.445283131766116,12.558691817798014,12.5569093651923,12.763364745917485,13.063076979503446,13.291592296126769,13.636518558317496,13.752890585705739,13.853987783746099,14.183892740727496,14.541374007516533,{"$f":"($BB90-$AR90)/10+AR90","v":14.582843496133675},14.624312984750818,14.66578247336796,14.707251961985103,14.748721450602245,14.790190939219388,14.83166042783653,14.873129916453673,14.914599405070815,{"$f":"'AEO Data'!$B$30*AM90","v":14.956068893687954},15.077935891497892,15.199802889307831,15.321669887117769,15.443536884927708,15.565403882737646,15.687270880547585,15.809137878357523,15.931004876167462,16.052871873977402,16.174738871787341,16.296605869597279,16.418472867407218,16.540339865217156,16.662206863027095,{"$f":"'AEO Data'!$C$30*BB90","v":16.784073860837033},16.880009434991543,16.975945009146052,17.071880583300562,17.167816157455071,{"$f":"'AEO Data'!$D$30*BQ90","v":17.263751731609581},{"$f":"+BV90*BW$134/BV$134","v":17.321072463598775},{"$f":"+BW90*BX$134/BW$134","v":17.378583517272784},17.436285524555561,17.494179119469241,17.552264938141089,17.589720211982893,17.627255412691312,17.664870710824552,17.702566277304761,17.740342283418837,17.752607912975723,17.764882022959085,17.77716461923227,17.789455707662682,17.801755294121772,17.805924307948906,17.810094298122248,17.81426526487045,17.818437208422218,17.822610129006311,17.828934590801964,17.835261296871419,17.84159024801107,17.847921445017597,17.854254888687954,17.864002085310659,17.873754603233113,17.883512445360374,17.893275614599098,17.903044113857518]
[{"$f":"'HyARC Physical Property Data'!A72","v":"Industrial Natural Gas"},2012,1.0589185747008452,{"$f":"'HyARC Physical Property Data'!H72","v":"mmBtu"},"Feed Utility",{"$f":"'HyARC Physical Property Data'!$E$6","v":47.141269049911173},{"$f":"'HyARC Physical Property Data'!$I$6","v":52.224661236371581},7.3783194821098821,7.3783194821098821,7.3783194821098821,7.3783194821098821,8.8676108815331158,4.0882509003775072,4.7404242582948717,{"$f":"O108*($C91/mmBTU_to_GJ*$G91/$F91)","v":5.6639494209981782},4.1936228360778802,5.1091841203909469,5.3368743716159921,5.4922435264745477,5.7249186404765142,6.0332162243860541,6.5003155465564157,6.6134284544266668,6.4407629487996489,6.5991877366965674,6.6211298061092361,6.729798257918957,6.9245136919123249,7.0285708954650996,7.0676625385133827,7.1490882649082979,7.2626859820961345,7.4897713336221727,7.7715211596019786,7.8991127420692164,8.0328945389194857,8.2510220375499461,8.4203839457399265,8.6260409478182627,8.9436310809641917,9.0003437635899601,9.040412808909247,9.2706004952886456,9.5554192976825281,{"$f":"($BB91-$AR91)/10+AR91","v":9.5705034586117605},9.585587619540993,9.6006717804702255,9.615755941399458,9.6308401023286905,9.645924263257923,9.6610084241871554,9.6760925851163879,9.6911767460456204,{"$f":"'AEO Data'!$B$30*AM91","v":9.7062609069748458},9.7853507323227493,9.8644405576706529,9.9435303830185564,10.02262020836646,10.101710033714363,10.180799859062267,10.259889684410171,10.338979509758074,10.418069335105978,10.497159160453881,10.576248985801785,10.655338811149688,10.734428636497592,10.813518461845495,{"$f":"'AEO Data'!$C$30*BB91","v":10.892608287193402},10.954869013566299,11.017129739939195,11.079390466312091,11.141651192684987,{"$f":"'AEO Data'!$D$30*BQ91","v":11.203911919057887},{"$f":"+BV91*BW$135/BV$135","v":11.241112201031763},{"$f":"+BW91*BX$135/BW$135","v":11.278435998880177},11.315883722712151,11.35345578399839,11.391152595575804,11.415460497794959,11.439820271333133,11.464232026880003,11.488695875361442,11.513211927940032,11.521172134697148,11.529137845121877,11.537109063019443,11.545085792197696,11.553068036467128,11.55577366294014,11.558479923046971,11.56118681693601,11.563894344755685,11.566602506654455,11.570706986028089,11.574812921901238,11.578920314790748,11.583029165213651,11.587139473687161,11.593465255829788,11.599794491414899,11.606127182327835,11.612463330454966,11.618802937683697]
[{"$f":"'HyARC Physical Property Data'!A74","v":"Electric Utility Natural Gas"},2012,1.0589185747008452,{"$f":"'HyARC Physical Property Data'!H74","v":"mmBtu"},"Feed Utility",{"$f":"'HyARC Physical Property Data'!$E$6","v":47.141269049911173},{"$f":"'HyARC Physical Property Data'!$I$6","v":52.224661236371581},7.0668336992239764,7.0668336992239764,7.0668336992239764,7.0668336992239764,8.8481430201027482,4.0298473160863999,4.7209563968645023,{"$f":"O109*($C92/mmBTU_to_GJ*$G92/$F92)","v":5.428419936541526},3.8227359244888057,4.804318007935696,4.9697558517179701,4.9242593883272674,4.9757470274132745,5.2156664824796266,5.6287951857333169,5.7592455864471468,5.6424810414233342,5.8292060172603444,5.8870328717581808,6.0268258593673236,6.2516128144267338,6.4022817651902537,6.4648666450778842,6.5662751885515531,6.7024543452383245,6.9426740262582278,7.2203541226454542,7.3578387062561834,7.4795914499008447,7.7064221653403528,7.8847308069461519,8.102560303519013,8.418335737567924,8.4846512029154173,8.5378634733123793,8.7815535439657371,9.0721244532400576,{"$f":"($BB92-$AR92)/10+AR92","v":9.0766346022812474},9.0811447513224373,9.0856549003636271,9.090165049404817,9.0946751984460068,9.0991853474871967,9.1036954965283865,9.1082056455695763,9.1127157946107662,{"$f":"'AEO Data'!$B$30*AM92","v":9.1172259436519631},9.1915161172266959,9.2658062908014287,9.3400964643761615,9.4143866379508943,9.488676811525627,9.5629669851003598,9.6372571586750926,9.7115473322498254,9.7858375058245581,9.8601276793992909,9.9344178529740237,10.008708026548756,10.082998200123489,10.157288373698222,{"$f":"'AEO Data'!$C$30*BB92","v":10.231578547272965},10.2900609139843,10.348543280695635,10.40702564740697,10.465508014118305,{"$f":"'AEO Data'!$D$30*BQ92","v":10.523990380829638},{"$f":"+BV92*BW$136/BV$136","v":10.558933123372203},{"$f":"+BW92*BX$136/BW$136","v":10.593991886094585},10.6291670542179,10.664459014242302,10.699868153951249,10.722700904777984,10.745582379056525,10.768512680759219,10.791491914080288,10.814520183436294,10.82199731641864,10.829479619072567,10.836967094972369,10.84445974769482,10.851957580819162,10.854499013417151,10.857041041196203,10.859583664295704,10.862126882855071,10.864670697013759,10.868526091607942,10.872382854312388,10.876240985612579,10.88010048599417,10.883961355942985,10.889903251140053,10.895848390203703,10.901796774904867,10.907748407015436,10.913703288308273]
[{"$f":"'HyARC Physical Property Data'!A75","v":"Bio Methane"},2007,1.1446359956438654,{"$f":"'HyARC Physical Property Data'!H75","v":"mmBtu"},"Feed Utility",{"$f":"'HyARC Physical Property Data'!$E$6","v":47.141269049911173},{"$f":"'HyARC Physical Property Data'!$I$6","v":52.224661236371581},12.42654028436019,12.42654028436019,12.42654028436019,12.42654028436019,12.42654028436019,12.42654028436019,12.42654028436019,{"$f":"13.11*($C$93/mmBTU_to_GJ)","v":14.223865310797228},14.223865310797228,14.223865310797228,14.223865310797228,14.223865310797228,14.223865310797228,14.223865310797228,14.223865310797228,14.223865310797228,14.223865310797228,14.223865310797228,14.223865310797228,14.223865310797228,14.223865310797228,14.223865310797228,14.223865310797228,14.223865310797228,14.223865310797228,14.223865310797228,14.223865310797228,14.223865310797228,14.223865310797228,14.223865310797228,14.223865310797228,14.223865310797228,{"$f":"13.11*($C$93/mmBTU_to_GJ)","v":14.223865310797228},14.223865310797228,14.223865310797228,14.223865310797228,14.223865310797228,14.223865310797228,14.223865310797228,14.223865310797228,14.223865310797228,14.223865310797228,14.223865310797228,14.223865310797228,14.223865310797228,14.223865310797228,14.223865310797228,14.223865310797228,14.223865310797228,14.223865310797228,14.223865310797228,14.223865310797228,14.223865310797228,14.223865310797228,14.223865310797228,14.223865310797228,14.223865310797228,14.223865310797228,14.223865310797228,14.223865310797228,14.223865310797228,14.223865310797228,14.223865310797228,14.223865310797228,14.223865310797228,14.223865310797228,14.223865310797228,{"$f":"+BV93*BW$136/BV$136","v":14.271092726019944},{"$f":"+BW93*BX$136/BW$136","v":14.318476950147966},14.366018503832969,14.413717909455341,14.461575691129934,14.49243565590395,14.523361473628309,14.554353284828478,14.585411230329802,14.616535451258134,14.626641288360148,14.636754112613382,14.646873928848736,14.657000741900452,14.667134556606111,14.670569469948116,14.674005187716483,14.6774417100996,14.6808790372859,14.684317169463862,14.689527988881515,14.69474065739019,14.699955175646044,14.705171544305472,14.710389764025104,14.718420626266095,14.726455872806168,14.734495506038849,14.74253952835897,14.750587942162673]
[{"$f":"'HyARC Physical Property Data'!A85","v":"Woody Biomass"},2005,1.2112501494873942,{"$f":"+'HyARC Physical Property Data'!$H$85","v":"kg"},"Feed Utility",{"$f":"'HyARC Physical Property Data'!$E$45","v":19.551069237418005},{"$f":"'HyARC Physical Property Data'!$I$45","v":20.588656379262464},1.3438238843289665,1.3438238843289665,1.3438238843289665,1.3438238843289665,1.3438238843289665,1.3438238843289665,1.3438238843289665,{"$f":"1.27*($C$94)","v":1.5382876898489906},{"$f":"1.28*($C$94)","v":1.5504001913438645},{"$f":"1.32*($C$94)","v":1.5988501973233604},{"$f":"1.32*($C$94)","v":1.5988501973233604},{"$f":"1.34*($C$94)","v":1.6230752003131084},{"$f":"1.34*($C$94)","v":1.6230752003131084},{"$f":"1.36*($C$94)","v":1.6473002033028561},{"$f":"1.36*($C$94)","v":1.6473002033028561},{"$f":"1.38*($C$94)","v":1.6715252062926038},{"$f":"1.4*($C$94)","v":1.6957502092823518},{"$f":"1.46*($C$94)","v":1.7684252182515954},{"$f":"1.48*($C$94)","v":1.7926502212413433},{"$f":"1.48*($C$94)","v":1.7926502212413433},{"$f":"1.51*($C$94)","v":1.8289877257259652},{"$f":"1.52*($C$94)","v":1.8411002272208392},{"$f":"1.62*($C$94)","v":1.9622252421695787},{"$f":"1.72*($C$94)","v":2.083350257118318},{"$f":"1.82*($C$94)","v":2.2044752720670573},{"$f":"1.91*($C$94)","v":2.3134877855209228},{"$f":"2.01*($C$94)","v":2.4346128004696621},{"$f":"2.11*($C$94)","v":2.5557378154184014},{"$f":"2.2*($C$94)","v":2.6647503288722674},{"$f":"2.3*($C$94)","v":2.7858753438210062},{"$f":"2.4*($C$94)","v":2.9070003587697459},{"$f":"2.5*($C$94)","v":3.0281253737184857},{"$f":"2.57*($C$94)","v":3.1129128841826028},{"$f":"2.64*($C$94)","v":3.1977003946467208},{"$f":"2.71*($C$94)","v":3.282487905110838},{"$f":"2.78*($C$94)","v":3.3672754155749556},{"$f":"2.85*($C$94)","v":3.4520629260390736},{"$f":"2.92*($C$94)","v":3.5368504365031908},{"$f":"2.99*($C$94)","v":3.6216379469673088},{"$f":"3.07*($C$94)","v":3.7185379589263001},{"$f":"3.14*($C$94)","v":3.8033254693904177},{"$f":"3.21*($C$94)","v":3.8881129798545353},{"$f":"3.28*($C$94)","v":3.9729004903186529},{"$f":"3.35*($C$94)","v":4.0576880007827709},{"$f":"3.42*($C$94)","v":4.1424755112468876},{"$f":"3.49*($C$94)","v":4.2272630217110061},{"$f":"3.56*($C$94)","v":4.3120505321751237},{"$f":"3.64*($C$94)","v":4.4089505441341146},{"$f":"3.71*($C$94)","v":4.4937380545982322},{"$f":"3.78*($C$94)","v":4.5785255650623498},{"$f":"3.85*($C$94)","v":4.6633130755264673},{"$f":"3.92*($C$94)","v":4.7481005859905849},{"$f":"3.99*($C$94)","v":4.8328880964547034},{"$f":"4.06*($C$94)","v":4.9176756069188201},{"$f":"4.14*($C$94)","v":5.0145756188778119},{"$f":"4.21*($C$94)","v":5.0993631293419295},{"$f":"4.28*($C$94)","v":5.1841506398060471},{"$f":"4.35*($C$94)","v":5.2689381502701647},{"$f":"4.42*($C$94)","v":5.3537256607342822},{"$f":"4.49*($C$94)","v":5.4385131711983998},{"$f":"4.56*($C$94)","v":5.5233006816625174},{"$f":"4.63*($C$94)","v":5.608088192126635},{"$f":"4.71*($C$94)","v":5.7049882040856268},{"$f":"4.78*($C$94)","v":5.7897757145497444},{"$f":"4.85*($C$94)","v":5.8745632250138611},{"$f":"4.92*($C$94)","v":5.9593507354779796},{"$f":"4.99*($C$94)","v":6.0441382459420971},{"$f":"+BV94*BW$137/BV$137","v":6.0586659764672328},{"$f":"+BW94*BX$137/BW$137","v":6.0732286259412112},6.0878262782954495,6.1024590176630999,6.1171269283795393,6.1299667153690152,6.1428334529403346,6.155727197662495,6.1686480062232301,6.18159593542926,6.197524392005751,6.2134938923080965,6.229504542095909,6.245556447401321,6.2616497145296828,6.2750522655841658,6.2884835037072264,6.3019434903011975,6.3154322868998385,6.3289499551686168,6.3413225489579119,6.3537193301840116,6.3661403461314299,6.3785856441771198,6.3910552717906537,6.4057772391562917,6.4205331189689208,6.4353229893467718,6.4501469285880244,6.4650050151712186]
[{"$f":"'HyARC Physical Property Data'!A80","v":"Metallurgical Coal"},2012,1.0589185747008452,{"$f":"+'HyARC Physical Property Data'!H80","v":"kg"},"Feed",{"$f":"'HyARC Physical Property Data'!$E$44","v":28.610197070281195},{"$f":"'HyARC Physical Property Data'!$I$44","v":29.865267156269461},3.3844321322674711,3.3844321322674711,3.3844321322674711,3.3844321322674711,4.1181843560652975,4.3291381204071717,4.4025133427869543,{"$f":"O111*($C95/mmBTU_to_GJ*$G95/$F95)","v":7.4754647098413036},7.5961523788362539,7.7888515723825718,7.8710115565120651,8.1298664269345355,8.3275528874219908,8.4326459175194799,8.5820072281905144,8.6973241555173413,8.8306675382480098,8.9332721736007059,9.0455694993887992,9.1556508441725821,9.2678109153452777,9.379158984022304,9.4759674931736608,9.5858141430425672,9.7090321165885385,9.8280622527471682,9.9673233001172399,10.050780392749491,10.135476967900939,10.225183860386949,10.307087146953293,10.409246490614819,10.490880506676149,10.58291758438844,10.589678683878184,10.619779354456332,10.683904501220734,{"$f":"($BB95-$AR95)/10+AR95","v":10.706641272001209},{"$f":"($BB95-$AR95)/10+AS95","v":10.729378042781683},10.752114813562157,10.774851584342631,10.797588355123105,10.82032512590358,10.843061896684054,10.865798667464528,10.888535438245002,{"$f":"('AEO Data'!$B$28*AM95)","v":10.911272209025483},{"$f":"($BQ95-$BB95)/15+BB95","v":10.949564626152206},10.987857043278929,11.026149460405652,11.064441877532374,11.102734294659097,11.14102671178582,11.179319128912542,11.217611546039265,11.255903963165988,11.294196380292711,11.332488797419433,11.370781214546156,11.409073631672879,11.447366048799601,{"$f":"('AEO Data'!$C$28*BB95)","v":11.485658465926328},{"$f":"($BV95-$BQ95)/5+BQ95","v":11.522480349055732},11.559302232185136,11.59612411531454,11.632945998443944,{"$f":"('AEO Data'!$D$28*BQ95)","v":11.669767881573351},{"$f":"+BV95*BW$138/BV$138","v":11.709222844508201},11.748811202906952,11.788533407773697,11.828389911637355,11.868381168556825,11.902362207175498,11.936440538842751,11.970616442123857,12.004890196381666,12.039262081778887,12.065505052077379,12.091805226337826,12.118162729252409,12.144577685785119,12.171050221172331,12.188996392854733,12.206969026105547,12.224968159942263,12.242993833439904,12.261046085731108,12.267091502720543,12.273139900456183,12.27919128040771,12.285245644045531,12.291302992840782,12.282597276301862,12.273897725870841,12.26520433718037,12.256517105866193,12.247836027567152]
[{"$f":"'HyARC Physical Property Data'!A81","v":"Other Industrial Coal"},2012,1.0589185747008452,{"$f":"+'HyARC Physical Property Data'!H81","v":"kg"},"Feed",{"$f":"'HyARC Physical Property Data'!$E$42","v":22.7322030001394},{"$f":"'HyARC Physical Property Data'!$I$42","v":23.967615189707661},1.7045706620386931,1.7045706620386931,1.7045706620386931,1.7045706620386931,1.9454339077615519,2.0288096466656182,1.8805861108361666,{"$f":"O112*($C96/mmBTU_to_GJ*$G96/$F96)","v":3.5000719734406505},3.4283630486034649,3.5082354103172322,3.4729360065765973,3.5728444520840283,3.6374683095257363,3.6626327333639828,3.7258057129267965,3.7685626924606996,3.8026038220962977,3.8249701999011396,3.8516352399554865,3.8787257015323093,3.9124059636575477,3.9446681540411968,3.9749376361491651,4.0052642644317942,4.0387455732082129,4.0690235214161303,4.1108047829308205,4.1436733577233733,4.1746317687147547,4.2078082978929805,4.2335251347529512,4.2641893487710778,4.2965838219664425,4.3287105547508951,4.3570423582328557,4.3910559730436169,4.4340140224513274,{"$f":"($BB96-$AR96)/10+AR96","v":4.4375972389028373},4.4411804553543472,4.4447636718058572,4.4483468882573671,4.4519301047088771,4.455513321160387,4.4590965376118969,4.4626797540634069,4.4662629705149168,{"$f":"('AEO Data'!$B$28*AM96)","v":4.4698461869664294},{"$f":"($BQ96-$BB96)/15+BB96","v":4.4855328283960176},4.5012194698256058,4.516906111255194,4.5325927526847822,4.5482793941143704,4.5639660355439586,4.5796526769735468,4.595339318403135,4.6110259598327232,4.6267126012623114,4.6423992426918996,4.6580858841214878,4.673772525551076,4.6894591669806642,{"$f":"('AEO Data'!$C$28*BB96)","v":4.705145808410248},4.7202300397216757,4.7353142710331033,4.750398502344531,4.7654827336559586,{"$f":"('AEO Data'!$D$28*BQ96)","v":4.7805669649673872},{"$f":"+BV96*BW$138/BV$138","v":4.7967298479248255},4.8129473768661839,4.8292197365470884,4.8455471123478153,4.8619296902754039,4.8758501583004978,4.8898104828110576,4.9038107779224589,4.9178511580768074,4.9319317380438736,4.9426822755134054,4.9534562468141461,4.9642537030267464,4.9750746953432019,4.9859192750670944,4.993270995886494,5.0006335567929519,5.0080069737701391,5.015391262825295,5.0227864399892601,5.0252629691749675,5.0277407194352479,5.0302196913721628,5.0326998855880705,5.0351813026856274,5.0316149711771789,5.0280511656394289,5.024489884283275,5.0209311253208835,5.0173748869656869]
[{"$f":"'HyARC Physical Property Data'!A79","v":"Electric Utility Steam Coal"},2012,1.0589185747008452,{"$f":"+'HyARC Physical Property Data'!$H$79","v":"kg"},"Feed",{"$f":"'HyARC Physical Property Data'!$E$42","v":22.7322030001394},{"$f":"'HyARC Physical Property Data'!$I$42","v":23.967615189707661},1.6675147780813302,1.6675147780813302,1.6675147780813302,1.6675147780813302,1.899114052814848,1.9917537627082553,1.8435302268788039,{"$f":"O113*($C97/mmBTU_to_GJ*$G97/$F97)","v":2.563508608233021},2.5292473599987289,2.512156420725097,2.4655759388013712,2.5439953061112566,2.5633361114465441,2.6312374078313132,2.6989005951549947,2.7399495390240283,2.7634874134094223,2.7969877709107278,2.8315834300930369,2.8599236996749471,2.8986106016579902,2.9354709425768672,2.9708190263922138,3.0020991491816877,3.0319082871048861,3.0598453586766876,3.0960559264244187,3.1212584477124392,3.1476800873932294,3.1754446621785544,3.2007075044287174,3.2277789172806535,3.2553731118044889,3.279584041135891,3.3026478139240969,3.3375450779171172,3.3755134196669223,{"$f":"($BB97-$AR97)/10+AR97","v":3.3763071676042595},3.3771009155415967,3.377894663478934,3.3786884114162712,3.3794821593536084,3.3802759072909456,3.3810696552282828,3.3818634031656201,3.3826571511029573,{"$f":"('AEO Data'!$B$28*AM97)","v":3.3834508990402963},{"$f":"($BQ97-$BB97)/15+BB97","v":3.3953249051755909},3.4071989113108856,3.4190729174461802,3.4309469235814749,3.4428209297167696,3.4546949358520642,3.4665689419873589,3.4784429481226535,3.4903169542579482,3.5021909603932428,3.5140649665285375,3.5259389726638322,3.5378129787991268,3.5496869849344215,{"$f":"('AEO Data'!$C$28*BB97)","v":3.5615609910697135},3.5729790027545003,3.5843970144392872,3.595815026124074,3.6072330378088608,{"$f":"('AEO Data'!$D$28*BQ97)","v":3.6186510494936472},{"$f":"+BV97*BW$138/BV$138","v":3.6308855467416481},3.6431614082772978,3.6554787739514016,3.6678377840875944,3.6802385794839378,3.6907756803336049,3.701342950557327,3.7119404765347586,3.7225683448928724,3.7332266425066685,3.7413642638352314,3.7495196234066683,3.7576927598864862,3.7658837120244759,3.7740925186548933,3.7796574050906777,3.785230496932368,3.7908118062788079,3.7964013452466796,3.8019991259705304,3.803873735196305,3.8057492687147039,3.807625726981458,3.8095031104525217,3.8113814195840758,3.808681884288271,3.8059842610264538,3.8032885484443635,3.8005947451886986,3.7979028499071168]
[{"$f":"'HyARC Physical Property Data'!A76","v":"Commercial Electricity"},2012,1.0589185747008452,{"$f":"'HyARC Physical Property Data'!$H$76","v":"kWh"},"Feed Utility Byprod",null,null,26.706046857142852,26.706046857142852,26.706046857142852,26.706046857142852,28.244819428571425,26.82655314285714,25.371207999999996,{"$f":"O114*($C98)","v":32.330007136570579},{"$f":"P114*($C98)","v":31.294588082879496},31.198589701652843,31.36496487027269,31.759086951346323,31.913488927642028,32.158172183779577,32.533567289859626,32.841645883227365,32.614198644730223,32.436733421877534,32.079793148717371,31.936446282341542,32.294334287626057,32.349416055126277,32.432684117247874,32.648171929362348,32.727937088838836,32.843544524231802,33.101402845275778,33.362655000351673,33.40757114953476,33.395441237261558,33.59644198435555,33.868319328409996,34.152252460437403,34.36864670685182,34.442402503416886,34.677078979023513,34.95210131124481,{"$f":"($BB98-$AR98)/10+AR98","v":34.759294585447087},34.566487859649364,34.37368113385164,34.180874408053917,33.988067682256194,33.795260956458471,33.602454230660747,33.409647504863024,33.216840779065301,{"$f":"'AEO Data'!$B$33*AM98","v":33.024034053267563},{"$f":"($BQ98-$BB98)/15+BB98","v":33.043274641864315},33.062515230461067,33.081755819057818,33.10099640765457,33.120236996251322,33.139477584848073,33.158718173444825,33.177958762041577,33.197199350638328,33.21643993923508,33.235680527831832,33.254921116428584,33.274161705025335,33.293402293622087,{"$f":"'AEO Data'!$C$33*BB98","v":33.312642882218888},33.29021180684974,33.267780731480592,33.245349656111443,33.222918580742295,{"$f":"'AEO Data'!$D$33*BQ98","v":33.200487505373161},{"$f":"+BV98*BW$139/BV$139","v":33.185869205539639},{"$f":"+BW98*BX$139/BW$139","v":33.171257342198651},33.156651912516189,33.142052913659484,33.127460342797029,33.100925764400195,33.074412439786272,33.047920351931317,33.021449483825023,32.994999818470696,32.958563922192354,32.922168261541977,32.885812792087954,32.849497469447741,32.81322224928779,32.773673393987664,32.734172205812207,32.694718627309562,32.65531260109713,32.615954069861473,32.57036661325251,32.524842874423982,32.479382764317279,32.433986193998265,32.388653074657114,32.344399879459552,32.300207148193003,32.256074798244526,32.212002747114042,32.167990912414197]
[{"$f":"'HyARC Physical Property Data'!A77","v":"Industrial Electricity"},2012,1.0589185747008452,{"$f":"'HyARC Physical Property Data'!$H$77","v":"kWh"},"Feed Utility Byprod",null,null,17.630996571428568,17.630996571428568,17.630996571428568,17.630996571428568,18.734092571428569,18.576507428571425,17.751502857142853,{"$f":"O115*($C99)","v":21.546913279081487},20.644255082774947,21.265150930132211,21.043453619495697,21.290934538507603,21.295208333875095,21.481681777042766,21.805181401613872,22.088499301949383,21.993341702071042,21.973911605143858,21.871052490471715,21.880460982007932,22.180329779666014,22.321195599821319,22.488160586087275,22.726148300076993,22.858293925769633,23.018536896923386,23.283823531768892,23.547517553078045,23.658798247174783,23.759156196173482,23.989354505127697,24.26178778143386,24.557527855569184,24.788558474523114,24.907507856937837,25.164130420005137,25.469928102762971,{"$f":"($BB99-$AR99)/10+AR99","v":25.288633153422833},25.107338204082694,24.926043254742556,24.744748305402418,24.563453356062279,24.382158406722141,24.200863457382003,24.019568508041864,23.838273558701726,{"$f":"'AEO Data'!$B$33*AM99","v":23.65697860936158},{"$f":"($BQ99-$BB99)/15+BB99","v":23.670761728411506},23.684544847461432,23.698327966511357,23.712111085561283,23.725894204611208,23.739677323661134,23.753460442711059,23.767243561760985,23.781026680810911,23.794809799860836,23.808592918910762,23.822376037960687,23.836159157010613,23.849942276060538,{"$f":"'AEO Data'!$C$33*BB99","v":23.863725395110453},23.847656750397427,23.8315881056844,23.815519460971373,23.799450816258346,{"$f":"'AEO Data'!$D$33*BQ99","v":23.783382171545323},{"$f":"+BV99*BW$140/BV$140","v":23.79056855003947},{"$f":"+BW99*BX$140/BW$140","v":23.797757099967246},23.804947821984772,23.812140716748367,23.819335784914539,23.816642001078176,23.813948521888062,23.811255347309746,23.808562477308776,23.805869911850717,23.795071358532098,23.784277703532847,23.773488944631048,23.762705079605791,23.751926106237168,23.738702519984074,23.725486295796383,23.712277429575355,23.699075917224537,23.685881754649749,23.667805095398695,23.649742231944352,23.631693153758011,23.613657850318987,23.595636311114628,23.578692647144699,23.561761150159583,23.544841811422359,23.527934622202373,23.511039573775246]
[{"$f":"'HyARC Physical Property Data'!A78","v":"Residential Electricity"},2012,1.0589185747008452,{"$f":"'HyARC Physical Property Data'!$H$78","v":"kWh"},"Feed Utility Byprod",null,null,29.496230857142855,29.496230857142855,29.496230857142855,29.496230857142855,30.858878857142852,29.96898628571428,28.680495999999998,{"$f":"O116*($C100)","v":37.012259165882554},36.883387716422881,36.020153058652454,36.437036594489285,37.000471284308979,37.234901031887702,37.611895105015549,38.029256213129564,38.30980398247366,38.276616415423959,38.186511974984086,37.913659366922346,37.798756112381561,38.164246094113849,38.270815659471751,38.382554865311334,38.619545078003675,38.734851780521424,38.88910974389097,39.160747772347534,39.451321382756888,39.535438697575401,39.570735630425908,39.780803897275057,40.046078884016239,40.326008244912707,40.555429307633098,40.630021649872177,40.855427293357288,41.122689870263187,{"$f":"($BB100-$AR100)/10+AR100","v":40.915200036704469},40.707710203145751,40.500220369587034,40.292730536028316,40.085240702469598,39.87775086891088,39.670261035352162,39.462771201793444,39.255281368234726,{"$f":"'AEO Data'!$B$33*AM100","v":39.047791534675994},{"$f":"($BQ100-$BB100)/15+BB100","v":39.070541707817128},39.093291880958262,39.116042054099395,39.138792227240529,39.161542400381663,39.184292573522796,39.20704274666393,39.229792919805064,39.252543092946198,39.275293266087331,39.298043439228465,39.320793612369599,39.343543785510732,39.366293958651866,{"$f":"'AEO Data'!$C$33*BB100","v":39.389044131793007},39.362521510313748,39.335998888834489,39.30947626735523,39.28295364587597,{"$f":"'AEO Data'!$D$33*BQ100","v":39.256431024396711},{"$f":"+BV100*BW$141/BV$141","v":39.239146269797381},{"$f":"+BW100*BX$141/BW$141","v":39.221869125740675},39.204599588875645,39.187337655852808,39.170083323324171,39.138708698285058,39.107359203830633,39.076034819831698,39.044735526175167,39.013461302764064,38.970379307391816,38.927344886837673,38.884357988565462,38.841418560097019,38.798526549012138,38.751763774521798,38.70505736189034,38.658407243186389,38.61181335056046,38.565275616244847,38.511372767810535,38.457545259614896,38.403792986354553,38.350115842873322,38.296513724162004,38.244188513437287,38.191934795582569,38.139752472915873,38.087641447888679,38.035601623085753]
[]
[]
["AEO 2014 Reference Case Values:"]
["2012 $/MMBtu"]
[]
["Residential Natural Gas",null,null,null,null,null,null,null,null,null,null,null,null,null,10.979644,10.458463,10.386789,11.197535999999999,10.997512,10.684602,11.01057,11.455973999999999,11.627091999999999,11.591965,11.804651,11.896172,12.056948999999999,12.305148000000001,12.475469,12.579926,12.716393999999999,12.897914999999999,13.184208999999999,13.502886999999999,13.64997,13.712135,13.943460999999999,14.339456999999999,14.605688000000001,14.994783,15.152347000000001,15.279963,15.618371,15.977807]
["Commercial Natural Gas",null,null,null,null,null,null,null,null,null,null,null,null,null,8.9608349999999994,8.1128640000000001,8.3120530000000006,9.0860579999999995,8.9185510000000008,8.7230709999999991,9.0072580000000002,9.4091780000000007,9.5464699999999993,9.490774,9.6849690000000006,9.7584820000000008,9.8987529999999992,10.127039999999999,10.286922000000001,10.380953999999999,10.496881999999999,10.657225,10.911016,11.192325,11.294316,11.292712999999999,11.478382999999999,11.747921,11.953430000000001,12.263629999999999,12.368285999999999,12.459205000000001,12.755896,13.077387]
["Industrial Natural Gas",null,null,null,null,null,null,null,null,null,null,null,null,null,5.093718,3.77142,4.594805,4.7995720000000004,4.9392990000000001,5.148549,5.425808,5.8458810000000003,5.9476060000000004,5.7923239999999998,5.9347989999999999,5.9545320000000004,6.0522600000000004,6.2273719999999999,6.3209530000000003,6.356109,6.4293370000000003,6.531498,6.7357209999999998,6.9891050000000003,7.1038509999999997,7.224164,7.420331,7.5726420000000001,7.7575940000000001,8.0432100000000002,8.0942129999999999,8.1302479999999999,8.3372609999999998,8.5934050000000006]
[{"$f":"'HyARC Physical Property Data'!$A$74","v":"Electric Utility Natural Gas"},null,null,null,null,null,null,null,null,null,null,null,null,null,4.881901,3.4378730000000002,4.3206319999999998,4.4694140000000004,4.4284980000000003,4.4748020000000004,4.6905669999999997,5.0621029999999996,5.1794200000000004,5.0744109999999996,5.242337,5.2943420000000003,5.4200609999999996,5.622217,5.7577170000000004,5.8140010000000002,5.9051999999999998,6.0276690000000004,6.2437040000000001,6.4934279999999998,6.6170710000000001,6.726566,6.9305599999999998,7.0909170000000001,7.286816,7.5708000000000002,7.630439,7.6782940000000002,7.8974500000000001,8.1587669999999992]
["Woody Biomass"]
["Metallurgical Coal",null,null,null,null,null,null,null,null,null,null,null,null,null,7.1348120000000002,7.25,7.4339180000000002,7.5123340000000001,7.7593930000000002,7.9480709999999997,8.0483750000000001,8.1909299999999998,8.3009920000000008,8.4282590000000006,8.5261879999999994,8.6333680000000008,8.7384330000000006,8.8454820000000005,8.9517559999999996,9.0441529999999997,9.1489940000000001,9.2665970000000009,9.3802029999999998,9.5131180000000004,9.5927720000000001,9.6736090000000008,9.7592280000000002,9.8373989999999996,9.9349030000000003,10.012817,10.10066,10.107113,10.135842,10.197044999999999]
["Other Industrial Coal",null,null,null,null,null,null,null,null,null,null,null,null,null,3.3073760000000001,3.2396150000000001,3.3150900000000001,3.2817340000000002,3.3761420000000002,3.437208,3.4609869999999998,3.5206819999999999,3.5610849999999998,3.5932520000000001,3.6143869999999998,3.6395840000000002,3.6651829999999999,3.697009,3.7274949999999998,3.7560980000000002,3.7847550000000001,3.8163930000000001,3.8450039999999999,3.8844850000000002,3.9155440000000001,3.944798,3.9761479999999998,4.0004489999999997,4.0294249999999998,4.0600360000000002,4.0903939999999999,4.1171660000000001,4.1493070000000003,4.1898999999999997]
["Electric Utility Steam Coal",null,null,null,null,null,null,null,null,null,null,null,null,null,2.4223750000000002,2.39,2.37385,2.329834,2.4039359999999999,2.422212,2.4863749999999998,2.5503130000000001,2.589102,2.6113439999999999,2.6429999999999998,2.675691,2.7024710000000001,2.7390279999999998,2.7738589999999999,2.807261,2.8368190000000002,2.8649870000000002,2.8913859999999998,2.9256030000000002,2.9494180000000001,2.9743849999999998,3.0006210000000002,3.0244930000000001,3.050074,3.076149,3.099027,3.1208209999999998,3.153797,3.1896749999999998]
["Commercial Electricity",null,null,null,null,null,null,null,null,null,null,null,null,null,30.531154999999998,29.553346999999999,29.462689999999998,29.619807999999999,29.992000999999998,30.137812,30.368880999999998,30.723389000000001,31.014326000000001,30.799534000000001,30.631943,30.294862999999999,30.159492,30.497467,30.549484,30.628119000000002,30.831617000000001,30.906943999999999,31.016119,31.259630000000001,31.506346000000001,31.548763000000001,31.537307999999999,31.727125000000001,31.983875000000001,32.252009999999999,32.456364000000001,32.526015999999998,32.747635000000002,33.007354999999997]
["Industrial Electricity",null,null,null,null,null,null,null,null,null,null,null,null,null,20.348036,19.495602000000002,20.081951,19.872589000000001,20.106300000000001,20.110336,20.286434,20.591933999999998,20.859487999999999,20.769625000000001,20.751276000000001,20.654140000000002,20.663025000000001,20.946209,21.079236999999999,21.236912,21.461658,21.586451,21.737777999999999,21.988303999999999,22.237325999999999,22.342414999999999,22.437189,22.654578999999998,22.911854000000002,23.191139,23.409314999999999,23.521646,23.76399,24.052772999999998]
["Residential Electricity",null,null,null,null,null,null,null,null,null,null,null,null,null,34.952885000000002,34.831184,34.015979999999999,34.409668000000003,34.941752999999999,35.163139000000001,35.519157,35.913296000000003,36.178234000000003,36.146892999999999,36.061802,35.804130999999998,35.695621000000003,36.040774999999996,36.141415000000002,36.246937000000003,36.470740999999997,36.579631999999997,36.725307000000001,36.981831,37.256236999999999,37.335673999999997,37.369007000000003,37.567386999999997,37.817901999999997,38.082256000000001,38.298912000000001,38.369354000000001,38.582217999999997,38.834609999999998]
[]
[]
[]
[]
[]
[]
[]
[]
[]
[]
[]
[]
[]
["AEO_2017_Reference_Case","Prices are in $(2012)/GJ LHV",null,null,null,null,null,null,null,null,null,null,null,null,null,null,null,null,null,null,null,null,null,null,null,null,null,null,null,null,null,null,null,null,null,null,null,null,null,null,null,null,null,null,null,null,null,null,null,null,null,null,null,"Values are extrapolated based on PNNL GCAM model for years 2050-2100"]
["Year","Source Data Year","Reference year Conversion","Display Units","Use Category","LHV (MJ/kg)","HHV (MJ/kg)",2004,{"$f":"+H131+1","v":2005},{"$f":"+I131+1","v":2006},2007,2008,2009,2010,2011,2012,2013,2014,2015,2016,2017,2018,2019,2020,2021,2022,2023,2024,2025,2026,2027,2028,2029,2030,2031,2032,2033,2034,2035,2036,2037,2038,2039,2040,2041,2042,2043,2044,2045,2046,2047,2048,2049,2050,2051,2052,2053,2054,2055,2056,2057,2058,2059,2060,2061,2062,2063,2064,2065,2066,2067,2068,2069,{"$f":"+BU131+1","v":2070},2071,2072,2073,2074,2075,2076,2077,2078,2079,2080,2081,2082,2083,2084,2085,2086,2087,2088,2089,2090,2091,2092,2093,2094,2095,2096,2097,2098,2099,2100]
["Feedstock Type"]
["Residential Natural Gas",2016,{"$f":"VLOOKUP(ref_year,DeflatorTable,2,FALSE)/VLOOKUP(B133,DeflatorTable,2,FALSE)","v":1},"mmBtu","Feed Utility",47.141269049911173,52.224661236371581,13.604875014867702,15.571757228276402,16.331995797204218,15.155672177020728,15.783516201764996,13.69149010361817,12.691188457250465,12.04142243701838,11.415954621928984,10.886628367710442,11.368469484946878,10.641362038493474,10.173400019832483,10.023002570479671,10.033707215541167,10.158951752324048,10.289627280447673,10.38663350570965,10.458822090960101,10.541361785535555,10.671303703310535,10.821196220864106,10.961130973142659,11.387951919139837,11.524366479125279,11.653679994237272,11.727599293307653,11.827238554162054,11.877874728924342,11.891573527850655,11.9827791131466,12.163475682807357,12.259449735369497,12.356256919064013,12.41256198723101,12.490714236969412,12.496378391289182,12.55376491863939,12.651412816002184,12.770777096192051,12.886454368298935,13.010888521557151,13.118997475015544,13.217679440712152,13.363983523149482,13.453606254075613,13.593337225701765,13.668907227280409,13.744897348292845,13.821309924326409,13.898147303952761,13.975411848800078,14.050424531225174,14.12583984239463,14.201659943408417,14.277887006966159,14.354523217429389,14.422221698840277,14.490239458315362,14.558578001626712,14.627238841647882,14.696223498387408,14.75529333521281,14.814600596681556,14.874146237095607,14.933931214592636,14.993956491161448,15.043740835540882,15.093690478582264,15.143805969125756,15.19408785783383,15.244536697197322,15.277067444573643,15.309667610230484,15.342337342301477,15.375076789236356,15.407886099801638,15.41853907481957,15.42919941527855,15.439867126271025,15.450542212892964,15.461224680243861,15.464845562477739,15.468467292690251,15.472089871079984,15.475713297845573,15.479337573185701,15.484830510437597,15.490325396891745,15.49582223323983,15.501321020173785,15.506821758385787,15.515287417782641,15.523757698847955,15.532232604104841,15.540712136077792,15.549196297292674]
["Commercial Natural Gas",2016,1,"mmBtu","Feed Utility",47.141269049911173,52.224661236371581,11.934322920018829,13.90423046997279,14.274140536522257,13.139550648884942,13.897221248926272,11.345666428533674,10.551848524158197,9.7270239269114924,8.6825570363966911,8.5236392646415098,9.2232797097563566,8.1091689522623707,7.3693882730726834,7.4731047451509687,7.9843107853990691,8.5650780622071245,9.1477570858798014,9.2514909161219876,9.3094669856386769,9.3761326413005577,9.4891655040111615,9.6143446414218783,9.7258827967425425,10.087086372666475,10.198695614261233,10.304737378868989,10.357640731866367,10.427655972763532,10.453569289213085,10.441948105124277,10.506270757192036,10.658282593530579,10.722901912315555,10.786351624937444,10.817805879498341,10.86596540847121,10.838793391061706,10.868085675073171,10.937640276914211,11.027299024885883,11.114692490256441,11.212257927541287,11.293368314098968,11.35816487466068,11.46581792814789,11.521194135666732,11.628119265707223,11.692763949840026,11.757768015837698,11.823133461626696,11.888862296240635,11.954956539882032,12.019124477688386,12.083636835336717,12.148495461492134,12.213702214742405,12.279258963651227,12.337170130194249,12.395354416085945,12.453813109405683,12.512547504307637,12.571558901049444,12.622088884688262,12.672821967979766,12.723758967260437,12.774900702147928,12.826247995554251,12.868834910334423,12.911563226193937,12.954433412625956,12.997445940682496,13.040601282979605,13.06842899033459,13.096316080020177,13.124262678753999,13.152268913524093,13.180334911589481,13.189447763127433,13.198566915268799,13.207692372369801,13.216824138789674,13.225962218890665,13.22905962240266,13.232157751299196,13.23525660575015,13.23835618592544,13.241456491995026,13.246155303510076,13.250855782427021,13.255557929337549,13.260261744833558,13.264967229507157,13.272208990341527,13.279454704679821,13.286704374680379,13.293958002502723,13.30121559030755]
["Industrial Natural Gas",2016,1,"mmBtu","Feed Utility",47.141269049911173,52.224661236371581,8.2641705904266125,10.495609596381577,9.3614571685358463,8.8987432965993278,10.965509816201024,6.0111731674040234,6.1171751211856922,5.6004077154944953,4.1590520124961925,4.894763142071362,5.8241384234641265,4.0289549914527321,3.5632207034637156,3.8686572087168831,4.230424735748624,4.6374903322667231,5.0398775041324821,5.0452222441273262,4.9894479534735598,5.0008757828968315,5.0866427943161305,5.1985543895300337,5.3142743134013735,5.4069765017212355,5.498883471588238,5.5761078084954727,5.5953977798334869,5.6194116710392619,5.6053299540498323,5.5496627667157004,5.5482476759527453,5.6344516310034729,5.6381945602887429,5.6485162872871211,5.6430123140383071,5.6644386648670784,5.6215300420072483,5.6260767200982693,5.6802473044084865,5.7631623345111542,5.819991545472468,5.8947240715184783,5.9518546882819487,6.0145186606208574,6.1247620979360331,6.1606322318436177,6.238633778680942,6.2733164733478626,6.3081919809530058,6.3432613734093088,6.3785257285888406,6.4139861303559274,6.4484130445592944,6.4830247443854354,6.5178222216666768,6.5528064735589808,6.5879785025705191,6.6190485794679574,6.6502651883672899,6.6816290203394662,6.7131407697146503,6.7448011340975915,6.7719111125525773,6.7991300565526132,6.8264584040725946,6.8538965948478108,6.8814450703810159,6.904293491437457,6.9272177759701634,6.9502181758681845,6.9732949438569127,6.996448333500866,7.0113782521851409,7.0263400302445289,7.0413337356646508,7.0563594365762032,7.0714172012552687,7.0763063619291211,7.0811989029567863,7.0860948266754322,7.090994135423843,7.0958968315424205,7.0975586278944007,7.0992208134244059,7.1008833882235782,7.1025463523830812,7.1042097059940996,7.1067306780935082,7.1092525447752264,7.1117753063567024,7.1142989631554965,7.1168235154892816,7.1207088122192239,7.1245962300542702,7.1284857701523974,7.1323774336722154,7.1362712217729669]
["Electric Utility Natural Gas",2016,1,"mmBtu","Feed Utility",47.141269049911173,52.224661236371581,8.4160389626855991,10.630483084185546,10.241695834954719,9.4549147526367854,10.431438353650302,7.3081429877632402,6.8860004096407268,6.1462564207083838,5.0701845410069568,5.147940545971605,5.9174075441245835,4.3672641892083037,3.755553639162041,3.3468214009493336,3.6078009129373227,3.9595869792693468,4.2992239274502966,4.3362295461094007,4.2972619462853157,4.3209431537283329,4.4388231525151278,4.5598555906037213,4.6705511366221319,4.7905826799714895,4.8909868291351355,4.9795195705251665,5.0140428564929254,5.034241784322349,5.0303794300966009,4.9817061843162831,5.005816752854825,5.1117353012541518,5.1218001698488047,5.1563490468752367,5.1654177598155924,5.1952502995101684,5.1548078964528896,5.1691436283950809,5.2239208155775625,5.3036701369405987,5.3698761013633396,5.4477553798092231,5.5105548899774046,5.5735610242489493,5.6745566112130543,5.7069198222653581,5.8107835034348891,5.8430876323795795,5.8755713510037442,5.9082356577077126,5.9410815564422617,5.974110056739474,6.006175946840397,6.0384139498247791,6.0708249895043265,6.1034099946492821,6.1361698990150408,6.1651091662794615,6.1941849162690321,6.2233977926605295,6.2527484421664239,6.2822375145491964,6.3074882699506478,6.3328405179567433,6.3582946665057261,6.3838511251755019,6.4095103051902287,6.4307917640583545,6.4521438836275307,6.473566898512062,6.4950610441052419,6.5166265565819383,6.5305325700258869,6.5444682579046409,6.5584336835413142,6.5724289103941489,6.5864540020568016,6.5910078603528843,6.5955648671755291,6.6001250247016205,6.6046883351095476,6.6092548005792047,6.6108026296665843,6.6123508212418631,6.6138993753899316,6.6154482921957012,6.6169975717441041,6.6193456536491393,6.6216945687853457,6.6240443174483996,6.6263948999340831,6.6287463165382841,6.6323651566473876,6.6359859723945851,6.6396087648584388,6.6432335351180996,6.6468602842533091]
["Woody Biomass",2016,1,"kg","Feed Utility",19.551069237418005,20.588656379262464,5.0967849132778742,5.0967849132778742,5.0967849132778742,5.0967849132778742,5.0967849132778742,5.0967849132778742,5.0967849132778742,5.0967849132778742,5.0967849132778742,5.0967849132778742,5.0967849132778742,5.0967849132778742,5.0967849132778742,5.0967849132778742,5.0967849132778742,5.0967849132778742,5.0967849132778742,5.0967849132778742,5.0967849132778742,5.0967849132778742,5.0967849132778742,5.0967849132778742,5.0967849132778742,5.0967849132778742,5.0967849132778742,5.0967849132778742,5.0967849132778742,5.0967849132778742,5.0967849132778742,5.0967849132778742,5.0967849132778742,5.0967849132778742,5.0967849132778742,5.0967849132778742,5.0967849132778742,5.0967849132778742,5.0967849132778742,5.0967849132778742,5.0967849132778742,5.0967849132778742,5.0967849132778742,5.0967849132778742,5.0967849132778742,5.0967849132778742,5.0967849132778742,5.0967849132778742,5.0967849132778742,5.1179587571540939,5.1392205646528959,5.1605707012062227,5.1820095337641501,5.2035374308011946,5.2223240063357927,5.2411784079262249,5.2601008804480855,5.2790916696610548,5.2981510222120916,5.3113630812048802,5.3246080872582748,5.3378861225327325,5.3511972693935945,5.3645416104115968,5.3779717491778074,5.3914355103185612,5.4049329780075288,5.4184642366291094,5.4320293707789578,5.4450858323773135,5.458173676572823,5.471292978796904,5.4844438146622805,5.4976262599634209,5.509165721372697,5.5207294039936956,5.5323173586664938,5.5439296363378796,5.5555662880615797,5.5698816197819898,5.5842338386011479,5.598623039568059,5.6130493179766479,5.6275127693663878,5.6395580019552014,5.6516290163830023,5.6637258678337163,5.6758486116093856,5.6879973031304223,5.6991168854631553,5.7102582056949531,5.7214213063216786,5.732606229922272,5.7438130191589121,5.7570440466225028,5.7703055521130002,5.7835976058373566,5.796920278164249,5.8102736396244499]
["Electric Utility Steam Coal",2016,1,"kg","Feed",22.7322030001394,23.967615189707661,{"$error":"#N/A"},{"$error":"#N/A"},{"$error":"#N/A"},{"$error":"#N/A"},2.2148742453355847,2.3408877437334223,2.3629142410275352,2.4181318326423913,2.3501923436687169,2.2749877363600257,2.2671813119268305,2.0920368648072634,1.9706687398025258,2.067600203211962,2.1142782942327232,2.1573963846468813,2.1900363582596567,2.1929897559939948,2.2028650611910647,2.2090827406317772,2.2092997907220093,2.2079918032786887,2.2065492258230841,2.1995552842692714,2.1903510334996437,2.1795345460335755,2.1771697426487315,2.177831318906295,2.1809505846135182,2.1861806387528246,2.1973402359685172,2.2020565733003745,2.2177912831167257,2.2206593773221517,2.2289385587115755,2.2351116907538557,2.2481536525075447,2.2492673374683427,2.2496910116619402,2.2544263053335558,2.2540196918457411,2.2546357728878843,2.2490256441364247,2.2531477002168603,2.2540841434009193,2.2596705767276806,2.2620458060993922,2.2703711301923084,2.2787270951418623,2.2871138137198912,2.2955313991132824,2.3039799649255008,2.3125787529279784,2.3212096328567045,2.3298727244834101,2.338568148026833,2.3472960241543843,2.3559838582312191,2.3647038478010849,2.3734561118781943,2.3822407699172565,2.3910579418151077,2.3997099382358895,2.4083932417365861,2.4171079656012542,2.4258542235238663,2.434632129609795,2.4428635118796533,2.4511227240845761,2.4594098603163279,2.467725014984794,2.476068282819055,2.4831576550549128,2.4902673252765117,2.4973973516001715,2.5045477923086086,2.5117187058514112,2.5171937058097216,2.5226806400759916,2.5281795346644143,2.5336904156458884,2.539213309148141,2.5429573704375228,2.5467069523323964,2.5504620629728754,2.554222710511076,2.5579889031111347,2.5592501421168059,2.5605120029875006,2.5617744860298348,2.5630375915505756,2.564301319856642,2.5624850697467836,2.5606701060553489,2.5588564278711901,2.5570440342838041,2.555232924383334]
["Commercial Electricity",2016,1,"kWh","Feed Utility Byprod",null,null,28.373013628420669,29.17093293229123,30.878569780545078,30.682595180991225,31.992353762541459,31.4429334181984,31.156600892671783,30.676058322376605,29.679126186318804,29.700131988890092,30.54196479432273,29.932211922183079,28.972214109999999,29.128232055928784,28.995688380521983,29.39475155821113,29.885964346916182,30.089071101439163,31.081689502737298,31.400245105473072,31.337976372818122,31.854564117923594,32.189964324168578,32.274661250208517,32.347049824843424,32.398275541772193,32.473329377777105,32.424485524938959,32.33705604252286,32.213589610409308,32.123147965605618,32.189031672252469,32.20134665837643,32.137342472816606,32.106067355666433,32.055398007309563,31.985796962436115,31.883579639374592,31.88043762605966,31.921825950470875,31.967798865652629,32.011030694105337,32.04019407500644,32.084258086774547,32.12290532445671,32.1438833578502,32.210559439498944,32.212518425109167,32.214477529861206,32.216436753762309,32.218396096819724,32.220355559040698,32.225068562587758,32.229782255525173,32.234496637953782,32.239211709974448,32.243927471688032,32.234738373564198,32.225551894213289,32.216368032888994,32.207186788845206,32.198008161336034,32.188328675270981,32.178652099089362,32.168978431916393,32.15930767287756,32.14963982109861,32.135484213462775,32.121334838594358,32.107191693749044,32.093054776183735,32.078924083156537,32.05322936592912,32.027555229768936,32.001901658190874,31.976268634723027,31.950656142906677,31.915373500092528,31.880129819385399,31.844925057760001,31.809759172238564,31.774632119890772,31.736335048107414,31.698084134709202,31.659879324062725,31.621720560601634,31.583607788826551,31.539463246970023,31.495380406125889,31.451359180054389,31.407399482636293,31.363501227872742,31.320648715953933,31.277854754187555,31.235119262575491,31.192442161228929,31.1498233703682]
["Industrial Electricity",2016,1,"kWh","Feed Utility Byprod",null,null,18.232352698801531,19.279059481202857,20.106975671052609,20.31728323383771,21.702415417864383,21.137326303769196,20.699724047437488,20.430734156114106,19.619402543384187,19.94482547791937,20.190684361237558,19.439058682545589,18.777772519999996,19.537493744407882,19.094688812726531,19.340880484069093,19.700726786066333,19.809231927025674,20.448628319255093,20.513438149254636,20.459361398826221,20.950622526197662,21.163384692376518,21.285322295688569,21.423623959296947,21.53228264660833,21.607771530610695,21.635145433038627,21.585785019942069,21.508628925857963,21.446118499871098,21.521952389257063,21.600204159779199,21.583872325260458,21.588666383585327,21.605374501448264,21.554715579078266,21.491324631109631,21.516251270074765,21.58191413536343,21.663232093841465,21.742367229796333,21.822824570449338,21.895024529503647,21.976239175929997,22.046603213478718,22.114819497732821,22.13487665280584,22.15495199882406,22.175045552285859,22.195157329704575,22.215287347608523,22.237407284551185,22.259549246489641,22.281713255354351,22.303899333097611,22.326107501693581,22.336823207612067,22.347544056673097,22.358270051345187,22.369001194098043,22.379737487402554,22.390100389733625,22.400468090590362,22.410840592194713,22.421217896769658,22.431600006539206,22.438377931004013,22.44515790348412,22.451939924598356,22.458723994965737,22.465510115205461,22.462969438648798,22.46042904942313,22.45788894749596,22.455349132834797,22.452809605407158,22.442624812220661,22.432444638946507,22.422269083489063,22.412098143753649,22.401931817646531,22.389459823741635,22.376994773462549,22.364536662943497,22.352085488320853,22.339641245733144,22.322592014179389,22.305555794307125,22.288532576186064,22.271522349893491,22.254525105514261,22.238544472899552,22.222575315731635,22.206617625770171,22.190671394780733,22.174736614534808]
["Residential Electricity",2016,1,"kWh","Feed Utility Byprod",null,null,31.081820315099751,31.795307521355493,33.946842042036877,33.862138723062856,35.110516897292094,35.620882248372396,35.284315436843215,35.109707376782602,34.944303180720262,35.113313940081568,35.603854676435802,35.586699324775935,34.861101349999998,34.664653819323334,34.410290069910978,34.908531869398402,35.616671532127199,35.947520321196222,36.987705865849776,37.546039262370911,37.510823122184988,38.008797637281816,38.419808048103611,38.480927078752217,38.529894147798792,38.610432052895767,38.669048846696292,38.631731396248163,38.567872226687491,38.465126969563705,38.413723063041203,38.515467425425761,38.527084818246614,38.521472793861179,38.546973809920992,38.560691565187064,38.568356561168315,38.569368829711408,38.651143635977618,38.781520601750053,38.929117506558889,39.08758776785308,39.228047610742941,39.393119417357944,39.595269824540118,39.769550621009692,39.980674011616443,39.983105560972888,39.985537258211586,39.987969103341534,39.990401096371727,39.99283323731116,39.998683153044055,40.00453392446812,40.010385551708517,40.016238034890421,40.022091374139045,40.01068560090993,39.999283078177193,39.987883805014484,39.976487780495717,39.965095003695069,39.953080546830584,39.941069701797218,39.929062467509169,39.917058842880955,39.905058826827435,39.887488478960996,39.869925867384971,39.852370988693046,39.8348238394804,39.817284416343718,39.785391393336162,39.75352391614198,39.721681964299371,39.689865517362925,39.658074554903607,39.614280722534119,39.57053525105394,39.526838087058842,39.48318917720357,39.439588468201791,39.392053039782866,39.344574904480901,39.297153993242112,39.249790237095944,39.202483567154964,39.147690090479308,39.092973198877175,39.038332785305279,38.983768742869955,38.929280964826951,38.876091192919297,38.822974095147039,38.769929572214203,38.716957524960492,38.66405785436109]

{"sheet":"Non-Energy Material Prices","index":12,"n_rows":8,"n_cols":104,"rows_kept":8,"cut":false,"hidden":false,"merged":[]}
["Other Inputs and Byproducts","Units","Source Data Year","Reference Year Conversion - Chemical price indexes are used to update costs to reference year dollars",2001,2002,2003,2004,2005,2006,2007,2008,2009,2010,2011,2012,2013,2014,2015,2016,2017,2018,2019,2020,2021,2022,2023,2024,2025,2026,2027,2028,2029,2030,2031,2032,2033,2034,2035,2036,2037,2038,2039,2040,2041,2042,2043,2044,2045,2046,2047,2048,2049,2050,2051,2052,2053,2054,2055,2056,2057,2058,2059,2060,2061,2062,2063,2064,2065,2066,2067,2068,2069,2070,{"$f":"+BV1+1","v":2071},{"$f":"+BW1+1","v":2072},2073,2074,2075,2076,2077,2078,2079,2080,2081,2082,2083,2084,2085,2086,2087,2088,2089,2090,2091,2092,2093,2094,2095,2096,2097,2098,2099,2100]
["Cooling Water","gal",2005,{"$f":"VLOOKUP(ref_year,Chemical_price_indexes,2,FALSE)/VLOOKUP(C2,Chemical_price_indexes,2,FALSE)","v":1.4260544580886279},{"$f":"0.000079485*($D$2)","v":1.1334993860117458E-4},1.1334993860117458E-4,1.1334993860117458E-4,1.1334993860117458E-4,1.1334993860117458E-4,1.1334993860117458E-4,1.1334993860117458E-4,1.1334993860117458E-4,1.1334993860117458E-4,1.1334993860117458E-4,1.1334993860117458E-4,1.1334993860117458E-4,1.1334993860117458E-4,1.1334993860117458E-4,1.1334993860117458E-4,1.1334993860117458E-4,1.1334993860117458E-4,1.1334993860117458E-4,1.1334993860117458E-4,1.1334993860117458E-4,1.1334993860117458E-4,1.1334993860117458E-4,1.1334993860117458E-4,1.1334993860117458E-4,1.1334993860117458E-4,1.1334993860117458E-4,1.1334993860117458E-4,1.1334993860117458E-4,1.1334993860117458E-4,1.1334993860117458E-4,1.1334993860117458E-4,1.1334993860117458E-4,{"$f":"0.000079485*($D$2)","v":1.1334993860117458E-4},1.1334993860117458E-4,1.1334993860117458E-4,1.1334993860117458E-4,1.1334993860117458E-4,1.1334993860117458E-4,1.1334993860117458E-4,1.1334993860117458E-4,1.1334993860117458E-4,1.1334993860117458E-4,1.1334993860117458E-4,1.1334993860117458E-4,1.1334993860117458E-4,1.1334993860117458E-4,1.1334993860117458E-4,1.1334993860117458E-4,1.1334993860117458E-4,1.1334993860117458E-4,1.1334993860117458E-4,1.1334993860117458E-4,1.1334993860117458E-4,1.1334993860117458E-4,1.1334993860117458E-4,1.1334993860117458E-4,1.1334993860117458E-4,1.1334993860117458E-4,1.1334993860117458E-4,1.1334993860117458E-4,1.1334993860117458E-4,1.1334993860117458E-4,1.1334993860117458E-4,1.1334993860117458E-4,{"$f":"0.000079485*($D$2)","v":1.1334993860117458E-4},1.1334993860117458E-4,1.1334993860117458E-4,1.1334993860117458E-4,1.1334993860117458E-4,1.1334993860117458E-4,{"$f":"+BV2","v":1.1334993860117458E-4},{"$f":"+BW2","v":1.1334993860117458E-4},1.1334993860117458E-4,1.1334993860117458E-4,1.1334993860117458E-4,1.1334993860117458E-4,1.1334993860117458E-4,1.1334993860117458E-4,1.1334993860117458E-4,1.1334993860117458E-4,1.1334993860117458E-4,1.1334993860117458E-4,1.1334993860117458E-4,1.1334993860117458E-4,1.1334993860117458E-4,1.1334993860117458E-4,1.1334993860117458E-4,1.1334993860117458E-4,1.1334993860117458E-4,1.1334993860117458E-4,1.1334993860117458E-4,1.1334993860117458E-4,1.1334993860117458E-4,1.1334993860117458E-4,1.1334993860117458E-4,1.1334993860117458E-4,1.1334993860117458E-4,1.1334993860117458E-4,1.1334993860117458E-4,1.1334993860117458E-4]
["Demineralized Water","gal",2005,1.4260544580886279,{"$f":"0.0049962*($D$3)","v":7.1248532835024025E-3},7.1248532835024025E-3,7.1248532835024025E-3,7.1248532835024025E-3,7.1248532835024025E-3,7.1248532835024025E-3,7.1248532835024025E-3,7.1248532835024025E-3,7.1248532835024025E-3,7.1248532835024025E-3,7.1248532835024025E-3,7.1248532835024025E-3,7.1248532835024025E-3,7.1248532835024025E-3,7.1248532835024025E-3,7.1248532835024025E-3,7.1248532835024025E-3,7.1248532835024025E-3,7.1248532835024025E-3,7.1248532835024025E-3,7.1248532835024025E-3,7.1248532835024025E-3,7.1248532835024025E-3,7.1248532835024025E-3,7.1248532835024025E-3,7.1248532835024025E-3,7.1248532835024025E-3,7.1248532835024025E-3,7.1248532835024025E-3,7.1248532835024025E-3,7.1248532835024025E-3,7.1248532835024025E-3,{"$f":"0.0049962*($D$3)","v":7.1248532835024025E-3},7.1248532835024025E-3,7.1248532835024025E-3,7.1248532835024025E-3,7.1248532835024025E-3,7.1248532835024025E-3,7.1248532835024025E-3,7.1248532835024025E-3,7.1248532835024025E-3,7.1248532835024025E-3,7.1248532835024025E-3,7.1248532835024025E-3,7.1248532835024025E-3,7.1248532835024025E-3,7.1248532835024025E-3,7.1248532835024025E-3,7.1248532835024025E-3,7.1248532835024025E-3,7.1248532835024025E-3,7.1248532835024025E-3,7.1248532835024025E-3,7.1248532835024025E-3,7.1248532835024025E-3,7.1248532835024025E-3,7.1248532835024025E-3,7.1248532835024025E-3,7.1248532835024025E-3,7.1248532835024025E-3,7.1248532835024025E-3,7.1248532835024025E-3,7.1248532835024025E-3,7.1248532835024025E-3,{"$f":"0.0049962*($D$3)","v":7.1248532835024025E-3},7.1248532835024025E-3,7.1248532835024025E-3,7.1248532835024025E-3,7.1248532835024025E-3,7.1248532835024025E-3,{"$f":"+BV3","v":7.1248532835024025E-3},7.1248532835024025E-3,7.1248532835024025E-3,7.1248532835024025E-3,7.1248532835024025E-3,7.1248532835024025E-3,7.1248532835024025E-3,7.1248532835024025E-3,7.1248532835024025E-3,7.1248532835024025E-3,7.1248532835024025E-3,7.1248532835024025E-3,7.1248532835024025E-3,7.1248532835024025E-3,7.1248532835024025E-3,7.1248532835024025E-3,7.1248532835024025E-3,7.1248532835024025E-3,7.1248532835024025E-3,7.1248532835024025E-3,7.1248532835024025E-3,7.1248532835024025E-3,7.1248532835024025E-3,7.1248532835024025E-3,7.1248532835024025E-3,7.1248532835024025E-3,7.1248532835024025E-3,7.1248532835024025E-3,7.1248532835024025E-3,7.1248532835024025E-3]
["Process Water","gal",2005,1.4260544580886279,{"$f":"0.0016654*($D$4)","v":2.374951094500801E-3},2.374951094500801E-3,2.374951094500801E-3,2.374951094500801E-3,2.374951094500801E-3,2.374951094500801E-3,2.374951094500801E-3,2.374951094500801E-3,2.374951094500801E-3,2.374951094500801E-3,2.374951094500801E-3,2.374951094500801E-3,2.374951094500801E-3,2.374951094500801E-3,2.374951094500801E-3,2.374951094500801E-3,2.374951094500801E-3,2.374951094500801E-3,2.374951094500801E-3,2.374951094500801E-3,2.374951094500801E-3,2.374951094500801E-3,2.374951094500801E-3,2.374951094500801E-3,2.374951094500801E-3,2.374951094500801E-3,2.374951094500801E-3,2.374951094500801E-3,2.374951094500801E-3,2.374951094500801E-3,2.374951094500801E-3,2.374951094500801E-3,{"$f":"0.0016654*($D$4)","v":2.374951094500801E-3},2.374951094500801E-3,2.374951094500801E-3,2.374951094500801E-3,2.374951094500801E-3,2.374951094500801E-3,2.374951094500801E-3,2.374951094500801E-3,2.374951094500801E-3,2.374951094500801E-3,2.374951094500801E-3,2.374951094500801E-3,2.374951094500801E-3,2.374951094500801E-3,2.374951094500801E-3,2.374951094500801E-3,2.374951094500801E-3,2.374951094500801E-3,2.374951094500801E-3,2.374951094500801E-3,2.374951094500801E-3,2.374951094500801E-3,2.374951094500801E-3,2.374951094500801E-3,2.374951094500801E-3,2.374951094500801E-3,2.374951094500801E-3,2.374951094500801E-3,2.374951094500801E-3,2.374951094500801E-3,2.374951094500801E-3,2.374951094500801E-3,{"$f":"0.0016654*($D$4)","v":2.374951094500801E-3},2.374951094500801E-3,2.374951094500801E-3,2.374951094500801E-3,2.374951094500801E-3,2.374951094500801E-3,2.374951094500801E-3,2.374951094500801E-3,2.374951094500801E-3,2.374951094500801E-3,2.374951094500801E-3,2.374951094500801E-3,2.374951094500801E-3,2.374951094500801E-3,2.374951094500801E-3,2.374951094500801E-3,2.374951094500801E-3,2.374951094500801E-3,2.374951094500801E-3,2.374951094500801E-3,2.374951094500801E-3,2.374951094500801E-3,2.374951094500801E-3,2.374951094500801E-3,2.374951094500801E-3,2.374951094500801E-3,2.374951094500801E-3,2.374951094500801E-3,2.374951094500801E-3,2.374951094500801E-3,2.374951094500801E-3,2.374951094500801E-3,2.374951094500801E-3,2.374951094500801E-3,2.374951094500801E-3,2.374951094500801E-3]
["Oxygen","kg",2005,1.4260544580886279,{"$f":"0.02*($D$5)","v":2.8521089161772557E-2},2.8521089161772557E-2,2.8521089161772557E-2,2.8521089161772557E-2,2.8521089161772557E-2,2.8521089161772557E-2,2.8521089161772557E-2,2.8521089161772557E-2,2.8521089161772557E-2,2.8521089161772557E-2,2.8521089161772557E-2,2.8521089161772557E-2,2.8521089161772557E-2,2.8521089161772557E-2,2.8521089161772557E-2,2.8521089161772557E-2,2.8521089161772557E-2,2.8521089161772557E-2,2.8521089161772557E-2,2.8521089161772557E-2,2.8521089161772557E-2,2.8521089161772557E-2,2.8521089161772557E-2,2.8521089161772557E-2,2.8521089161772557E-2,2.8521089161772557E-2,2.8521089161772557E-2,2.8521089161772557E-2,2.8521089161772557E-2,2.8521089161772557E-2,2.8521089161772557E-2,2.8521089161772557E-2,{"$f":"0.02*($D$5)","v":2.8521089161772557E-2},2.8521089161772557E-2,2.8521089161772557E-2,2.8521089161772557E-2,2.8521089161772557E-2,2.8521089161772557E-2,2.8521089161772557E-2,2.8521089161772557E-2,2.8521089161772557E-2,2.8521089161772557E-2,2.8521089161772557E-2,2.8521089161772557E-2,2.8521089161772557E-2,2.8521089161772557E-2,2.8521089161772557E-2,2.8521089161772557E-2,2.8521089161772557E-2,2.8521089161772557E-2,2.8521089161772557E-2,2.8521089161772557E-2,2.8521089161772557E-2,2.8521089161772557E-2,2.8521089161772557E-2,2.8521089161772557E-2,2.8521089161772557E-2,2.8521089161772557E-2,2.8521089161772557E-2,2.8521089161772557E-2,2.8521089161772557E-2,2.8521089161772557E-2,2.8521089161772557E-2,2.8521089161772557E-2,{"$f":"0.02*($D$5)","v":2.8521089161772557E-2},2.8521089161772557E-2,2.8521089161772557E-2,2.8521089161772557E-2,2.8521089161772557E-2,2.8521089161772557E-2,2.8521089161772557E-2,2.8521089161772557E-2,2.8521089161772557E-2,2.8521089161772557E-2,2.8521089161772557E-2,2.8521089161772557E-2,2.8521089161772557E-2,2.8521089161772557E-2,2.8521089161772557E-2,2.8521089161772557E-2,2.8521089161772557E-2,2.8521089161772557E-2,2.8521089161772557E-2,2.8521089161772557E-2,2.8521089161772557E-2,2.8521089161772557E-2,2.8521089161772557E-2,2.8521089161772557E-2,2.8521089161772557E-2,2.8521089161772557E-2,2.8521089161772557E-2,2.8521089161772557E-2,2.8521089161772557E-2,2.8521089161772557E-2,2.8521089161772557E-2,2.8521089161772557E-2,2.8521089161772557E-2,2.8521089161772557E-2,2.8521089161772557E-2,2.8521089161772557E-2]
["Sulfuric Acid","kg",2005,1.4260544580886279,{"$f":"0*($D$6)","v":0},0,0,0,0,0,0,0,0,0,0,0,0,0,0,0,0,0,0,0,0,0,0,0,0,0,0,0,0,0,0,0,{"$f":"0*($D$6)","v":0},0,0,0,0,0,0,0,0,0,0,0,0,0,0,0,0,0,0,0,0,0,0,0,0,0,0,0,0,0,0,0,{"$f":"0*($D$6)","v":0},0,0,0,0,0,0,0,0,0,0,0,0,0,0,0,0,0,0,0,0,0,0,0,0,0,0,0,0,0,0,0,0,0,0,0]
["Steam","kg",2007,1.3138219380226268,{"$f":"0.0135*($D$7)","v":1.7736596163305463E-2},1.7736596163305463E-2,1.7736596163305463E-2,1.7736596163305463E-2,1.7736596163305463E-2,1.7736596163305463E-2,1.7736596163305463E-2,1.7736596163305463E-2,1.7736596163305463E-2,1.7736596163305463E-2,1.7736596163305463E-2,1.7736596163305463E-2,1.7736596163305463E-2,1.7736596163305463E-2,1.7736596163305463E-2,1.7736596163305463E-2,1.7736596163305463E-2,1.7736596163305463E-2,1.7736596163305463E-2,1.7736596163305463E-2,1.7736596163305463E-2,1.7736596163305463E-2,1.7736596163305463E-2,1.7736596163305463E-2,1.7736596163305463E-2,1.7736596163305463E-2,1.7736596163305463E-2,1.7736596163305463E-2,1.7736596163305463E-2,1.7736596163305463E-2,1.7736596163305463E-2,1.7736596163305463E-2,{"$f":"0.0135*($D$7)","v":1.7736596163305463E-2},1.7736596163305463E-2,1.7736596163305463E-2,1.7736596163305463E-2,1.7736596163305463E-2,1.7736596163305463E-2,1.7736596163305463E-2,1.7736596163305463E-2,1.7736596163305463E-2,1.7736596163305463E-2,1.7736596163305463E-2,1.7736596163305463E-2,1.7736596163305463E-2,1.7736596163305463E-2,1.7736596163305463E-2,1.7736596163305463E-2,1.7736596163305463E-2,1.7736596163305463E-2,1.7736596163305463E-2,1.7736596163305463E-2,1.7736596163305463E-2,1.7736596163305463E-2,1.7736596163305463E-2,1.7736596163305463E-2,1.7736596163305463E-2,1.7736596163305463E-2,1.7736596163305463E-2,1.7736596163305463E-2,1.7736596163305463E-2,1.7736596163305463E-2,1.7736596163305463E-2,1.7736596163305463E-2,{"$f":"0.0135*($D$7)","v":1.7736596163305463E-2},1.7736596163305463E-2,1.7736596163305463E-2,1.7736596163305463E-2,1.7736596163305463E-2,1.7736596163305463E-2,1.7736596163305463E-2,1.7736596163305463E-2,1.7736596163305463E-2,1.7736596163305463E-2,1.7736596163305463E-2,1.7736596163305463E-2,1.7736596163305463E-2,1.7736596163305463E-2,1.7736596163305463E-2,1.7736596163305463E-2,1.7736596163305463E-2,1.7736596163305463E-2,1.7736596163305463E-2,1.7736596163305463E-2,1.7736596163305463E-2,1.7736596163305463E-2,1.7736596163305463E-2,1.7736596163305463E-2,1.7736596163305463E-2,1.7736596163305463E-2,1.7736596163305463E-2,1.7736596163305463E-2,1.7736596163305463E-2,1.7736596163305463E-2,1.7736596163305463E-2,1.7736596163305463E-2,1.7736596163305463E-2,1.7736596163305463E-2,1.7736596163305463E-2,1.7736596163305463E-2]
["Compressed Inert Gas","kg",2002,1.6980292434837889,{"$f":"0.0256*($D$8)","v":4.3469548633185001E-2},4.3469548633185001E-2,4.3469548633185001E-2,4.3469548633185001E-2,4.3469548633185001E-2,4.3469548633185001E-2,4.3469548633185001E-2,4.3469548633185001E-2,4.3469548633185001E-2,4.3469548633185001E-2,4.3469548633185001E-2,4.3469548633185001E-2,4.3469548633185001E-2,4.3469548633185001E-2,4.3469548633185001E-2,4.3469548633185001E-2,4.3469548633185001E-2,4.3469548633185001E-2,4.3469548633185001E-2,4.3469548633185001E-2,4.3469548633185001E-2,4.3469548633185001E-2,4.3469548633185001E-2,4.3469548633185001E-2,4.3469548633185001E-2,4.3469548633185001E-2,4.3469548633185001E-2,4.3469548633185001E-2,4.3469548633185001E-2,4.3469548633185001E-2,4.3469548633185001E-2,4.3469548633185001E-2,{"$f":"0.0256*($D$8)","v":4.3469548633185001E-2},4.3469548633185001E-2,4.3469548633185001E-2,4.3469548633185001E-2,4.3469548633185001E-2,4.3469548633185001E-2,4.3469548633185001E-2,4.3469548633185001E-2,4.3469548633185001E-2,4.3469548633185001E-2,4.3469548633185001E-2,4.3469548633185001E-2,4.3469548633185001E-2,4.3469548633185001E-2,4.3469548633185001E-2,4.3469548633185001E-2,4.3469548633185001E-2,4.3469548633185001E-2,4.3469548633185001E-2,4.3469548633185001E-2,4.3469548633185001E-2,4.3469548633185001E-2,4.3469548633185001E-2,4.3469548633185001E-2,4.3469548633185001E-2,4.3469548633185001E-2,4.3469548633185001E-2,4.3469548633185001E-2,4.3469548633185001E-2,4.3469548633185001E-2,4.3469548633185001E-2,4.3469548633185001E-2,{"$f":"0.0256*($D$8)","v":4.3469548633185001E-2},4.3469548633185001E-2,4.3469548633185001E-2,4.3469548633185001E-2,4.3469548633185001E-2,4.3469548633185001E-2,4.3469548633185001E-2,4.3469548633185001E-2,4.3469548633185001E-2,4.3469548633185001E-2,4.3469548633185001E-2,4.3469548633185001E-2,4.3469548633185001E-2,4.3469548633185001E-2,4.3469548633185001E-2,4.3469548633185001E-2,4.3469548633185001E-2,4.3469548633185001E-2,4.3469548633185001E-2,4.3469548633185001E-2,4.3469548633185001E-2,4.3469548633185001E-2,4.3469548633185001E-2,4.3469548633185001E-2,4.3469548633185001E-2,4.3469548633185001E-2,4.3469548633185001E-2,4.3469548633185001E-2,4.3469548633185001E-2,4.3469548633185001E-2,4.3469548633185001E-2,4.3469548633185001E-2,4.3469548633185001E-2,4.3469548633185001E-2,4.3469548633185001E-2,4.3469548633185001E-2]

{"sheet":"AEO Data","index":13,"n_rows":929,"n_cols":72,"rows_kept":929,"cut":false,"hidden":false,"merged":[[26,9,26,10],[27,9,28,9],[27,10,28,10],[35,0,36,3],[55,0,55,10],[37,0,37,1],[37,4,37,8],[44,9,47,10],[52,0,52,10],[53,0,54,10],[0,0,0,71],[1,0,2,71],[4,0,4,71],[8,0,8,71],[748,4,748,8],[735,0,735,2],[731,0,731,12],[618,2,618,24],[619,2,619,24],[13,0,13,71],[18,0,18,71],[20,0,20,19],[22,0,22,19],[24,0,24,10],[25,0,25,10],[26,4,36,8]]}
["Hydrogen Analysis Resource Center:  Feedstock and Utility Assumptions"]
["Feedstock and Utility Price Projections for 2001 - 2070 With EIA Units, Year 2005"]
[]
[null,"Units",2001,2002,2003,2004,2005,2006,2007,2008,2009,2010,2011,2012,2013,2014,2015,2016,2017,2018,2019,2020,2021,2022,2023,2024,2025,2026,2027,2028,2029,2030,2031,2032,2033,2034,2035,2036,2037,2038,2039,2040,2041,2042,2043,2044,2045,2046,2047,2048,2049,2050,2051,2052,2053,2054,2056,2056,2057,2058,2059,2060,2061,2062,2063,2064,2065,2066,2067,2068,2069,2070]
["Natural Gas Prices (HHV Basis)"]
["Commercial Natural Gas Prices","$(2005)/MMBtu",8.9541000728991982,6.8979457774252282,8.4197996967243682,8.8059982398770913,8.8656468751295598,8.2234977371287847,7.8073426530046319,7.4325694992857168,7.297531685739191,7.1966502441550162,7.2405429268783017,7.2944294079294778,7.4037989917791105,7.5440859727139706,7.6385998163583153,7.6698249061152577,7.596507558282819,7.644327174942454,7.7875295315148705,8.0180296178133954,8.1425457338117244,8.1602542175436898,8.1927349319997838,8.2544961582939571,8.3511330316651513,8.4290329061652454,8.5069327806653394,8.5848326551654335,8.6627325296655275,8.7406324041656216,8.8185322786657157,8.8964321531658097,8.9743320276659038,9.0522319021659978,9.1301317766660848,9.2578200706648097,9.3855083646635347,9.5131966586622596,9.6408849526609846,9.7685732466597095,9.8962615406584344,10.023949834657159,10.151638128655884,10.279326422654609,10.407014716653334,10.534703010652059,10.662391304650784,10.790079598649509,10.917767892648234,11.045456186646948,11.066404719719236,11.087353252791523,11.10830178586381,11.129250318936098,11.150198852008385,11.171147385080673,11.19209591815296,11.213044451225247,11.233992984297535,11.254941517369822,11.27589005044211,11.296838583514397,11.317787116586684,11.338735649658972,11.359684182731248,11.381228672680008,11.402773162628767,11.424317652577527,11.445862142526286,11.467406632475045]
["Industrial Natural Gas Prices","$(2005)/MMBtu",5.2088497969877503,4.0515519538015683,5.7953765594734321,6.3059286733843276,6.3351569917966728,5.6603640970194089,5.2154936812958672,4.824472465605103,4.7214620293311338,4.5987567766657387,4.6224680014376371,4.6768878495918127,4.7861952984108127,4.922351045428587,5.0173813554475863,5.0686005039035118,5.0229759936062797,5.0914502886106439,5.2365480121576597,5.4816269649649545,5.5841408180740668,5.5850370537559959,5.6052826350589937,5.6612136071582997,5.7676752715740598,5.8539244792759346,5.9401736869778095,6.0264228946796843,6.1126721023815591,6.1989213100834339,6.2851705177853088,6.3714197254871836,6.4576689331890584,6.5439181408909333,6.6301673485928063,6.7228927087931387,6.8156180689934711,6.9083434291938035,7.0010687893941359,7.0937941495944683,7.1865195097948007,7.2792448699951331,7.3719702301954655,7.4646955903957979,7.5574209505961303,7.6501463107964627,7.7428716709967951,7.8355970311971275,7.9283223913974599,8.021047751597786,8.0362602680624171,8.0514727845270482,8.0666853009916792,8.0818978174563103,8.0971103339209414,8.1123228503855724,8.1275353668502035,8.1427478833148346,8.1579603997794656,8.1731729162440967,8.1883854327087278,8.2035979491733588,8.2188104656379899,8.234022982102621,8.2492354985672645,8.2648807901462327,8.2805260817252009,8.2961713733041691,8.3118166648831373,8.3274619564621091]
["Electric Utility Natural Gas Prices","$(2005)/MMBtu",5.6269638934579786,3.8422456293735823,5.691139826234779,6.2376343214286925,6.1731978092553481,5.4998161252939477,5.0667498741509744,4.6999946247856554,4.5877827360944901,4.4974766767249967,4.5471429464952013,4.6470168064225401,4.7885290901615907,4.9298490038457894,5.0143193411377212,5.0431599369588911,4.9958503246307417,5.071809156885692,5.2209958625289659,5.4542850660827948,5.5514960671370845,5.5489887943807661,5.5622220646660265,5.6263508841676488,5.730461856104295,5.8123040182474703,5.8941461803906456,5.9759883425338209,6.0578305046769962,6.1396726668201715,6.2215148289633468,6.3033569911065221,6.3851991532496974,6.4670413153928727,6.5488834775360516,6.6404720525202734,6.7320606275044952,6.823649202488717,6.9152377774729388,7.0068263524571606,7.0984149274413824,7.1900035024256042,7.2815920774098259,7.3731806523940477,7.4647692273782695,7.5563578023624913,7.6479463773467131,7.7395349523309349,7.8311235273151567,7.9227121022993829,7.9377381178566102,7.9527641334138375,7.9677901489710647,7.982816164528292,7.9978421800855193,8.0128681956427457,8.0278942111999729,8.0429202267572002,8.0579462423144275,8.0729722578716547,8.087998273428882,8.1030242889861093,8.1180503045433365,8.1330763201005638,8.1481023356577857,8.1635558206357306,8.1790093056136755,8.1944627905916203,8.2099162755695652,8.2253697605475136]
["Electricity Prices"]
["Commercial Electricity","$(2005)/MMBtu",24.866788774356646,24.345010037692106,24.223933219909672,24.020635352944481,23.91295186528621,22.837542614846832,21.69091966017233,21.090846376599046,21.058556043876806,20.987678365887316,20.983490961902529,21.313707333690761,21.638938984780914,22.13258341123478,22.313049388381657,22.486876361774936,22.494946956634521,22.662665807975912,22.922821701697636,23.270139622238439,23.509686568997985,23.493712398241108,23.423848763951703,23.513217827059155,23.645542576627872,23.786749293232678,23.927956009837484,24.06916272644229,24.210369443047096,24.351576159651902,24.492782876256708,24.633989592861514,24.77519630946632,24.916403026071126,25.057609742675933,25.047759076850095,25.037908411024258,25.028057745198421,25.018207079372583,25.008356413546746,24.998505747720909,24.988655081895072,24.978804416069234,24.968953750243397,24.95910308441756,24.949252418591723,24.939401752765885,24.929551086940048,24.919700421114211,24.90984975528837,24.925673674379027,24.941497593469684,24.957321512560341,24.973145431650998,24.988969350741655,25.004793269832312,25.020617188922969,25.036441108013626,25.052265027104283,25.068088946194941,25.083912865285598,25.099736784376255,25.115560703466912,25.131384622557569,25.147208541648205,25.163183242307905,25.179157942967606,25.195132643627307,25.211107344287008,25.227082044946716]
["Industrial Electricity","$(2005)/MMBtu",16.038863482553147,15.36037109932807,15.664056310113844,16.390134465019642,16.26049394877451,15.718549229064077,15.083546116666987,14.764544869368896,14.679648534306921,14.510741661179726,14.370329416023063,14.522587083420669,14.791267903345901,15.142176731577413,15.304996360023072,15.443286072533045,15.485992224711291,15.663456831338236,15.910829809476709,16.241389166634008,16.419768400912066,16.405212897174714,16.372526888577397,16.449089176249931,16.568027554817903,16.704753726753587,16.841479898689272,16.978206070624957,17.114932242560641,17.251658414496326,17.388384586432011,17.525110758367695,17.66183693030338,17.798563102239065,17.935289274174743,17.928238540168429,17.921187806162116,17.914137072155803,17.90708633814949,17.900035604143177,17.892984870136864,17.885934136130551,17.878883402124238,17.871832668117925,17.864781934111612,17.857731200105299,17.850680466098986,17.843629732092673,17.83657899808636,17.829528264080036,17.840854426840831,17.852180589601627,17.863506752362422,17.874832915123218,17.886159077884013,17.897485240644809,17.908811403405604,17.9201375661664,17.931463728927195,17.94278989168799,17.954116054448786,17.965442217209581,17.976768379970377,17.988094542731172,17.999420705491971,18.010854791996724,18.022288878501477,18.033722965006231,18.045157051510984,18.056591138015737]
["Coal Prices (HHV Basis)"]
["Electric Utility Steam Coal","$(2005)/MMBtu",1.3268491834774256,1.32388562245189,1.3334961719108085,1.3380821099821107,1.3443425871291239,1.3528785733681756,1.3415886383011697,1.3403624656065469,1.330997225248586,1.3164209684110997,1.3072140481112184,1.3019573002491378,1.2978333982656636,1.295833644439585,1.2953486183904279,1.2970626753456174,1.2955796364343368,1.3002382724914889,1.3044509032987155,1.3304805103337984,1.3397570218680066,1.3519914094007222,1.3569265463442153,1.3726611244228613,1.3854931266802686,1.3951349014789893,1.4047766762777101,1.4144184510764308,1.4240602258751516,1.4337020006738723,1.4433437754725931,1.4529855502713138,1.4626273250700346,1.4722690998687553,1.481910874667477,1.4862555877963981,1.4906003009253193,1.4949450140542404,1.4992897271831616,1.5036344403120827,1.5079791534410039,1.512323866569925,1.5166685796988462,1.5210132928277673,1.5253580059566885,1.5297027190856096,1.5340474322145308,1.5383921453434519,1.5427368584723731,1.5470815716012942,1.5500157274134729,1.5529498832256516,1.5558840390378303,1.5588181948500091,1.5617523506621878,1.5646865064743665,1.5676206622865452,1.5705548180987239,1.5734889739109026,1.5764231297230813,1.57935728553526,1.5822914413474387,1.5852255971596174,1.5881597529717961,1.5910939087839742,1.5941115372826113,1.5971291657812485,1.6001467942798857,1.6031644227785229,1.6061820512771605]
["Transportation Fuels (HHV Basis)"]
["Distillate (Diesel) Fuel Oil for Transportation","$(2005)/MMBtu",10.789461735918687,9.9590971559848445,11.383831536994775,12.531178240506115,12.036300060884058,12.613383383121093,13.01890940036416,12.908589399085846,12.946875513724528,13.039098811599491,13.088955960183741,13.133508268392355,13.038477461293056,12.989168095138872,12.752903866318045,12.539506322932722,12.335074118848111,12.292193988584152,12.304560350921868,12.340337204483362,12.418707870087554,12.438495640484758,12.492141534697302,12.624332072599859,13.025979869770596,13.053872203635709,13.081764537500822,13.109656871365935,13.137549205231048,13.165441539096161,13.193333872961274,13.221226206826387,13.2491185406915,13.277010874556613,13.304903208421727,13.445726499778688,13.586549791135649,13.72737308249261,13.868196373849571,14.009019665206532,14.149842956563493,14.290666247920454,14.431489539277415,14.572312830634376,14.713136121991337,14.853959413348298,14.994782704705258,15.135605996062219,15.27642928741918,15.417252578776129,15.505038084680947,15.592823590585766,15.680609096490585,15.768394602395404,15.856180108300222,15.943965614205041,16.03175112010986,16.119536626014678,16.207322131919497,16.295107637824316,16.382893143729135,16.470678649633953,16.558464155538772,16.646249661443591,16.734035167348416,16.829318405103567,16.924601642858718,17.019884880613869,17.11516811836902,17.210451356124164]
["Motor Gasoline","$(2005)/MMBtu",12.730520250245322,11.801320287416596,13.477350603859424,15.275134761378448,14.956036086352325,15.333911517881027,14.969645149302909,14.856007634468792,14.855665643260203,14.676357863084307,14.660823111264261,14.621396694543213,14.496914877081778,14.525867813038341,14.406443289990676,14.511791494657368,14.408484301477108,14.421367627269808,14.483474821414545,14.423047758498246,14.678410804496627,14.842794247393387,14.985196801851416,15.125157698145465,15.225733932459173,15.312322281050708,15.398910629642243,15.485498978233778,15.572087326825313,15.658675675416848,15.745264024008383,15.831852372599919,15.918440721191454,16.005029069782989,16.091617418374518,16.26193617174043,16.432254925106342,16.602573678472254,16.772892431838166,16.943211185204078,17.113529938569989,17.283848691935901,17.454167445301813,17.624486198667725,17.794804952033637,17.965123705399549,18.135442458765461,18.305761212131372,18.476079965497284,18.646398718863171,18.752570913712709,18.858743108562248,18.964915303411786,19.071087498261324,19.177259693110862,19.283431887960401,19.389604082809939,19.495776277659477,19.601948472509015,19.708120667358553,19.814292862208092,19.92046505705763,20.026637251907168,20.132809446756706,20.238981641606255,20.354221969500514,20.469462297394774,20.584702625289033,20.699942953183292,20.815183281077545]
["Ethanol","$(2005)/MMBtu",15.730049999999999,15.730049999999999,15.730049999999999,15.730049999999999,15.730049999999999,15.730049999999999,15.730049999999999,15.730049999999999,15.730049999999999,15.730049999999999,15.730049999999999,15.730049999999999,15.730049999999999,15.730049999999999,15.730049999999999,15.730049999999999,15.730049999999999,15.730049999999999,15.730049999999999,15.730049999999999,15.730049999999999,15.730049999999999,15.730049999999999,15.730049999999999,15.730049999999999,15.730049999999999,15.730049999999999,15.730049999999999,15.730049999999999,15.730049999999999,15.730049999999999,15.730049999999999,15.730049999999999,15.730049999999999,15.730049999999999,15.730049999999999,15.730049999999999,15.730049999999999,15.730049999999999,15.730049999999999,15.730049999999999,15.730049999999999,15.730049999999999,15.730049999999999,15.730049999999999,15.730049999999999,15.730049999999999,15.730049999999999,15.730049999999999,15.730049999999999,15.730049999999999,15.730049999999999,15.730049999999999,15.730049999999999,15.730049999999999,15.730049999999999,15.730049999999999,15.730049999999999,15.730049999999999,15.730049999999999,15.730049999999999,15.730049999999999,15.730049999999999,15.730049999999999,15.730049999999999,15.730049999999999,15.730049999999999,15.730049999999999,15.730049999999999,15.730049999999999]
["Methanol","$(2005)/MMBtu",8.7353999999999985,8.7353999999999985,8.7353999999999985,8.7353999999999985,8.7353999999999985,8.7353999999999985,8.7353999999999985,8.7353999999999985,8.7353999999999985,8.7353999999999985,8.7353999999999985,8.7353999999999985,8.7353999999999985,8.7353999999999985,8.7353999999999985,8.7353999999999985,8.7353999999999985,8.7353999999999985,8.7353999999999985,8.7353999999999985,8.7353999999999985,8.7353999999999985,8.7353999999999985,8.7353999999999985,8.7353999999999985,8.7353999999999985,8.7353999999999985,8.7353999999999985,8.7353999999999985,8.7353999999999985,8.7353999999999985,8.7353999999999985,8.7353999999999985,8.7353999999999985,8.7353999999999985,8.7353999999999985,8.7353999999999985,8.7353999999999985,8.7353999999999985,8.7353999999999985,8.7353999999999985,8.7353999999999985,8.7353999999999985,8.7353999999999985,8.7353999999999985,8.7353999999999985,8.7353999999999985,8.7353999999999985,8.7353999999999985,8.7353999999999985,8.7353999999999985,8.7353999999999985,8.7353999999999985,8.7353999999999985,8.7353999999999985,8.7353999999999985,8.7353999999999985,8.7353999999999985,8.7353999999999985,8.7353999999999985,8.7353999999999985,8.7353999999999985,8.7353999999999985,8.7353999999999985,8.7353999999999985,8.7353999999999985,8.7353999999999985,8.7353999999999985,8.7353999999999985,8.7353999999999985]
["Biomass (HHV Basis)"]
["Biomass Prices (Dry Biomass Delivered)*","$(2005)/MMBtu",1.2696286520685174,1.2696286520685174,1.2696286520685174,1.2696286520685174,1.2696286520685174,1.2696286520685174,1.2696286520685174,1.2696286520685174,1.2696286520685174,1.2696286520685174,1.2716814065585227,1.2809188017635484,1.3178683825836508,1.3209475143186591,1.3435278137087219,1.3466069454437304,1.3630289813637759,1.3578970951387617,1.383556526263833,1.4030576939188868,1.460534819639046,1.4800359872941,1.4861942507641173,1.5118536818891883,1.5262229633192279,1.6236006669873051,1.7209783706553823,1.8183560743234595,1.9157337779915367,2.0131114816596138,2.1104891853276913,2.2078668889957687,2.3052445926638461,2.4026222963319235,2.5,2.5714285714285716,2.6428571428571432,2.7142857142857149,2.7857142857142865,2.8571428571428581,2.9285714285714297,3,3.071428571428573,3.1428571428571446,3.2142857142857162,3.2857142857142878,3.3571428571428594,3.428571428571431,3.5,3.5714285714285743,3.6428571428571459,3.7142857142857175,3.7857142857142891,3.8571428571428608,3.9285714285714324,4,4.0714285714285747,4.1428571428571459,4.2142857142857171,4.2857142857142883,4.3571428571428594,4.4285714285714306,4.5,4.571428571428573,4.6428571428571441,4.7142857142857153,4.7857142857142865,4.8571428571428577,4.9285714285714288,5]
["* Biomass prices shown for years 2001 through 2009 are the same as the EIA value for 2010.  For the post-2025 biomass prices:  The value for 2035 was chosen based on a review of the literature, which indicated a price of $2.50/MMBtu delivered dry English ton (in 2000$) was a reasonable mid-range projection.  Values for the 2026 through 2034 were interpolated from the 2025 and 2035 values.  The value of $5.00/MMBtu delivered dry English ton in 2065 was based on judgment.  An EIA paper by Zia Haq entitled, “Biomass for Electricity Generation” (available from EIA’s website) indicates that about 7 quads of biomass per year  would be available if the price rose to  $5/MMBtu."]
[]
["Table 1 reflects values for base case feedstock and fuel values, based on the H2A analysis done for DOE's Hydrogen, Fuel Cells and Infrastructure Program.  Values from 2001 through 2025 were derived from EIA AEO 2004, and 2002 dollars are converted to 2005 dollars by multiplying the prices in 2002$/MMBtu by the GDP Implicit Price Deflator for 2005, divided by that for 2002 (from AEO 2004 Table A2; see table 2 below). For the period between 2025 and 2035, the 2025 values were extrapolated based on the ratio of the 2025 and 2015 values. For the period between 2035 and 2070, ratios in Table 2, derived from projections of a long-term model (MiniCAM) developed by Pacific Northwest National Laboratory were used to extrapolate the 2035 values (except for ethanol, methanol and biomass; see footnote)."]
[]
["Hydrogen Analysis Resource Center:  Price Ratios from PNNL GCAM Model"]
[]
[null,"Ratio 2050 to 2035 Price","Ratio 2065 to 2050 Price","Ratio 2070 to 2065 Price",null,null,null,null,null,"GDP Implicit Deflator Price Index [1]"]
["Coal Delivered to Utilities",{"$f":"G40/F40","v":1.0482288241385485},{"$f":"H40/G40","v":1.0526415477404851},{"$f":"I40/H40","v":1.0160295046377366},null,null,null,null,null,"Year","Value"]
["Wellhead Gas",{"$f":"G41/F41","v":1.1441282284851997},{"$f":"H41/G41","v":1.1360328119345371},{"$f":"I41/H41","v":1.0363018547359477}]
["Gas Delivered to Utilities",1.1252277801242987,1.1222249629995065,1.0285793469898747,null,null,null,null,null,1991,84.5]
["Crude Oil Price",1.0687839040840581,1.0213566498986533,1.0031375164207406,null,null,null,null,null,1992,86.4]
["Delivered Diesel",1.03736526166104,1.0084486821562659,1.0010687685088917,null,null,null,null,null,1993,88.4]
["Average Electricity",0.975071533164794,1.0087393571750138,0.99663324890666094,null,null,null,null,null,1994,90.3]
["Dry Biomass at Farmgate",1.0938371922267365,1.0852680569229392,1.0142672175626977,null,null,null,null,null,1995,92.1]
["Ethanol",1.0046194107582356,1.003094645903579,0.99710816742279029,null,null,null,null,null,1996,93.9]
[null,null,null,null,null,null,null,null,null,1997,95.4]
[null,null,null,null,null,null,null,null,null,1998,96.5]
["In Units Consistent with EIA AEO",null,"From AEO","From AEO","From GCAM",null,null,null,null,1999,97.9]
[null,"Units",2000,2005,2020,2035,2050,2065,2070,2000,100]
["Coal Delivered to Utilities","$/English ton",25.276500000000002,25.071000000000002,49.911552427759986,51.73380738099187,54.228868079187265,57.083559627090274,57.998580810871225,2001,102.4]
["Wellhead Gas","$/mcf",3.83,2.88,3.4820792312666162,3.718467288972283,4.254403392012021,4.8331418485312492,5.0085938618348607,2002,104.1]
["Gas Delivered to Utilities","$/mcf",4.333333333333333,3.2058823529411766,5.3135477999345282,5.6703709369749671,6.3804589018936815,7.1603102550975084,7.3649472464330987,2003,106]
["Crude Oil Price","$/bbl",28.35,23.27,38.166254666132858,44.018296607182357,47.046046898954408,48.050792851691,48.201553003292787,2004,108.3]
["Delivered Diesel","$/gallon",1.5176666666666667,1.2925714285714285,1.9428327208531595,2.1262391061548653,2.2056865867102777,2.2243217316177319,2.2266990166381286,2005,110.5]
["Average Electricity","c/kWh",6.9,6.4,7.2674708046079139,7.0885496188632935,6.9118429447797478,6.9722480090117775,6.9487741854044058,"[2]"]
["Dry Biomass at Farmgate","$/mmBtu",null,null,3.9267286033597717,3.4025762910602637,3.7218644965506216,4.0392206503019663,4.0968490901035652]
["Ethanol","$/mmBtu",null,null,24.686324737923844,23.090083577893328,23.196746158381607,23.268531873857007,23.201243175360347]
["Biomass delivery (assuming $10/English ton average delivery price)","$/English ton",null,null,10,10,10,10]
[null,"$/mmBtu HHV",null,null,{"$f":"E48*$B$61","v":0.65713983050847458},{"$f":"F48*$B$61","v":0.65713983050847458},{"$f":"G48*$B$61","v":0.65713983050847458},{"$f":"H48*$B$61","v":0.65713983050847458}]
["Biomass delivered $/mmBtu HHV","$/mmBtu",null,null,{"$f":"E49+E46","v":4.5838684338682461},{"$f":"F49+F46","v":4.0597161215687381},{"$f":"G49+G46","v":4.3790043270590964},{"$f":"H49+H46","v":4.6963604808104407}]
[]
["Note:"]
["[2] values in italics are projections"]
["Source:"]
[]
["[1] Available from Short Term Energy Outlook, Table A.2 at http://www.eia.doe.gov/emeu/steo/pub/a2tab.html"]
[]
["Biomass conversion $/dry English ton to $/mmBtu HHV"]
["Biomass LHV (kJ/kg)",19022]
["Biomass HHV (kJ/kg)",17700]
["Conversion factor",{"$f":"2.205/2000/B60*mmBTU_to_GJ*1000000","v":6.5713983050847455E-2}]
[]
[]
[null,"Report","Annual Energy Outlook 2010"]
[null,"Scenario","aeo2010r",null,null,"Reference case"]
[null,"Datekey","d111809a"]
[null,"Release Date",null," December 2009"]
[]
[]
[]
[]
["aeo2010r.d111809a"]
[]
["Table 3.  Energy Prices by Sector and Source"]
["(2008 dollars per million Btu, unless otherwise noted)"]
[null,null,null,null,null,null,null,null,null,null,null,null,null,null,null,null,null,null,null,null,null,null,null,null,null,null,null,null,null,null,"2008-"]
[" Sector and Source",2007,2008,2009,2010,2011,2012,2013,2014,2015,2016,2017,2018,2019,2020,2021,2022,2023,2024,2025,2026,2027,2028,2029,2030,2031,2032,2033,2034,2035,2035]
[]
[" Residential"]
["   Liquefied Petroleum Gases",26.25,29.35,24.9,24.01,24.09,25.25,26.47,27.44,28.03,28.67,29.21,29.8,30.06,30.29,30.53,30.73,31.01,31.28,31.55,31.7,31.98,32.229999999999997,32.590000000000003,32.81,33.17,33.51,33.9,34.26,34.65,6.0000000000000001E-3]
["   Distillate Fuel Oil",20.3,24.47,17.98,17.57,17.72,18.84,19.86,20.58,21.08,22,22.66,23.32,23.74,24.1,24.24,24.44,24.76,24.94,25.23,25.5,25.72,26.04,26.44,26.61,27.05,27.45,27.82,28.24,28.66,6.0000000000000001E-3]
["   Natural Gas",12.94,13.48,11.39,10.89,11.78,11.87,11.48,11.41,11.56,11.65,11.69,11.76,11.83,11.95,12.07,12.26,12.29,12.2,12.29,12.46,12.66,12.9,13.16,13.44,13.78,13.93,14.03,14.25,14.4,2E-3]
["   Electricity",31.82,33.29,32.33,30.94,29.9,31.08,31.47,31.49,31.43,31.64,31.8,31.78,31.68,31.84,32.01,32.08,32.200000000000003,32.28,32.26,32.4,32.57,32.729999999999997,33.130000000000003,33.46,33.81,34.11,34.26,34.49,34.71,2E-3]
[]
[" Commercial"]
["   Liquefied Petroleum Gases",20.65,26.15,19.82,20.78,20.86,22.02,23.23,24.19,24.77,25.41,25.95,26.53,26.79,27.02,27.25,27.46,27.73,28,28.26,28.41,28.68,28.93,29.28,29.5,29.86,30.19,30.58,30.94,31.32,7.0000000000000001E-3]
["   Distillate Fuel Oil",17.48,21.5,15.8,14.82,15.24,16.38,17.399999999999999,18.11,18.72,19.559999999999999,20.2,20.84,21.26,21.6,21.78,22.04,22.29,22.43,22.72,22.97,23.21,23.53,23.93,24.11,24.54,24.94,25.28,25.69,26.13,7.0000000000000001E-3]
["   Residual Fuel",8.39,15.52,9.27,9.4499999999999993,9.6300000000000008,10.85,11.98,12.76,13.13,13.68,14.17,14.69,15.26,15.46,15.68,15.89,16.12,16.34,16.54,16.63,16.82,17.059999999999999,17.28,17.54,17.89,18.12,18.25,18.68,18.84,7.0000000000000001E-3]
["   Natural Gas",11.2,11.94,9.0500000000000007,8.67,9.7200000000000006,10.07,9.92,9.85,9.99,10.08,10.11,10.16,10.23,10.35,10.46,10.65,10.69,10.62,10.7,10.86,11.04,11.28,11.52,11.78,12.11,12.26,12.32,12.52,12.66,2E-3]
["   Electricity",28.81,30.47,28.94,27.37,25.72,26.72,26.81,26.55,26.55,26.81,26.97,26.98,26.93,27.12,27.31,27.42,27.62,27.77,27.72,27.87,28.05,28.25,28.67,28.99,29.37,29.73,29.9,30.15,30.37,0]
[]
[" Industrial 1/"]
["   Liquefied Petroleum Gases",22.01,24.2,18.64,18.36,18.46,19.61,20.9,21.9,22.49,23.25,23.76,24.31,24.62,24.86,25.09,25.3,25.59,25.86,26.12,26.27,26.55,26.8,27.15,27.38,27.74,28.08,28.48,28.86,29.25,7.0000000000000001E-3]
["   Distillate Fuel Oil",18.07,22.31,16.399999999999999,14.38,15.38,16.55,17.59,18.32,19,19.8,20.440000000000001,21.08,21.49,21.83,22.03,22.36,22.56,22.67,22.97,23.22,23.48,23.81,24.22,24.4,24.84,25.25,25.6,26.02,26.48,6.0000000000000001E-3]
["   Residual Fuel Oil",8.84,16.309999999999999,9.75,13.12,13.24,14.32,15.31,16.079999999999998,16.47,16.96,17.37,17.82,18.09,18.2,18.43,18.61,18.82,19.03,19.23,19.3,19.489999999999998,19.73,19.98,20.27,20.61,20.87,21.12,21.44,21.72,1.0999999999999999E-2]
["   Natural Gas 2/",7.58,9.11,4.2,4.87,5.97,6.39,6.33,6.28,6.45,6.52,6.51,6.55,6.6,6.7,6.78,6.96,7.01,6.96,7.02,7.15,7.29,7.51,7.73,7.98,8.2899999999999991,8.4,8.42,8.61,8.73,-2E-3]
["   Metallurgical Coal",3.69,4.49,4.72,4.8,4.8600000000000003,5.0199999999999996,5.05,5.08,5.08,5.09,5.16,5.22,5.29,5.32,5.35,5.36,5.35,5.32,5.24,5.16,5.14,5.14,5.1100000000000003,5.1100000000000003,5.09,5.08,5.08,5.0599999999999996,5.0599999999999996,4.0000000000000001E-3]
["   Other Industrial Coal",2.48,2.84,2.79,2.69,2.69,2.69,2.66,2.68,2.69,2.68,2.69,2.68,2.67,2.66,2.65,2.65,2.63,2.63,2.63,2.64,2.63,2.64,2.65,2.66,2.67,2.67,2.69,2.7,2.71,-2E-3]
["   Coal to Liquids","- -","- -","- -","- -",1.26,1.04,1.04,1.41,1.42,1.46,1.48,1.48,1.47,1.46,1.49,1.5,1.52,1.49,1.49,1.47,1.46,1.45,1.44,1.44,1.44,1.44,1.46,1.48,1.51,"- -"]
["   Electricity",19.02,20.21,20.04,19.149999999999999,17.11,17.73,17.62,17.350000000000001,17.37,17.62,17.75,17.77,17.75,17.920000000000002,18.07,18.190000000000001,18.38,18.53,18.5,18.61,18.78,18.97,19.3,19.579999999999998,19.88,20.16,20.3,20.52,20.71,1E-3]
[]
[" Transportation"]
["   Liquefied Petroleum Gases 3/",23.83,29.93,25.2,23.89,23.98,25.13,26.33,27.29,27.88,28.53,29.07,29.65,29.91,30.13,30.36,30.56,30.83,31.1,31.36,31.5,31.77,32.01,32.36,32.58,32.93,33.26,33.64,34,34.380000000000003,5.0000000000000001E-3]
["   E85 4/",27.43,26.93,23.29,20.64,20.97,22.13,24.21,25.23,25.55,25.08,25.9,26.54,26.68,26.95,27.32,27.82,28.31,28.55,28.86,29.22,29.49,30.03,30.44,30.64,30.86,31.29,31.49,31.77,32.229999999999997,7.0000000000000001E-3]
["   Motor Gasoline 5/",23.66,26.76,19.14,20.55,20.88,22.03,24.02,24.94,25.37,25.94,26.47,26.89,27.2,27.59,27.82,28.18,28.42,28.54,28.87,29.19,29.47,29.9,30.27,30.42,30.77,31.16,31.44,31.81,32.33,7.0000000000000001E-3]
["   Jet Fuel 6/",15.77,22.71,12.73,14.79,15.16,16.54,17.690000000000001,18.46,19.04,19.760000000000002,20.41,20.97,21.35,21.69,21.85,22.09,22.41,22.61,22.92,23.19,23.48,23.9,24.26,24.51,24.9,25.3,25.64,26.05,26.48,6.0000000000000001E-3]
["   Diesel Fuel (distillate fuel oil) 7/",21.55,27.65,17.77,19.12,19.309999999999999,20.51,21.54,22.25,22.93,23.68,24.26,24.91,25.29,25.6,25.79,26.12,26.26,26.34,26.63,26.83,27.09,27.4,27.8,27.96,28.38,28.78,29.09,29.49,29.96,3.0000000000000001E-3]
["   Residual Fuel Oil",9.19,14.49,8.86,10.210000000000001,10.32,11.5,12.44,13.18,13.58,13.9,14.43,14.81,14.97,14.99,15.23,15.34,15.55,15.75,15.93,15.98,16.27,16.5,16.8,17.100000000000001,17.420000000000002,17.690000000000001,17.93,18.239999999999998,18.600000000000001,8.9999999999999993E-3]
["   Natural Gas 8/",13.84,15.96,11.36,12,13.09,13.49,13.36,13.25,13.37,13.41,13.38,13.37,13.38,13.44,13.46,13.58,13.54,13.41,13.43,13.54,13.65,13.83,14,14.19,14.46,14.54,14.55,14.7,14.78,-3.0000000000000001E-3]
["   Electricity",32.03,33.729999999999997,32.299999999999997,30.29,27.63,29.66,29.72,29.07,28.79,29.01,29.04,28.87,28.59,28.55,28.54,28.43,28.48,28.64,28.63,28.88,29.32,29.79,30.51,31.01,31.61,32.15,32.47,32.89,33.26,-1E-3]
[]
[" Electric Power 9/"]
["   Distillate Fuel Oil",15.75,19.37,14.24,13.91,14.06,15.2,16.21,16.89,17.36,18.22,18.88,19.510000000000002,19.920000000000002,20.25,20.399999999999999,20.58,20.89,21.07,21.35,21.6,21.83,22.14,22.54,22.71,23.14,23.54,23.87,24.28,24.7,8.9999999999999993E-3]
["   Residual Fuel Oil",9.0399999999999991,14.56,8.7799999999999994,12,12.17,13.34,14.37,15.11,15.53,15.93,16.45,16.89,17.14,17.22,17.47,17.63,17.850000000000001,18.079999999999998,18.3,18.38,18.68,18.940000000000001,19.23,19.55,19.899999999999999,20.190000000000001,20.43,20.77,21.12,1.4E-2]
["   Natural Gas",7.26,9.09,4.1399999999999997,4.8499999999999996,5.82,6.17,5.94,5.9,6.08,6.16,6.17,6.22,6.29,6.42,6.52,6.69,6.74,6.7,6.75,6.91,7.05,7.27,7.51,7.73,8.02,8.14,8.17,8.35,8.4600000000000009,-3.0000000000000001E-3]
["   Steam Coal",1.8,2.0499999999999998,2.15,1.99,1.98,1.99,1.99,1.99,2.0099999999999998,1.99,2,1.99,1.99,1.98,1.98,1.99,1.99,1.99,1.99,2,2,2.0099999999999998,2.02,2.0299999999999998,2.04,2.0499999999999998,2.06,2.0699999999999998,2.09,1E-3]
[]
[" Average Price to All Users 10/"]
["   Liquefied Petroleum Gases",18.940000000000001,20.190000000000001,18.36,16.850000000000001,16.87,17.87,18.97,19.82,20.3,20.84,21.26,21.71,21.93,22.15,22.36,22.56,22.83,23.09,23.34,23.49,23.75,24,24.34,24.55,24.91,25.25,25.63,25.99,26.37,0.01]
["   E85 4/",27.43,26.93,23.29,20.64,20.97,22.13,24.21,25.23,25.55,25.08,25.9,26.54,26.68,26.95,27.32,27.82,28.31,28.55,28.86,29.22,29.49,30.03,30.44,30.64,30.86,31.29,31.49,31.77,32.229999999999997,7.0000000000000001E-3]
["   Motor Gasoline 5/",23.55,26.54,19.149999999999999,20.55,20.88,22.03,24.01,24.94,25.36,25.93,26.46,26.89,27.2,27.59,27.82,28.17,28.41,28.54,28.87,29.18,29.47,29.9,30.27,30.41,30.76,31.16,31.43,31.81,32.32,7.0000000000000001E-3]
["   Jet Fuel",15.77,22.71,12.73,14.79,15.16,16.54,17.690000000000001,18.46,19.04,19.760000000000002,20.41,20.97,21.35,21.69,21.85,22.09,22.41,22.61,22.92,23.19,23.48,23.9,24.26,24.51,24.9,25.3,25.64,26.05,26.48,6.0000000000000001E-3]
["   Distillate Fuel Oil",20.71,26.27,17.46,17.73,18.149999999999999,19.45,20.62,21.35,22.03,22.8,23.45,24.07,24.47,24.79,24.99,25.32,25.5,25.59,25.89,26.12,26.38,26.71,27.11,27.29,27.73,28.13,28.46,28.87,29.34,4.0000000000000001E-3]
["   Residual Fuel Oil",9.07,14.77,8.9600000000000009,10.9,11.01,12.17,13.13,13.86,14.26,14.63,15.14,15.55,15.76,15.81,16.05,16.190000000000001,16.399999999999999,16.600000000000001,16.8,16.850000000000001,17.13,17.37,17.66,17.96,18.3,18.559999999999999,18.79,19.12,19.46,0.01]
["   Natural Gas",9.19,10.53,6.57,6.87,7.87,8.1999999999999993,8.0500000000000007,8.02,8.14,8.2200000000000006,8.2200000000000006,8.27,8.33,8.44,8.5500000000000007,8.73,8.77,8.68,8.75,8.89,9.0399999999999991,9.26,9.49,9.74,10.050000000000001,10.17,10.210000000000001,10.4,10.54,0]
["   Metallurgical Coal",3.69,4.49,4.72,4.8,4.8600000000000003,5.0199999999999996,5.05,5.08,5.08,5.09,5.16,5.22,5.29,5.32,5.35,5.36,5.35,5.32,5.24,5.16,5.14,5.14,5.1100000000000003,5.1100000000000003,5.09,5.08,5.08,5.0599999999999996,5.0599999999999996,4.0000000000000001E-3]
["   Other Coal",1.84,2.1,2.19,2.0299999999999998,2.02,2.0299999999999998,2.0299999999999998,2.0299999999999998,2.0499999999999998,2.0299999999999998,2.04,2.0299999999999998,2.02,2.02,2.02,2.0299999999999998,2.02,2.02,2.02,2.0299999999999998,2.0299999999999998,2.04,2.0499999999999998,2.06,2.0699999999999998,2.08,2.09,2.1,2.12,0]
["   Coal to Liquids","- -","- -","- -","- -",1.26,1.04,1.04,1.41,1.42,1.46,1.48,1.48,1.47,1.46,1.49,1.5,1.52,1.49,1.49,1.47,1.46,1.45,1.44,1.44,1.44,1.44,1.46,1.48,1.51,"- -"]
["   Electricity",27.25,28.81,28.07,26.77,25.2,26.1,26.17,25.97,25.95,26.2,26.36,26.37,26.31,26.51,26.7,26.84,27.04,27.19,27.17,27.33,27.53,27.74,28.16,28.49,28.86,29.21,29.38,29.64,29.87,1E-3]
[]
["Non-Renewable Energy Expenditures by Sector"]
["(billion 2008 dollars)"]
[" Residential",241.67,254.66,231.65,223.76,222.61,230.62,228.9,229.4,230.89,234.53,236.76,239.14,241.36,245.14,247.96,251.14,253.92,256.67,258.7,262.54000000000002,266.58999999999997,271.26,275.8,280.39999999999998,285.83,290.58999999999997,292.89999999999998,297.16000000000003,301.11,6.0000000000000001E-3]
[" Commercial",176.61,191.19,168.7,163.43,163.69,172.64,173.85,174.18,176.9,180.82,184.11,186.86,189.36,193.15,196.83,200.4,204.1,207.27,210.07,214.23,218.63,223.34,229.36,234.79,240.94,246.37,250.61,256.01,261.07,1.2E-2]
[" Industrial",219.69,244.81,175.42,163.24,173.51,191.66,201.52,207.49,213.14,218.86,223.15,228.05,231.33,234.86,236.42,237.67,239.07,240.3,241.75,242.96,245.17,247.67,250.95,253.51,257.7,259.55,261.58,265.05,267.18,3.0000000000000001E-3]
[" Transportation",613.37,705.86,465.68,508.22,528.5,567.33000000000004,615.79,640.91999999999996,655.77,671.91,690.32,704.34,717.08,729.77,737.71,743.52,757.24,767.89,782.71,795.25,808.06,822.03,834.45,846.64,856.24,869.12,883.55,894.05,908.01,8.9999999999999993E-3]
["   Total Non-Renewable Expenditures",1251.3499999999999,1396.52,1041.45,1058.6500000000001,1088.31,1162.25,1220.05,1251.99,1276.69,1306.1199999999999,1334.33,1358.39,1379.14,1402.91,1418.92,1432.73,1454.32,1472.13,1493.23,1514.98,1538.45,1564.3,1590.55,1615.34,1640.71,1665.62,1688.65,1712.28,1737.37,8.0000000000000002E-3]
[" Transportation Renewable Expenditures",0.05,0.17,0.04,0.09,0.11,0.13,0.15,0.17,0.21,2.34,3.15,4,5.31,7.12,9.59,17.39,15.56,14.53,15.06,16.98,18.95,20.57,23.66,25.05,31.91,36.74,40.74,48.35,56.42,0.24099999999999999]
["   Total Expenditures",1251.3900000000001,1396.69,1041.49,1058.74,1088.42,1162.3699999999999,1220.2,1252.1600000000001,1276.9000000000001,1308.46,1337.48,1362.4,1384.44,1410.03,1428.51,1450.12,1469.88,1486.66,1508.29,1531.96,1557.41,1584.86,1614.21,1640.39,1672.62,1702.37,1729.39,1760.62,1793.79,8.9999999999999993E-3]
[]
[]
["Prices in Nominal Dollars"]
[" Residential"]
["   Liquefied Petroleum Gases",25.67,29.35,25.28,24.73,25.15,26.73,28.51,30.06,31.23,32.520000000000003,33.75,35.06,36.020000000000003,37.020000000000003,38.1,39.200000000000003,40.409999999999997,41.61,42.82,43.92,45.24,46.58,48.12,49.52,51.18,52.85,54.62,56.39,58.23,2.5999999999999999E-2]
["   Distillate Fuel Oil",19.86,24.47,18.260000000000002,18.100000000000001,18.489999999999998,19.940000000000001,21.4,22.55,23.49,24.96,26.17,27.44,28.46,29.45,30.25,31.17,32.25,33.17,34.24,35.33,36.380000000000003,37.630000000000003,39.049999999999997,40.159999999999997,41.73,43.3,44.82,46.47,48.16,2.5000000000000001E-2]
["   Natural Gas",12.66,13.48,11.57,11.22,12.29,12.56,12.36,12.51,12.88,13.22,13.5,13.83,14.18,14.61,15.06,15.64,16.010000000000002,16.22,16.68,17.260000000000002,17.91,18.649999999999999,19.440000000000001,20.29,21.26,21.98,22.61,23.44,24.2,2.1999999999999999E-2]
["   Electricity",31.12,33.29,32.83,31.88,31.21,32.9,33.9,34.5,35.020000000000003,35.89,36.74,37.39,37.97,38.92,39.950000000000003,40.92,41.95,42.94,43.78,44.88,46.07,47.3,48.93,50.5,52.16,53.81,55.2,56.77,58.33,2.1000000000000001E-2]
[]
[" Commercial"]
["   Liquefied Petroleum Gases",20.2,26.15,20.12,21.4,21.77,23.3,25.02,26.51,27.61,28.83,29.98,31.22,32.11,33.020000000000003,34.01,35.020000000000003,36.130000000000003,37.24,38.35,39.36,40.57,41.81,43.24,44.53,46.07,47.62,49.27,50.92,52.64,2.5999999999999999E-2]
["   Distillate Fuel Oil",17.100000000000001,21.5,16.04,15.27,15.91,17.34,18.739999999999998,19.850000000000001,20.86,22.18,23.33,24.52,25.47,26.39,27.18,28.11,29.04,29.83,30.83,31.82,32.83,34.01,35.340000000000003,36.380000000000003,37.86,39.340000000000003,40.74,42.29,43.92,2.7E-2]
["   Residual Fuel",8.2100000000000009,15.52,9.41,9.74,10.050000000000001,11.48,12.9,13.98,14.63,15.52,16.37,17.29,18.29,18.899999999999999,19.57,20.27,21.01,21.73,22.45,23.04,23.8,24.66,25.52,26.47,27.6,28.58,29.4,30.75,31.66,2.7E-2]
["   Natural Gas",10.96,11.94,9.18,8.93,10.15,10.65,10.68,10.8,11.14,11.44,11.67,11.96,12.27,12.65,13.05,13.58,13.92,14.13,14.53,15.05,15.62,16.3,17.010000000000002,17.78,18.690000000000001,19.329999999999998,19.86,20.61,21.27,2.1999999999999999E-2]
["   Electricity",28.18,30.47,29.38,28.19,26.85,28.28,28.88,29.09,29.58,30.41,31.16,31.75,32.270000000000003,33.15,34.090000000000003,34.97,35.99,36.94,37.619999999999997,38.61,39.68,40.82,42.33,43.75,45.32,46.89,48.18,49.63,51.04,1.9E-2]
[]
[" Industrial 1/"]
["   Liquefied Petroleum Gases",21.53,24.2,18.920000000000002,18.920000000000002,19.260000000000002,20.76,22.51,24,25.06,26.38,27.45,28.6,29.51,30.38,31.31,32.270000000000003,33.340000000000003,34.39,35.450000000000003,36.4,37.549999999999997,38.729999999999997,40.1,41.33,42.81,44.29,45.9,47.5,49.15,2.7E-2]
["   Distillate Fuel Oil",17.68,22.31,16.649999999999999,14.82,16.05,17.52,18.95,20.07,21.18,22.46,23.62,24.81,25.76,26.68,27.5,28.52,29.39,30.15,31.18,32.159999999999997,33.21,34.409999999999997,35.770000000000003,36.83,38.33,39.83,41.25,42.82,44.51,2.5999999999999999E-2]
["   Residual Fuel Oil",8.65,16.309999999999999,9.89,13.52,13.82,15.16,16.489999999999998,17.62,18.350000000000001,19.239999999999998,20.059999999999999,20.97,21.68,22.24,23,23.74,24.52,25.31,26.1,26.74,27.57,28.51,29.51,30.6,31.8,32.92,34.03,35.29,36.5,0.03]
["   Natural Gas 2/",7.41,9.11,4.26,5.0199999999999996,6.23,6.76,6.82,6.89,7.18,7.39,7.52,7.71,7.91,8.19,8.4700000000000006,8.8800000000000008,9.14,9.26,9.52,9.9,10.31,10.85,11.41,12.04,12.79,13.25,13.56,14.17,14.67,1.7999999999999999E-2]
["   Metallurgical Coal",3.61,4.49,4.79,4.9400000000000004,5.07,5.31,5.44,5.56,5.66,5.77,5.97,6.14,6.34,6.5,6.68,6.84,6.98,7.07,7.11,7.15,7.27,7.43,7.55,7.72,7.86,8.02,8.18,8.33,8.5,2.4E-2]
["   Other Industrial Coal",2.4300000000000002,2.84,2.83,2.77,2.81,2.85,2.86,2.93,3,3.04,3.11,3.16,3.2,3.26,3.31,3.38,3.43,3.5,3.56,3.65,3.72,3.82,3.91,4.01,4.12,4.21,4.33,4.4400000000000004,4.55,1.7999999999999999E-2]
["   Coal to Liquids","- -","- -","- -","- -",1.32,1.1000000000000001,1.1200000000000001,1.55,1.58,1.65,1.72,1.74,1.76,1.79,1.86,1.91,1.98,1.99,2.02,2.04,2.0699999999999998,2.1,2.13,2.1800000000000002,2.2200000000000002,2.2799999999999998,2.35,2.44,2.5299999999999998,"- -"]
["   Electricity",18.600000000000001,20.21,20.350000000000001,19.73,17.86,18.77,18.98,19.010000000000002,19.36,19.989999999999998,20.51,20.91,21.27,21.9,22.56,23.2,23.95,24.64,25.11,25.79,26.57,27.41,28.5,29.55,30.67,31.8,32.71,33.76,34.799999999999997,0.02]
[]
[" Transportation"]
["   Liquefied Petroleum Gases 3/",23.31,29.93,25.58,24.61,25.02,26.61,28.36,29.9,31.07,32.36,33.58,34.89,35.840000000000003,36.82,37.89,38.979999999999997,40.17,41.36,42.56,43.64,44.94,46.27,47.79,49.17,50.81,52.46,54.21,55.95,57.77,2.5000000000000001E-2]
["   E85 4/",26.83,26.93,23.64,21.26,21.89,23.43,26.07,27.64,28.47,28.45,29.92,31.23,31.97,32.94,34.090000000000003,35.479999999999997,36.880000000000003,37.979999999999997,39.17,40.479999999999997,41.72,43.4,44.96,46.25,47.62,49.36,50.75,52.29,54.17,2.5999999999999999E-2]
["   Motor Gasoline 5/",23.15,26.76,19.43,21.17,21.79,23.32,25.87,27.33,28.27,29.42,30.58,31.65,32.6,33.72,34.72,35.94,37.020000000000003,37.96,39.18,40.44,41.69,43.21,44.7,45.91,47.47,49.16,50.66,52.36,54.33,2.7E-2]
["   Jet Fuel 6/",15.42,22.71,12.92,15.23,15.82,17.510000000000002,19.05,20.23,21.21,22.42,23.58,24.67,25.58,26.51,27.27,28.18,29.2,30.07,31.1,32.130000000000003,33.21,34.54,35.83,36.99,38.42,39.92,41.32,42.87,44.51,2.5000000000000001E-2]
["   Diesel Fuel (distillate fuel oil) 7/",21.08,27.65,18.04,19.7,20.149999999999999,21.71,23.2,24.38,25.56,26.86,28.03,29.31,30.31,31.28,32.19,33.32,34.22,35.03,36.130000000000003,37.17,38.32,39.61,41.05,42.2,43.79,45.41,46.88,48.53,50.35,2.1999999999999999E-2]
["   Residual Fuel Oil",8.99,14.49,9,10.51,10.77,12.17,13.4,14.45,15.13,15.77,16.670000000000002,17.43,17.940000000000001,18.32,19,19.57,20.260000000000002,20.94,21.63,22.13,23.02,23.85,24.8,25.81,26.88,27.91,28.9,30.02,31.26,2.9000000000000001E-2]
["   Natural Gas 8/",13.54,15.96,11.54,12.36,13.66,14.28,14.39,14.52,14.9,15.21,15.46,15.74,16.04,16.43,16.8,17.32,17.64,17.829999999999998,18.23,18.760000000000002,19.309999999999999,19.98,20.67,21.42,22.31,22.94,23.44,24.19,24.84,1.7000000000000001E-2]
["   Electricity",31.32,33.729999999999997,32.79,31.2,28.83,31.39,32.01,31.85,32.08,32.909999999999997,33.549999999999997,33.97,34.26,34.89,35.61,36.26,37.11,38.1,38.86,40,41.47,43.05,45.05,46.8,48.78,50.72,52.33,54.13,55.89,1.9E-2]
[]
[" Electric Power 9/"]
["   Distillate Fuel Oil",15.41,19.37,14.46,14.33,14.68,16.09,17.46,18.510000000000002,19.350000000000001,20.67,21.81,22.96,23.88,24.75,25.46,26.24,27.22,28.03,28.98,29.93,30.88,32,33.28,34.28,35.71,37.130000000000003,38.46,39.950000000000003,41.52,2.9000000000000001E-2]
["   Residual Fuel Oil",8.84,14.56,8.92,12.37,12.7,14.13,15.48,16.55,17.3,18.07,19.010000000000002,19.88,20.54,21.05,21.8,22.48,23.26,24.05,24.83,25.46,26.42,27.37,28.4,29.5,30.7,31.85,32.92,34.19,35.49,3.4000000000000002E-2]
["   Natural Gas",7.1,9.09,4.2,4.99,6.07,6.53,6.4,6.47,6.77,6.99,7.13,7.32,7.53,7.85,8.1300000000000008,8.5399999999999991,8.7799999999999994,8.91,9.17,9.57,9.9700000000000006,10.51,11.09,11.66,12.38,12.84,13.16,13.75,14.22,1.7000000000000001E-2]
["   Steam Coal",1.76,2.0499999999999998,2.1800000000000002,2.0499999999999998,2.0699999999999998,2.1,2.15,2.19,2.2400000000000002,2.2599999999999998,2.31,2.34,2.38,2.42,2.4700000000000002,2.54,2.59,2.65,2.69,2.77,2.82,2.9,2.98,3.06,3.15,3.23,3.32,3.41,3.51,0.02]
[]
[" Average Price to All Users 10/"]
["   Liquefied Petroleum Gases",18.53,20.190000000000001,18.64,17.36,17.61,18.920000000000002,20.43,21.72,22.62,23.64,24.56,25.55,26.28,27.06,27.91,28.78,29.75,30.7,31.68,32.54,33.6,34.69,35.950000000000003,37.049999999999997,38.44,39.83,41.29,42.77,44.32,0.03]
["   E85 4/",26.83,26.93,23.64,21.26,21.89,23.43,26.07,27.64,28.47,28.45,29.92,31.23,31.97,32.94,34.090000000000003,35.479999999999997,36.880000000000003,37.979999999999997,39.17,40.479999999999997,41.72,43.4,44.96,46.25,47.62,49.36,50.75,52.29,54.17,2.5999999999999999E-2]
["   Motor Gasoline 5/",23.03,26.54,19.440000000000001,21.17,21.79,23.32,25.87,27.33,28.27,29.42,30.58,31.64,32.6,33.71,34.71,35.93,37.020000000000003,37.950000000000003,39.17,40.43,41.68,43.21,44.69,45.9,47.46,49.15,50.65,52.35,54.32,2.7E-2]
["   Jet Fuel",15.42,22.71,12.92,15.23,15.82,17.510000000000002,19.05,20.23,21.21,22.42,23.58,24.67,25.58,26.51,27.27,28.18,29.2,30.07,31.1,32.130000000000003,33.21,34.54,35.83,36.99,38.42,39.92,41.32,42.87,44.51,2.5000000000000001E-2]
["   Distillate Fuel Oil",20.260000000000002,26.27,17.73,18.260000000000002,18.940000000000001,20.58,22.21,23.39,24.55,25.86,27.09,28.33,29.33,30.3,31.19,32.29,33.22,34.04,35.14,36.19,37.31,38.6,40.04,41.2,42.78,44.38,45.87,47.52,49.31,2.4E-2]
["   Residual Fuel Oil",8.8699999999999992,14.77,9.1,11.22,11.49,12.89,14.14,15.19,15.89,16.600000000000001,17.5,18.3,18.89,19.329999999999998,20.03,20.64,21.36,22.08,22.8,23.35,24.24,25.11,26.08,27.11,28.23,29.29,30.29,31.46,32.700000000000003,0.03]
["   Natural Gas",8.99,10.53,6.67,7.08,8.2100000000000009,8.68,8.67,8.7799999999999994,9.07,9.33,9.5,9.73,9.98,10.32,10.67,11.14,11.42,11.55,11.88,12.31,12.79,13.39,14.02,14.7,15.51,16.05,16.46,17.12,17.71,1.9E-2]
["   Metallurgical Coal",3.61,4.49,4.79,4.9400000000000004,5.07,5.31,5.44,5.56,5.66,5.77,5.97,6.14,6.34,6.5,6.68,6.84,6.98,7.07,7.11,7.15,7.27,7.43,7.55,7.72,7.86,8.02,8.18,8.33,8.5,2.4E-2]
["   Other Coal",1.8,2.1,2.2200000000000002,2.09,2.11,2.14,2.19,2.23,2.2799999999999998,2.2999999999999998,2.35,2.39,2.4300000000000002,2.4700000000000002,2.52,2.58,2.64,2.69,2.74,2.81,2.87,2.95,3.03,3.11,3.2,3.28,3.37,3.46,3.56,0.02]
["   Coal to Liquids","- -","- -","- -","- -",1.32,1.1000000000000001,1.1200000000000001,1.55,1.58,1.65,1.72,1.74,1.76,1.79,1.86,1.91,1.98,1.99,2.02,2.04,2.0699999999999998,2.1,2.13,2.1800000000000002,2.2200000000000002,2.2799999999999998,2.35,2.44,2.5299999999999998,"- -"]
["   Electricity",26.66,28.81,28.5,27.58,26.29,27.63,28.19,28.46,28.92,29.72,30.45,31.03,31.53,32.4,33.33,34.229999999999997,35.22,36.159999999999997,36.869999999999997,37.86,38.94,40.090000000000003,41.58,43,44.53,46.07,47.34,48.78,50.19,2.1000000000000001E-2]
[]
["Non-Renewable Energy Expenditures by Sector"]
["(billion nominal dollars)"]
[" Residential",236.38,254.66,235.17,230.51,232.31,244.12,246.57,251.37,257.29000000000002,266.02999999999997,273.52999999999997,281.39999999999998,289.27,299.58999999999997,309.45,320.3,330.83,341.36,351.09,363.72,377.1,392.03,407.27,423.22,441.01,458.4,471.99,489.06,506.03,2.5999999999999999E-2]
[" Commercial",172.75,191.19,171.27,168.36,170.83,182.74,187.26,190.86,197.13,205.11,212.7,219.88,226.94,236.05,245.65,255.58,265.91000000000003,275.66000000000003,285.08999999999997,296.79000000000002,309.27,322.77,338.69,354.37,371.75,388.64,403.84,421.34,438.74,3.1E-2]
[" Industrial",214.89,244.81,178.09,168.16,181.07,202.87,217.07,227.35,237.51,248.26,257.8,268.36,277.25,287.02999999999997,295.06,303.12,311.48,319.60000000000002,328.09,336.58,346.81,357.93,370.58,382.62,397.61,409.44,421.52,436.23,449,2.3E-2]
[" Transportation",599.94000000000005,705.86,472.76,523.54,551.54,600.52,663.3,702.29,730.78,762.17,797.53,828.81,859.4,891.87,920.68,948.26,986.59,1021.27,1062.24,1101.69,1143.03,1188,1232.23,1277.8499999999999,1321.12,1371.03,1423.78,1471.43,1525.95,2.9000000000000001E-2]
["   Total Non-Renewable Expenditures",1223.96,1396.52,1057.29,1090.58,1135.76,1230.25,1314.19,1371.86,1422.72,1481.57,1541.56,1598.45,1652.86,1714.54,1770.84,1827.25,1894.81,1957.89,2026.51,2098.7800000000002,2176.1999999999998,2260.73,2348.7600000000002,2438.06,2531.5,2627.51,2721.14,2818.06,2919.72,2.8000000000000001E-2]
[" Transportation Renewable Expenditures",0.04,0.17,0.04,0.09,0.11,0.13,0.16,0.18,0.24,2.65,3.64,4.71,6.36,8.6999999999999993,11.96,22.18,20.28,19.329999999999998,20.440000000000001,23.52,26.81,29.72,34.94,37.81,49.23,57.96,65.66,79.569999999999993,94.81,0.26500000000000001]
["   Total Expenditures",1224,1396.69,1057.33,1090.67,1135.8699999999999,1230.3800000000001,1314.36,1372.05,1422.95,1484.22,1545.2,1603.16,1659.22,1723.24,1782.8,1849.44,1915.09,1977.22,2046.94,2122.3000000000002,2203.0100000000002,2290.46,2383.6999999999998,2475.87,2580.73,2685.47,2786.79,2897.63,3014.53,2.9000000000000001E-2]
[]
[]
[]
["   1/ Includes energy for combined heat and power plants, except those whose primary business is to sell electricity, or electricity and heat, to the public."]
["   2/ Excludes use for lease and plant fuel."]
["   3/ Includes Federal and State taxes while excluding county and local taxes."]
["   4/ E85 refers to a blend of 85 percent ethanol (renewable) and 15 percent motor gasoline (nonrenewable).  To address cold starting issues,"]
["the percentage of ethanol varies seasonally.  The annual average ethanol content of 74 percent is used for this forecast."]
["   5/ Sales weighted-average price for all grades.  Includes Federal, State, and local taxes."]
["   6/ Kerosene-type jet fuel.  Includes Federal and State taxes while excluding county and local taxes."]
["   7/ Diesel fuel for on-road use.  Includes Federal and State taxes while excluding county and local taxes."]
["   8/ Compressed natural gas used as a vehicle fuel.  Includes estimated motor vehicle fuel taxes and estimated dispensing costs or charges."]
["   9/ Includes electricity-only and combined heat and power plants whose primary business is to sell electricity, or electricity and heat, to the public."]
["   10/ Weighted averages of end-use fuel prices are derived from the prices shown in each sector and the corresponding sectoral consumption."]
["   Btu = British thermal unit."]
["   - - = Not applicable."]
["   Note:  Data for 2007 and 2008 are model results and may differ slightly from official EIA data reports."]
["   Sources:  2007 and 2008 prices for motor gasoline, distillate fuel oil, and jet fuel are based on prices in the Energy Information Administration (EIA), Petroleum Marketing Annual"]
["2008, DOE/EIA-0487(2008) (Washington, DC, August 2009).  2007 residential and commercial natural gas delivered prices:  EIA,"]
["Natural Gas Annual 2007, DOE/EIA-0131(2007) (Washington, DC, January, 2009).  2008 residential and commercial natural gas"]
["delivered prices:  EIA, Natural Gas Monthly, DOE/EIA-0130(2009/07) (Washington, DC, July 2009).  2007 and 2008"]
["industrial natural gas delivered prices are estimated based on:  EIA, Manufacturing Energy Consumption Survey and"]
["industrial and wellhead prices from the Natural Gas Annual 2007, DOE/EIA-0131(2007) (Washington, DC, January, 2009) and the"]
["Natural Gas Monthly, DOE/EIA-0130(2009/07) (Washington, DC, July 2009).  2007 transportation sector natural gas delivered prices are based on:  EIA, Natural Gas Annual"]
["2007, DOE/EIA-0131(2007) (Washington, DC, January, 2009) and estimated State taxes, Federal taxes, and dispensing costs or charges."]
["2008 transportation sector natural gas delivered prices are model results. 2007 and 2008 electric power sector natural gas prices:  EIA, Electric Power Monthly,"]
["April 2008 and April 2009, Table 4.13.B.  2007 and 2008 coal prices based on:  EIA, Quarterly Coal Report,"]
["October-December 2008, DOE/EIA-0121(2008/4Q) (Washington, DC, March 2009) and EIA, AEO2010 National Energy Modeling System run aeo2010r.d111809a."]
["2007 and 2008 electricity prices:  EIA, Annual Energy Review 2008, DOE/EIA-0384(2008) (Washington, DC, June 2009)."]
["2007 and 2008 E85 prices derived from monthly prices in the Clean Cities Alternative Price Report."]
["Projections:  EIA, AEO2010 National Energy Modeling System run aeo2010r.d111809a."]
["Scenario:","stimulus","d041409a",null,"with American Recovery and Reinvestment Act"]
[]
[" Table   3.  Energy Prices by Sector and Source"]
["                      (2007 dollars per million Btu, unless otherwise noted)"]
[]
[]
[]
[null,"2006","2007","2008","2009","2010","2011","2012","2013","2014","2015","2016","2017","2018","2019","2020","2021","2022","2023","2024","2025","2026","2027","2028","2029","2030","2027","2028","2029","2030",2031,2032,2033,2034,2035,2036,2037,2038,2039,2040,2041,2042,2043,2044,2045,2046,2047,2048,2049,2050,2051,2052,2053,2054,2055,2056,2057,2058,2059,2060,2061,2062,2063,2064,2065,2066,2067,2068,2069,2070]
[]
[]
[" Residential"]
["   Liquefied Petroleum Gases",23.882804870605501,24.973464965820298,28.470840454101602,21.505495071411101,20.697200775146499,23.0020751953125,24.980747222900401,26.7403888702393,28.254840850830099,29.8807067871094,30.930690765380898,31.804765701293899,32.682899475097699,33.084945678710902,33.339298248291001,33.569530487060497,33.692008972167997,34.029460906982401,34.165733337402301,33.722698211669901,33.999015808105497,34.276668548583999,34.616855621337898,34.804977416992202,35.163482666015597,23.653226852416999,23.781959533691399,23.869001388549801,23.909082412719702]
["   Distillate Fuel Oil",18.4642543792725,19.664405822753899,23.940315246581999,15.6857194900513,13.3512983322144,15.708171844482401,17.491518020629901,18.8044624328613,20.071212768554702,21.571735382080099,22.444984436035199,23.2645053863525,23.975505828857401,24.350082397460898,24.6401481628418,24.7862453460693,24.899822235107401,25.1952934265137,25.492937088012699,25.134300231933601,25.433099746704102,25.7546691894531,26.098386764526399,26.3820476531982,26.7700805664063,13.801754951477101,13.897899627685501,14.058331489563001,14.125551223754901]
["   Natural Gas",13.7000589370728,12.691158294677701,12.9778490066528,10.717614173889199,11.192774772644,11.487280845642101,11.3991556167603,11.307798385620099,11.2896461486816,11.345415115356399,11.538298606872599,11.7583208084106,11.975100517272899,12.23952293396,12.557071685791,12.7957820892334,12.871651649475099,12.660281181335399,12.6240320205688,12.5992183685303,12.7868556976318,13.07555103302,13.407883644104,13.6725673675537,13.962038993835399,11.116808891296399,11.2574377059937,11.3709173202515,11.426144599914601]
["   Electricity",31.206779479980501,31.181957244873001,31.772819519043001,30.736837387085,28.616357803344702,29.873619079589801,30.101655960083001,30.425390243530298,30.7938537597656,30.883028030395501,31.149145126342798,31.4898681640625,31.815629959106399,32.020698547363303,32.4303588867188,32.7907905578613,32.994007110595703,32.923465728759801,32.920154571533203,32.902271270752003,32.958240509033203,33.321102142333999,33.734363555908203,34.149539947509801,34.490489959716797,26.5695495605469,26.6057014465332,26.7373046875,26.757972717285199]
[]
[" Commercial",null,null,null,null,null,null,null,null,null,null,null,null,null,null,null,null,null,null,null,null,null,null,null,null,null,12.0537929534912,12.2529897689819,12.3258762359619,12.452996253967299]
["   Liquefied Petroleum Gases",21.1974983215332,23.041419982910199,23.540430068969702,20.975297927856399,17.540355682373001,19.827720642089801,21.7962131500244,23.5440998077393,25.047388076782202,26.6623840332031,27.701774597168001,28.565574645996101,29.4346523284912,29.8274021148682,30.0731811523438,30.2960014343262,30.4115695953369,30.7421360015869,30.871879577636701,30.422807693481399,30.6932373046875,30.965314865112301,31.299940109252901,31.482862472534201,31.836189270019499,7.3951959609985396,7.4624595642089799,7.2386937141418501,7.3113985061645499]
["   Distillate Fuel Oil",15.019946098327599,16.054100036621101,20.9568576812744,13.740292549133301,10.759732246398899,13.277551651001,15.102119445800801,16.819028854370099,18.163129806518601,19.404659271240199,20.2805690765381,21.141357421875,21.870569229126001,22.288406372070298,22.606428146362301,22.643785476684599,22.862098693847699,23.111530303955099,23.2818489074707,23.1139316558838,23.4434604644775,23.529294967651399,23.9437866210938,24.471529006958001,24.6476936340332,9.0512752532959002,9.1702537536621094,9.2454566955566406,9.3029346466064506,{"$f":"AD253+($AI$253-$AD$253)/5","v":9.3577216364198588},{"$f":"AE253+($AI$253-$AD$253)/5","v":9.4125086262332669},{"$f":"AF253+($AI$253-$AD$253)/5","v":9.467295616046675},{"$f":"AG253+($AI$253-$AD$253)/5","v":9.5220826058600831},{"$f":"T423*$E$742","v":9.5768695956734877},{"$f":"AI253+($AX$253-$AI$253)/15","v":9.6852727225982509},{"$f":"AJ253+($AX$253-$AI$253)/15","v":9.7936758495230141},9.9020789764477772,10.01048210337254,10.118885230297304,10.227288357222067,10.33569148414683,10.444094611071593,10.552497737996356,10.660900864921119,10.769303991845883,10.877707118770646,10.986110245695409,11.094513372620172,{"$f":"AI253*$B$742","v":11.202916499544939},{"$f":"AX253+($BM$253-$AX$253)/15","v":11.313845014700993},{"$f":"AY253+($BM$253-$AX$253)/15","v":11.424773529857047},11.535702045013101,11.646630560169156,11.75755907532521,11.868487590481264,11.979416105637318,12.090344620793372,12.201273135949426,12.312201651105481,12.423130166261535,12.534058681417589,12.644987196573643,12.755915711729697,{"$f":"AX253*$C$742","v":12.866844226885757},{"$f":"BM253+($BR$253-$BM$253)/5","v":12.994248543867917},{"$f":"BN253+($BR$253-$BM$253)/5","v":13.121652860850077},{"$f":"BO253+($BR$253-$BM$253)/5","v":13.249057177832237},{"$f":"BP253+($BR$253-$BM$253)/5","v":13.376461494814397},{"$f":"BM253*$D$742","v":13.503865811796555}]
["   Residual Fuel",8.8815975189209002,10.3074436187744,13.411918640136699,6.6991925239562997,5.8016228675842303,8.5975322723388707,10.1285858154297,11.654000282287599,12.9474182128906,14.400235176086399,15.2041673660278,15.658245086669901,16.352220535278299,16.605510711669901,16.856744766235401,17.043632507324201,17.1953125,17.403110504150401,17.4520969390869,17.016120910644499,17.163618087768601,17.311967849731399,17.516565322876001,17.704761505126999,17.873653411865199,24.1571254730225,24.207300186157202,24.2876873016357,24.267208099365199,{"$f":"AD254+($AI$254-$AD$254)/5","v":24.075703794494256},{"$f":"AE254+($AI$254-$AD$254)/5","v":23.884199489623313},{"$f":"AF254+($AI$254-$AD$254)/5","v":23.69269518475237},{"$f":"AG254+($AI$254-$AD$254)/5","v":23.501190879881428},{"$f":"T424*$E$745","v":23.309686575010492},{"$f":"AI254+($AX$254-$AI$254)/15","v":23.300523054015734},{"$f":"AJ254+($AX$254-$AI$254)/15","v":23.291359533020977},23.282196012026219,23.273032491031461,23.263868970036704,23.254705449041946,23.245541928047189,23.236378407052431,23.227214886057673,23.218051365062916,23.208887844068158,23.199724323073401,23.190560802078643,23.181397281083886,{"$f":"AI254*$B$745","v":23.172233760089139},{"$f":"AX254+($BM$254-$AX$254)/15","v":23.186953863011141},{"$f":"AY254+($BM$254-$AX$254)/15","v":23.201673965933143},23.216394068855145,23.231114171777147,23.245834274699149,23.260554377621151,23.275274480543153,23.289994583465155,23.304714686387157,23.31943478930916,23.334154892231162,23.348874995153164,23.363595098075166,23.378315200997168,{"$f":"AX254*$C$745","v":23.393035303919145},{"$f":"BM254+($BR$254-$BM$254)/5","v":23.407895670463727},{"$f":"BN254+($BR$254-$BM$254)/5","v":23.422756037008309},{"$f":"BO254+($BR$254-$BM$254)/5","v":23.437616403552891},{"$f":"BP254+($BR$254-$BM$254)/5","v":23.452476770097473},{"$f":"BM254*$D$745","v":23.467337136642058}]
["   Natural Gas",11.896094322204601,10.9898433685303,11.3387994766235,8.9075946807861293,9.4656057357788104,9.7463216781616193,9.7210922241210902,9.6719341278076207,9.7138872146606392,9.8306560516357404,10.038209915161101,10.2545003890991,10.476261138916,10.746561050415,11.0803880691528,11.314369201660201,11.4017143249512,11.212500572204601,11.1975994110107,11.159740447998001,11.3503875732422,11.640952110290501,11.9785671234131,12.2332496643066,12.5188312530518]
["   Electricity",28.3762531280518,28.029735565185501,29.057315826416001,27.6067714691162,24.835584640502901,25.581251144409201,25.4402256011963,25.470129013061499,25.672283172607401,25.763282775878899,26.100669860839801,26.468044281005898,26.885612487793001,27.169450759887699,27.620109558105501,28.002447128295898,28.245407104492202,28.186374664306602,28.203248977661101,28.139711380004901,28.178466796875,28.495182037353501,28.915565490722699,29.289411544799801,29.651695251464801,16.318952560424801,16.4172878265381,16.5084934234619,16.549221038818398]
[null,null,null,null,null,null,null,null,null,null,null,null,null,null,null,null,null,null,null,null,null,null,null,null,null,null,12.788073539733899,13.069622039794901,13.0597486495972,13.2463188171387]
[" Industrial 1/",null,null,null,null,null,null,null,null,null,null,null,null,null,null,null,null,null,null,null,null,null,null,null,null,null,9.5039434432983398,9.4975557327270508,9.6068582534790004,9.5831336975097692]
["   Liquefied Petroleum Gases",21.041078567504901,23.3795166015625,26.646581649780298,22.2440700531006,16.6379299163818,18.920274734497099,20.8892612457275,22.636520385742202,24.1346244812012,25.742292404174801,26.783767700195298,27.652248382568398,28.520401000976602,28.932659149169901,29.169765472412099,29.4143581390381,29.524629592895501,29.853767395019499,29.959171295166001,29.528638839721701,29.7813510894775,30.054143905639599,30.3852443695068,30.4649448394775,30.849096298217798,6.3330101966857901,6.4338274002075204,6.5134425163268999,6.5598897933959996,{"$f":"AD259+($AI$259-$AD$259)/5","v":6.5507078532683796},{"$f":"AE259+($AI$259-$AD$259)/5","v":6.5415259131407595},{"$f":"AF259+($AI$259-$AD$259)/5","v":6.5323439730131394},{"$f":"AG259+($AI$259-$AD$259)/5","v":6.5231620328855193},{"$f":"T429*$E$742","v":6.5139800927579001},{"$f":"AI259+($AX$259-$AI$259)/15","v":6.5877135610615332},{"$f":"AJ259+($AX$259-$AI$259)/15","v":6.6614470293651662},6.7351804976687992,6.8089139659724323,6.8826474342760653,6.9563809025796983,7.0301143708833314,7.1038478391869644,7.1775813074905974,7.2513147757942304,7.3250482440978635,7.3987817124014965,7.4725151807051295,7.5462486490087626,{"$f":"AI259*$B$742","v":7.6199821173123929},{"$f":"AX259+($BM$259-$AX$259)/15","v":7.6954333002095865},{"$f":"AY259+($BM$259-$AX$259)/15","v":7.77088448310678},7.8463356660039736,7.9217868489011671,7.9972380317983607,8.0726892146955542,8.1481403975927478,8.2235915804899413,8.2990427633871349,8.3744939462843284,8.449945129181522,8.5253963120787155,8.6008474949759091,8.6762986778731026,{"$f":"AX259*$C$742","v":8.7517498607702962},{"$f":"BM259+($BR$259-$BM$259)/5","v":8.8384075286295438},{"$f":"BN259+($BR$259-$BM$259)/5","v":8.9250651964887915},{"$f":"BO259+($BR$259-$BM$259)/5","v":9.0117228643480392},{"$f":"BP259+($BR$259-$BM$259)/5","v":9.0983805322072868},{"$f":"BM259*$D$742","v":9.1850382000665363}]
["   Distillate Fuel Oil",15.7354278564453,16.8219394683838,21.937858581543001,14.291754722595201,10.6247463226318,13.4027051925659,15.2648477554321,17.266075134277301,18.658037185668899,19.740333557128899,20.622322082519499,21.514814376831101,22.261856079101602,22.720048904418899,23.0620517730713,23.029100418090799,23.327865600585898,23.5460414886475,23.635374069213899,23.588466644287099,23.9423828125,23.870851516723601,24.336980819702099,25.037542343139599,25.073137283325199,2.7168338298797599,2.7307398319244398,2.7413196563720699,2.7546591758728001]
["   Residual Fuel Oil",9.2125787734985405,10.5954837799072,13.7473258972168,6.9127345085143999,9.8444128036499006,12.2499532699585,13.9352369308472,15.428977966308601,16.646518707275401,18.037969589233398,18.8180332183838,19.4296264648438,20.112428665161101,20.448431015014599,20.727931976318398,20.973798751831101,21.101537704467798,21.306892395019499,21.394767761230501,21.017236709594702,21.180326461791999,21.338615417480501,21.660650253295898,21.793584823608398,22.078443527221701,2.2517027854919398,2.2682161331176802,2.2745745182037398,2.2862651348114]
["   Natural Gas 2/",7.9540700912475604,7.5152516365051296,8.8012723922729492,4.8485679626464799,5.4989199638366699,5.8261642456054696,5.87778615951538,5.9538393020629901,6.1098570823669398,6.3294844627380398,6.5125813484191903,6.7027301788330096,6.8988709449768102,7.1528282165527299,7.4686021804809597,7.6786775588989302,7.7538070678710902,7.5584783554077104,7.5461778640747097,7.4592709541320801,7.6002230644226101,7.8596048355102504,8.1941757202148402,8.4216127395629901,8.6935501098632795,1.2833950519561801,1.3286876678466799,1.33012855052948,1.33445107936859]
["   Metallurgical Coal",3.6353600025177002,3.6099998950958301,4.0558156967163104,4.0487108230590803,3.9977276325225799,4.1121706962585396,4.1809573173522896,4.2343683242797896,4.27162742614746,4.2985162734985396,4.3192996978759801,4.3337044715881303,4.3530845642089799,4.3696141242981001,4.3899216651916504,4.4470157623290998,4.5093812942504901,4.5352845191955602,4.5618190765380904,4.5643453598022496,4.5493078231811497,4.5490665435790998,4.5331215858459499,4.4955492019653303,4.4319190979003897,17.3004150390625,17.331628799438501,17.425392150878899,17.430723190307599,{"$f":"AD263+($AI$263-$AD$263)/5","v":17.267158349957999},{"$f":"AE263+($AI$263-$AD$263)/5","v":17.103593509608398},{"$f":"AF263+($AI$263-$AD$263)/5","v":16.940028669258798},{"$f":"AG263+($AI$263-$AD$263)/5","v":16.776463828909197},{"$f":"T433*$E$745","v":16.612898988559596},{"$f":"AI263+($AX$263-$AI$263)/15","v":16.606368113587273},{"$f":"AJ263+($AX$263-$AI$263)/15","v":16.599837238614949},16.593306363642625,16.586775488670302,16.580244613697978,16.573713738725655,16.567182863753331,16.560651988781007,16.554121113808684,16.54759023883636,16.541059363864036,16.534528488891713,16.527997613919389,16.521466738947066,{"$f":"AI263*$B$745","v":16.514935863974742},{"$f":"AX263+($BM$263-$AX$263)/15","v":16.525426935236357},{"$f":"AY263+($BM$263-$AX$263)/15","v":16.535918006497972},16.546409077759588,16.556900149021203,16.567391220282818,16.577882291544434,16.588373362806049,16.598864434067664,16.60935550532928,16.619846576590895,16.63033764785251,16.640828719114126,16.651319790375741,16.661810861637356,{"$f":"AX263*$C$745","v":16.672301932898996},{"$f":"BM263+($BR$263-$BM$263)/5","v":16.682892970558111},{"$f":"BN263+($BR$263-$BM$263)/5","v":16.693484008217226},{"$f":"BO263+($BR$263-$BM$263)/5","v":16.704075045876341},{"$f":"BP263+($BR$263-$BM$263)/5","v":16.714666083535455},{"$f":"BM263*$D$745","v":16.725257121194577}]
["   Other Industrial Coal",2.4029970169067401,2.4299483299255402,2.5420303344726598,2.4490520954132098,2.3906834125518799,2.4765830039978001,2.4936084747314502,2.5247271060943599,2.54471778869629,2.53918480873108,2.54552221298218,2.5526983737945601,2.5639333724975599,2.5611753463745099,2.56861472129822,2.5710935592651398,2.57420825958252,2.5741758346557599,2.5788726806640598,2.5789062976837198,2.59378290176392,2.6088099479675302,2.6259028911590598,2.64452123641968,2.6644773483276398]
["   Coal to Liquids",0,0,0,0,0,1.5133428573608401,1.3742095232009901,1.19064140319824,1.3664953708648699,1.33487153053284,1.31654036045074,1.30223417282104,1.30838906764984,1.32146644592285,1.3489345312118499,1.3524934053421001,1.3570195436477701,1.3626403808593801,1.37119424343109,1.3635557889938399,1.3662919998168901,1.37254309654236,1.37609398365021,1.3784751892089799,1.3805129528045701,24.056577682495099,24.1739406585693,24.2586994171143,24.288969039916999]
["   Electricity",18.400894165039102,18.6226921081543,20.334409713745099,19.159486770629901,16.828172683715799,17.264308929443398,17.156070709228501,17.083604812622099,17.1988334655762,17.318143844604499,17.615074157714801,17.910154342651399,18.210170745849599,18.456880569458001,18.803001403808601,19.085206985473601,19.30615234375,19.3043308258057,19.3253479003906,19.324813842773398,19.354219436645501,19.614883422851602,19.97239112854,20.29469871521,20.560989379882798,21.3195495605469,21.43874168396,21.398374557495099,21.4992275238037,{"$f":"AD266+($AI$266-$AD$266)/5","v":21.318281718011935},{"$f":"AE266+($AI$266-$AD$266)/5","v":21.13733591222017},{"$f":"AF266+($AI$266-$AD$266)/5","v":20.956390106428405},{"$f":"AG266+($AI$266-$AD$266)/5","v":20.775444300636639},{"$f":"T436*$E$747","v":20.594498494844878},{"$f":"AI266+($AX$266-$AI$266)/15","v":20.60819416894353},{"$f":"AJ266+($AX$266-$AI$266)/15","v":20.621889843042183},20.635585517140836,20.649281191239488,20.662976865338141,20.676672539436794,20.690368213535447,20.704063887634099,20.717759561732752,20.731455235831405,20.745150909930057,20.75884658402871,20.772542258127363,20.786237932226015,{"$f":"AI266*$B$747","v":20.799933606324664},{"$f":"AX266+($BM$266-$AX$266)/15","v":20.807002050879195},{"$f":"AY266+($BM$266-$AX$266)/15","v":20.814070495433725},20.821138939988256,20.828207384542786,20.835275829097316,20.842344273651847,20.849412718206377,20.856481162760907,20.863549607315438,20.870618051869968,20.877686496424499,20.884754940979029,20.891823385533559,20.89889183008809,{"$f":"AX266*$C$747","v":20.905960274642634},{"$f":"BM266+($BR$266-$BM$266)/5","v":20.913064750255749},{"$f":"BN266+($BR$266-$BM$266)/5","v":20.920169225868865},{"$f":"BO266+($BR$266-$BM$266)/5","v":20.92727370148198},{"$f":"BP266+($BR$266-$BM$266)/5","v":20.934378177095095},{"$f":"BM266*$D$747","v":20.94148265270821}]
[null,null,null,null,null,null,null,null,null,null,null,null,null,null,null,null,null,null,null,null,null,null,null,null,null,null,17.292875289916999,17.531343460083001,17.526832580566399,17.756109237670898,{"$f":"AD267+($AI$267-$AD$267)/5","v":18.740759573600641},{"$f":"AE267+($AI$267-$AD$267)/5","v":19.725409909530384},{"$f":"AF267+($AI$267-$AD$267)/5","v":20.710060245460127},{"$f":"AG267+($AI$267-$AD$267)/5","v":21.69471058138987},{"$f":"T437*$E$744","v":22.67936091731961},{"$f":"AI267+($AX$267-$AI$267)/15","v":22.91940642537169},{"$f":"AJ267+($AX$267-$AI$267)/15","v":23.159451933423771},23.399497441475852,23.639542949527932,23.879588457580013,24.119633965632094,24.359679473684174,24.599724981736255,24.839770489788336,25.079815997840416,25.319861505892497,25.559907013944578,25.799952521996659,26.039998030048739,{"$f":"AI267*$B$744","v":26.28004353810082},{"$f":"AX267+($BM$267-$AX$267)/15","v":26.429681543018035},{"$f":"AY267+($BM$267-$AX$267)/15","v":26.579319547935249},26.728957552852464,26.878595557769678,27.028233562686893,27.177871567604107,27.327509572521322,27.477147577438537,27.626785582355751,27.776423587272966,27.92606159219018,28.075699597107395,28.225337602024609,28.374975606941824,{"$f":"AX267*$C$744","v":28.524613611859053},{"$f":"BM267+($BR$267-$BM$267)/5","v":28.687032150691561},{"$f":"BN267+($BR$267-$BM$267)/5","v":28.849450689524069},{"$f":"BO267+($BR$267-$BM$267)/5","v":29.011869228356577},{"$f":"BP267+($BR$267-$BM$267)/5","v":29.174287767189085},{"$f":"BM267*$D$744","v":29.336706306021593}]
[" Transportation",null,null,null,null,null,null,null,null,null,null,null,null,null,null,null,null,null,null,null,null,null,null,null,null,null,11.227470397949199,11.517865180969199,11.5089683532715,11.7493782043457]
["   Liquefied Petroleum Gases 3/",22.296371459960898,25.0072345733643,28.759458541870099,21.685003280639599,20.534326553344702,22.796831130981399,24.8035278320313,26.570152282714801,28.076972961425799,29.693559646606399,30.7330017089844,31.595745086669901,32.463813781738303,32.853603363037102,33.095050811767599,33.3141899108887,33.425758361816399,33.752655029296903,33.878787994384801,33.426109313964801,33.692680358886697,33.960933685302699,34.291332244872997,34.467491149902301,34.819602966308601,16.025825500488299,16.333782196044901,16.2625331878662,16.470952987670898,{"$f":"AD269+($AI$269-$AD$269)/5","v":17.380928094850553},{"$f":"AE269+($AI$269-$AD$269)/5","v":18.290903202030208},{"$f":"AF269+($AI$269-$AD$269)/5","v":19.200878309209862},{"$f":"AG269+($AI$269-$AD$269)/5","v":20.110853416389517},{"$f":"T439*$E$744","v":21.020828523569172},{"$f":"AI269+($AX$269-$AI$269)/15","v":21.243319601735415},{"$f":"AJ269+($AX$269-$AI$269)/15","v":21.465810679901658},21.688301758067901,21.910792836234144,22.133283914400387,22.35577499256663,22.578266070732873,22.800757148899116,23.023248227065359,23.245739305231602,23.468230383397845,23.690721461564088,23.913212539730331,24.135703617896574,{"$f":"AI269*$B$744","v":24.358194696062842},{"$f":"AX269+($BM$269-$AX$269)/15","v":24.496889734844629},{"$f":"AY269+($BM$269-$AX$269)/15","v":24.635584773626416},24.774279812408203,24.91297485118999,25.051669889971777,25.190364928753564,25.32905996753535,25.467755006317137,25.606450045098924,25.745145083880711,25.883840122662498,26.022535161444285,26.161230200226072,26.299925239007859,{"$f":"AX269*$C$744","v":26.438620277789649},{"$f":"BM269+($BR$269-$BM$269)/5","v":26.589161215265516},{"$f":"BN269+($BR$269-$BM$269)/5","v":26.739702152741383},{"$f":"BO269+($BR$269-$BM$269)/5","v":26.89024309021725},{"$f":"BP269+($BR$269-$BM$269)/5","v":27.040784027693118},{"$f":"BM269*$D$744","v":27.191324965168981}]
["   E85 4/",25.5142211914063,26.818180084228501,34.073703765869098,20.3962516784668,18.869060516357401,22.499189376831101,24.345371246337901,25.8835773468018,27.376197814941399,25.5507621765137,26.3307495117188,27.042121887206999,27.074653625488299,28.861484527587901,29.593324661254901,29.691083908081101,29.8394565582275,30.056737899780298,30.123649597168001,30.045396804809599,30.335887908935501,30.1821899414063,30.567377090454102,31.227724075317401,30.935503005981399,8.1832656860351598,8.1197490692138707,8.3803300857543892,8.2735004425048793]
["   Motor Gasoline 5/",21.784559249877901,22.982162475585898,26.1744689941406,15.6736001968384,17.7131462097168,20.6617527008057,22.301433563232401,23.517950057983398,24.816135406494102,26.137458801269499,27.061580657958999,27.993299484252901,28.802474975585898,29.411088943481399,29.938217163085898,30.057752609252901,30.3159790039063,30.494945526123001,30.528341293335,30.4458103179932,30.726751327514599,30.704950332641602,31.110511779785199,31.9617519378662,31.583656311035199,13.240598678588899,13.359972000122101,13.395259857177701,13.453570365905801]
["   Jet Fuel 6/",15.2446508407593,16.0964660644531,22.1856594085693,10.540905952453601,10.4131317138672,12.992267608642599,14.8510446548462,16.4927158355713,17.888269424438501,19.120731353759801,20.025011062622099,20.925888061523398,21.650459289550799,22.054113388061499,22.358533859252901,22.535087585449201,22.624557495117202,22.875423431396499,23.088819503784201,22.878332138061499,23.229129791259801,23.440977096557599,23.911849975585898,24.3618278503418,24.669164657592798,24.345100402831999,24.401657104492202,24.482112884521499,24.4609375]
["   Diesel Fuel (distillate fuel oil) 7/",20.2724208831787,20.921422958373999,27.066003799438501,15.379162788391101,14.6322994232178,17.082887649536101,18.906814575195298,21.012025833129901,22.391767501831101,23.401908874511701,24.249780654907202,25.151100158691399,25.830009460449201,26.267305374145501,26.5901203155518,26.487575531005898,26.7318305969238,26.979133605956999,27.001283645629901,26.997362136840799,27.317785263061499,27.182266235351602,27.638069152831999,28.388862609863299,28.337171554565401]
["   Residual Fuel Oil",8.20648097991943,9.4357099533081108,14.2847747802734,6.3925981521606401,6.5852246284484899,8.6673641204834002,10.3328533172607,11.815202713012701,13.023598670959499,14.4141092300415,15.219378471374499,15.915946006774901,16.592523574829102,16.9536838531494,17.162534713745099,17.429744720458999,17.456914901733398,17.5628662109375,17.630765914916999,17.410764694213899,17.6028347015381,17.926630020141602,18.257143020629901,18.451654434204102,18.835027694702099,10.4858131408691,10.572740554809601,10.740042686462401,10.786236763000501]
["   Natural Gas 8/",15.5415086746216,15.4958410263062,16.8896675109863,12.7877197265625,13.502610206604,13.8291311264038,13.8390712738037,13.843875885009799,13.934069633483899,14.0993509292603,14.229956626892101,14.3684740066528,14.5119123458862,14.701403617858899,14.9462375640869,15.0934410095215,15.092455863952599,14.8220539093018,14.7596139907837,14.661186218261699,14.786495208740201,15.012266159057599,15.2852840423584,15.4684591293335,15.6974124908447,6.7344188690185502,6.7479009628295898,6.8497943878173801,6.84698486328125]
["   Electricity",30.349004745483398,30.777971267700199,33.734138488769503,31.501590728759801,27.327030181884801,28.561843872070298,28.965305328369102,28.9159030914307,28.7644939422607,28.526710510253899,28.644361495971701,28.6527919769287,28.819505691528299,28.888120651245099,29.142557144165,29.470201492309599,29.764074325561499,29.801677703857401,29.921939849853501,30.035243988037099,30.304817199706999,30.8045558929443,31.450147628784201,31.910936355590799,32.484222412109403,6.1479806900024396,6.2516684532165501,6.3134694099426296,6.3304243087768599,{"$f":"AD276+($AI$276-$AD$276)/5","v":6.3370805697154289},{"$f":"AE276+($AI$276-$AD$276)/5","v":6.3437368306539978},{"$f":"AF276+($AI$276-$AD$276)/5","v":6.3503930915925668},{"$f":"AG276+($AI$276-$AD$276)/5","v":6.3570493525311358},{"$f":"T446*$E$742","v":6.363705613469703},{"$f":"AI276+($AX$276-$AI$276)/15","v":6.4357380850865695},{"$f":"AJ276+($AX$276-$AI$276)/15","v":6.5077705567034361},6.5798030283203026,6.6518354999371692,6.7238679715540357,6.7959004431709022,6.8679329147877688,6.9399653864046353,7.0119978580215019,7.0840303296383684,7.156062801255235,7.2280952728721015,7.3001277444889681,7.3721602161058346,{"$f":"AI276*$B$742","v":7.4441926877227056},{"$f":"AX276+($BM$276-$AX$276)/15","v":7.51790324705948},{"$f":"AY276+($BM$276-$AX$276)/15","v":7.5916138063962544},7.6653243657330288,7.7390349250698032,7.8127454844065776,7.886456043743352,7.9601666030801264,8.0338771624169016,8.107587721753676,8.1812982810904504,8.2550088404272248,8.3287193997639992,8.4024299591007736,8.476140518437548,{"$f":"AX276*$C$742","v":8.5498510777743242},{"$f":"BM276+($BR$276-$BM$276)/5","v":8.6345095936975138},{"$f":"BN276+($BR$276-$BM$276)/5","v":8.7191681096207034},{"$f":"BO276+($BR$276-$BM$276)/5","v":8.8038266255438931},{"$f":"BP276+($BR$276-$BM$276)/5","v":8.8884851414670827},{"$f":"BM276*$D$742","v":8.9731436573902759}]
[null,null,null,null,null,null,null,null,null,null,null,null,null,null,null,null,null,null,null,null,null,null,null,null,null,null,1.65011918544769,1.6656291484832799,1.67491066455841,1.68971908092499,{"$f":"AD277+($AI$277-$AD$277)/5","v":1.6902380098146863},{"$f":"AE277+($AI$277-$AD$277)/5","v":1.6907569387043826},{"$f":"AF277+($AI$277-$AD$277)/5","v":1.6912758675940789},{"$f":"AG277+($AI$277-$AD$277)/5","v":1.6917947964837752},{"$f":"T447*$E$740","v":1.692313725373471},{"$f":"AI277+($AX$277-$AI$277)/15","v":1.6972753042285647},{"$f":"AJ277+($AX$277-$AI$277)/15","v":1.7022368830836583},1.7071984619387519,1.7121600407938455,1.7171216196489392,1.7220831985040328,1.7270447773591264,1.7320063562142201,1.7369679350693137,1.7419295139244073,1.7468910927795009,1.7518526716345946,1.7568142504896882,1.7617758293447818,{"$f":"AI277*$B$740","v":1.7667374081998766},{"$f":"AX277+($BM$277-$AX$277)/15","v":1.7700881577207939},{"$f":"AY277+($BM$277-$AX$277)/15","v":1.7734389072417112},1.7767896567626285,1.7801404062835458,1.783491155804463,1.7868419053253803,1.7901926548462976,1.7935434043672149,1.7968941538881322,1.8002449034090495,1.8035956529299668,1.8069464024508841,1.8102971519718014,1.8136479014927187,{"$f":"AX277*$C$740","v":1.8169986510136373},{"$f":"BM277+($BR$277-$BM$277)/5","v":1.8204447247375162},{"$f":"BN277+($BR$277-$BM$277)/5","v":1.823890798461395},{"$f":"BO277+($BR$277-$BM$277)/5","v":1.8273368721852739},{"$f":"BP277+($BR$277-$BM$277)/5","v":1.8307829459091527},{"$f":"BM277*$D$740","v":1.8342290196330318}]
[" Electric Power 9/"]
["   Distillate Fuel Oil",13.773189544677701,14.7725219726563,19.176651000976602,12.4995737075806,9.7914295196533203,12.0805196762085,13.8671321868896,15.216549873352101,16.469785690307599,17.9636936187744,18.832237243652301,19.641151428222699,20.348432540893601,20.710233688354499,20.980741500854499,21.161005020141602,21.2950553894043,21.596014022827099,21.884708404541001,21.582948684692401,21.8727416992188,22.200710296630898,22.548530578613299,22.812198638916001,23.2114353179932,18.0768718719482,18.184886932373001,18.263076782226602,18.304286956787099]
["   Residual Fuel Oil",8.3781757354736293,8.5664386749267596,14.309384346008301,6.51324510574341,6.6763448715209996,9.3123388290405291,10.994701385498001,12.5300750732422,13.7526693344116,15.155575752258301,15.963142395019499,16.617677688598601,17.274333953857401,17.322587966918899,17.542411804199201,17.799869537353501,17.916141510009801,18.075910568237301,18.1613368988037,17.935956954956101,18.128087997436499,18.400978088378899,18.7218933105469,18.9085083007813,19.247135162353501,21.3195495605469,21.43874168396,21.398374557495099,21.4992275238037]
["   Natural Gas",7.0546379089355504,7.0191597938537598,8.8716125488281303,4.5556221008300799,5.1293134689331099,5.4535460472106898,5.5187635421752903,5.53977298736572,5.6835036277770996,5.8920464515686,6.0819325447082502,6.2693996429443404,6.4775133132934597,6.7354197502136204,7.0278439521789604,7.2539091110229501,7.3283839225768999,7.1506276130676296,7.1924118995666504,7.1398839950561497,7.2806253433227504,7.5354790687561,7.8600792884826696,8.0742120742797905,8.3395175933837908,17.291141510009801,17.529483795166001,17.525184631347699,17.7543029785156]
["   Steam Coal",1.7355252504348799,1.7800002098083501,1.9310736656189,1.98230564594269,1.86225914955139,1.87335216999054,1.85759365558624,1.8817487955093399,1.9043176174163801,1.90719401836395,1.9170492887496899,1.9259506464004501,1.94080138206482,1.94636797904968,1.9562891721725499,1.9622501134872401,1.9753552675247199,1.9811542034149201,1.98549652099609,1.9898830652236901,1.99634909629822,2.00744533538818,2.0202190876007098,2.0336120128631601,2.0445194244384801,11.227470397949199,11.517865180969199,11.5089683532715,11.7493782043457]
[null,null,null,null,null,null,null,null,null,null,null,null,null,null,null,null,null,null,null,null,null,null,null,null,null,null,15.2353620529175,15.5302953720093,15.500846862793001,15.7047281265259]
[" Average Price to All Users 10/",null,null,null,null,null,null,null,null,null,null,null,null,null,null,null,null,null,null,null,null,null,null,null,null,null,7.7013258934020996,7.6767330169677699,7.8322434425354004,7.7872447967529297]
["   Liquefied Petroleum Gases",15.657142639160201,18.5313529968262,19.701341629028299,16.4090671539307,16.297544479370099,18.4262371063232,20.2184352874756,21.813219070434599,23.252103805541999,24.811630249023398,25.812454223632798,26.627546310424801,27.460300445556602,27.8579425811768,28.113265991210898,28.325565338134801,28.4571437835693,28.7732944488525,28.920036315918001,28.525373458862301,28.814060211181602,29.1242790222168,29.486963272094702,29.629682540893601,30.0484523773193,7.8213167190551802,7.9383788108825701,8.0273618698120099,8.0851049423217791]
["   E85 4/",25.5142211914063,26.818180084228501,34.073703765869098,20.3962516784668,18.869060516357401,22.499189376831101,24.345371246337901,25.8835773468018,27.376197814941399,25.5507621765137,26.3307495117188,27.042121887206999,27.074653625488299,28.861484527587901,29.593324661254901,29.691083908081101,29.8394565582275,30.056737899780298,30.123649597168001,30.045396804809599,30.335887908935501,30.1821899414063,30.567377090454102,31.227724075317401,30.935503005981399,2.7168338298797599,2.7307398319244398,2.7413196563720699,2.7546591758728001]
["   Motor Gasoline 5/",21.649000167846701,22.8191947937012,26.0107421875,15.8019914627075,17.711067199706999,20.6589241027832,22.298402786254901,23.5152263641357,24.813198089599599,26.134485244751001,27.0586547851563,27.9900207519531,28.799554824829102,29.408401489257798,29.935087203979499,30.054672241210898,30.314332962036101,30.492042541503899,30.525100708007798,30.442491531372099,30.723676681518601,30.701581954956101,31.107343673706101,31.957983016967798,31.580909729003899,1.67883205413818,1.6938681602478001,1.7024568319320701,1.71655297279358]
["   Jet Fuel",15.2446508407593,16.0964660644531,22.1856594085693,10.540905952453601,10.4131317138672,12.992267608642599,14.8510446548462,16.4927158355713,17.888269424438501,19.120731353759801,20.025011062622099,20.925888061523398,21.650459289550799,22.054113388061499,22.358533859252901,22.535087585449201,22.624557495117202,22.875423431396499,23.088819503784201,22.878332138061499,23.229129791259801,23.440977096557599,23.911849975585898,24.3618278503418,24.669164657592798,1.2833950519561801,1.3286876678466799,1.33012855052948,1.33445107936859]
["   Distillate Fuel Oil",19.171348571777301,19.9431552886963,25.721439361572301,15.1513471603394,13.5963325500488,16.098552703857401,18.014595031738299,20.0945529937744,21.487236022949201,22.551927566528299,23.4185886383057,24.295482635498001,25.028078079223601,25.4735622406006,25.7968635559082,25.744600296020501,26.0401725769043,26.245742797851602,26.316581726074201,26.282798767089801,26.623888015747099,26.532428741455099,26.9911499023438,27.692060470581101,27.7130451202393,23.429731369018601,23.480413436889599,23.589033126831101,23.596023559570298]
["   Residual Fuel Oil",8.4246683120727504,9.3672227859497106,14.1781015396118,6.5043296813964799,6.9149212837219203,9.2013835906982404,10.8588418960571,12.3554439544678,13.5696716308594,14.9571332931519,15.7562828063965,16.419845581054702,17.090215682983398,17.3671054840088,17.589653015136701,17.8480415344238,17.911899566650401,18.041828155517599,18.112939834594702,17.862413406372099,18.047613143920898,18.333000183105501,18.6528930664063,18.8375339508057,19.187860488891602]
["   Natural Gas",9.5015735626220703,9.0060253143310494,10.1816816329956,6.76324558258057,7.4289712905883798,7.7374553680419904,7.7907910346984899,7.79954290390015,7.91036033630371,8.0721502304077095,8.2674913406372106,8.4630060195922905,8.6615943908691406,8.9140930175781303,9.2212562561035192,9.4307956695556605,9.4883728027343803,9.2674760818481392,9.2395153045654297,9.1623344421386701,9.3142642974853498,9.5711297988891602,9.9057645797729492,10.151716232299799,10.4206848144531]
["   Metallurgical Coal",3.6353600025177002,3.6099998950958301,4.0558156967163104,4.0487108230590803,3.9977276325225799,4.1121706962585396,4.1809573173522896,4.2343683242797896,4.27162742614746,4.2985162734985396,4.3192996978759801,4.3337044715881303,4.3530845642089799,4.3696141242981001,4.3899216651916504,4.4470157623290998,4.5093812942504901,4.5352845191955602,4.5618190765380904,4.5643453598022496,4.5493078231811497,4.5490665435790998,4.5331215858459499,4.4955492019653303,4.4319190979003897,253.732666015625,257.28918457031301,259.96432495117199,262.21316528320301]
["   Other Coal",1.7776364088058501,1.81885313987732,1.9676311016082799,2.0067975521087602,1.88941025733948,1.9042230844497701,1.89033174514771,1.9154095649719201,1.93832087516785,1.94072294235229,1.9500694274902299,1.9586881399154701,1.9732190370559699,1.9783339500427199,1.98810267448425,1.9938982725143399,2.0064799785614,2.0119984149932901,2.0163278579711901,2.0205180644989,2.0271856784820601,2.0382561683654798,2.0508835315704301,2.0641281604766801,2.0750961303710902,208.50216674804699,213.246017456055,217.97378540039099,222.08200073242199]
["   Coal to Liquids",0,0,0,0,0,1.5133428573608401,1.3742095232009901,1.19064140319824,1.3664953708648699,1.33487153053284,1.31654036045074,1.30223417282104,1.30838906764984,1.32146644592285,1.3489345312118499,1.3524934053421001,1.3570195436477701,1.3626403808593801,1.37119424343109,1.3635557889938399,1.3662919998168901,1.37254309654236,1.37609398365021,1.3784751892089799,1.3805129528045701,212.89649963378901,216.30204772949199,219.267822265625,222.079177856445]
["   Electricity",26.672916412353501,26.680915832519499,27.799331665039102,26.6892414093018,24.2756156921387,25.0947151184082,25.0493679046631,25.093559265136701,25.339256286621101,25.454051971435501,25.7708930969238,26.1124782562256,26.474697113037099,26.7419338226318,27.1641750335693,27.529588699340799,27.7828693389893,27.754991531372099,27.792310714721701,27.7856330871582,27.867961883544901,28.2280673980713,28.6754856109619,29.0858860015869,29.4564533233643,588.97521972656295,607.12139892578102,615.45501708984398,632.78991699218795]
[null,null,null,null,null,null,null,null,null,null,null,null,null,null,null,null,null,null,null,null,null,null,null,null,null,null,1264.10656738281,1293.95861816406,1312.66088867188,1339.16430664063]
["Non-Renewable Energy Expenditures by Sector",null,null,null,null,null,null,null,null,null,null,null,null,null,null,null,null,null,null,null,null,null,null,null,null,null,0.38684526085853599,0.443235874176025,0.46923574805259699,0.51463860273361195]
["(billion 2007 dollars)",null,null,null,null,null,null,null,null,null,null,null,null,null,null,null,null,null,null,null,null,null,null,null,null,null,1264.49340820313,1294.40185546875,1313.13012695313,1339.67895507813]
[" Residential",231.10064697265599,238.40081787109401,250.00378417968801,223.81915283203099,215.29118347168,224.09677124023401,227.34310913085901,227.85260009765599,231.24415588378901,234.18721008300801,238.75100708007801,243.18489074707,248.169021606445,252.72660827636699,258.44952392578102,262.50808715820301,265.94851684570301,267.30322265625,270.58847045898398,272.04168701171898,276.25186157226602,282.20260620117199,288.93267822265602,293.60751342773398,298.90402221679699]
[" Commercial",170.28274536132801,172.89260864257801,183.352294921875,163.89425659179699,157.14476013183599,164.69047546386699,166.42567443847699,169.00093078613301,173.04789733886699,176.93461608886699,182.04042053222699,187.24485778808599,192.69107055664099,197.508544921875,203.26272583007801,208.31881713867199,212.33370971679699,214.22947692871099,217.23475646972699,219.65505981445301,223.61666870117199,229.31947326660199,235.82908630371099,241.79779052734401,247.76422119140599]
[" Industrial",216.08058166503901,226.88609313964801,248.66896057128901,181.39601135253901,151.70443725585901,172.23597717285199,186.63681030273401,200.19924926757801,207.03741455078099,213.45352172851599,218.62767028808599,224.29528808593801,229.96401977539099,233.76069641113301,239.065841674805,241.45851135253901,242.383544921875,242.41815185546901,242.89247131347699,240.916915893555,241.41357421875,242.50785827636699,244.85752868652301,245.86729431152301,245.87216186523401]
[" Transportation",564.62982177734398,596.84759521484398,693.65460205078102,393.76574707031301,430.90808105468801,516.84307861328102,568.141357421875,610.89111328125,646.41064453125,676.39013671875,696.72686767578102,719.33160400390602,737.13671875,750.27301025390602,759.33123779296898,760.33734130859398,761.04602050781295,771.55059814453102,780.57421875,783.147216796875,796.70227050781295,794.56842041015602,811.39251708984398,832.07995605468795,835.36431884765602]
["   Total Non-Renewable Expenditures",1182.09375,1235.02709960938,1375.6796875,962.87518310546898,955.04846191406295,1077.86633300781,1148.54699707031,1207.94384765625,1257.74011230469,1300.96545410156,1336.14599609375,1374.056640625,1407.96081542969,1434.26879882813,1460.109375,1472.62280273438,1481.71179199219,1495.50146484375,1511.28991699219,1515.76086425781,1537.984375,1548.59838867188,1581.01184082031,1613.3525390625,1627.90478515625]
[" Transportation Renewable Expenditures",3.2131362706422799E-2,4.0145620703697198E-2,3.7687420845031697E-2,2.54867300391197E-2,5.4010055959224701E-2,6.77362531423569E-2,8.3178348839283003E-2,9.4869345426559407E-2,0.113030456006527,1.97330021858215,4.8567194938659703,6.7303171157836896,10.514961242675801,15.7356252670288,22.100711822509801,25.9892463684082,35.539012908935497,35.597633361816399,34.1677055358887,35.613494873046903,37.140151977539098,45.276290893554702,47.974498748779297,53.190200805664098,54.179977416992202]
["   Total Expenditures",1182.12585449219,1235.06726074219,1375.71740722656,962.90069580078102,955.10247802734398,1077.93408203125,1148.63012695313,1208.03869628906,1257.85314941406,1302.93872070313,1341.00268554688,1380.78698730469,1418.47583007813,1450.00439453125,1482.21008300781,1498.61206054688,1517.25085449219,1531.09912109375,1545.45764160156,1551.37438964844,1575.12451171875,1593.87463378906,1628.986328125,1666.54272460938,1682.08471679688]
[]
[]
["Prices in Nominal Dollars"]
[" Residential"]
["   Liquefied Petroleum Gases",23.2563285827637,24.973464965820298,29.096658706665,22.194786071777301,21.477947235107401,24.1509113311768,26.557428359985401,28.936630249023398,31.2247924804688,33.758499145507798,35.743316650390597,37.599853515625,39.552177429199197,40.9905815124512,42.334590911865199,43.7123832702637,44.985881805419901,46.523696899414098,47.765018463134801,48.143123626708999,49.548942565917997,50.986961364746101,52.580905914306598,53.965934753417997,55.648300170898402]
["   Distillate Fuel Oil",17.979913711547901,19.664405822753899,24.466548919677699,16.188474655151399,13.8549404144287,16.4927158355713,18.5955104827881,20.348911285400401,22.1809597015381,24.3712253570557,25.9372863769531,27.5034885406494,29.0146675109863,30.168525695800799,31.2883205413818,32.275276184082003,33.246475219726598,34.4459838867188,35.640113830566399,35.882171630859403,37.065284729003899,38.310382843017599,39.641868591308601,40.905982971191399,42.365245819091797]
["   Natural Gas",13.3406887054443,12.691158294677701,13.2631158828735,11.061133384704601,11.614992141723601,12.061012268066399,12.1186227798462,12.236530303955099,12.476335525512701,12.8177757263184,13.333586692810099,13.900782585144,14.492022514343301,15.1641521453857,15.945101737976101,16.661958694458001,17.186347961425799,17.308622360229499,17.6488857269287,17.9868679046631,18.635103225708001,19.4500408172607,20.3657627105713,21.1996364593506,22.095756530761701]
["   Electricity",30.388185501098601,31.181957244873001,32.471218109130902,31.722009658813501,29.6958332061768,31.365653991699201,32.001548767089801,32.924289703369098,34.030689239502003,34.890899658203097,35.995761871337898,37.227577209472699,38.5026245117188,39.672031402587898,41.180412292480497,42.698352813720703,44.053905487060497,45.011627197265597,46.023651123046903,46.971866607666001,48.032154083252003,49.565544128417997,51.240451812744098,52.949665069580099,54.583251953125]
[]
[" Commercial"]
["   Liquefied Petroleum Gases",20.6414604187012,23.041419982910199,24.0578727722168,21.6475944519043,18.202018737793001,20.8180141448975,23.171899795532202,25.4778232574463,27.6801948547363,30.122516632080099,32.012001037597699,33.770454406738303,35.6212158203125,36.9546508789063,38.187240600585902,39.449775695800803,40.605808258056598,42.0293998718262,43.160079956054702,43.432140350341797,44.7312202453613,46.061283111572301,47.542713165283203,48.814918518066399,50.382663726806598]
["   Distillate Fuel Oil",14.625953674316399,16.054100036621101,21.4175109863281,14.1806936264038,11.1656141281128,13.940697669982899,16.055301666259801,18.2004089355469,20.072311401367202,21.922914505004901,23.436100006103501,24.993484497070298,26.4673175811768,27.614213943481399,28.7058811187744,29.4854850769043,30.5256862640381,31.597146987915,32.548923492431598,32.997859954833999,34.165657043457003,35.000114440917997,36.3691596984863,37.943679809570298,39.006439208984403]
["   Residual Fuel",8.64862155914307,10.3074436187744,13.7067270278931,6.9139137268066397,6.0204734802246103,9.0269355773925799,10.767860412597701,12.611166954040501,14.3083610534668,16.269037246704102,17.569841384887699,18.511304855346701,19.7891235351563,20.573390960693398,21.404872894287099,22.193275451660199,22.9593410491943,23.7928276062012,24.398706436157202,24.292516708373999,25.0136394500732,25.751762390136701,26.606601715087901,27.4516487121582,28.286119461059599]
["   Natural Gas",11.5840444564819,10.9898433685303,11.588038444519,9.1930990219116193,9.8226709365844709,10.233100891113301,10.334647178649901,10.4663095474243,10.734943389892599,11.106437683105501,11.600093841552701,12.1229543685913,12.6781578063965,13.3144483566284,14.069993019104,14.7329454421997,15.223674774169901,15.329276084899901,15.6546773910522,15.9318437576294,16.5416469573975,17.316057205200199,18.194717407226602,18.967941284179702,19.811794281005898]
["   Electricity",27.631908416748001,28.029735565185501,29.6960258483887,28.491619110107401,25.7724418640137,26.858903884887699,27.045906066894499,27.5620422363281,28.370775222778299,29.106733322143601,30.1617736816406,31.290737152099599,32.536418914794901,33.661582946777301,35.072307586669901,36.4632377624512,37.713531494140597,38.535266876220703,39.429233551025398,40.172752380371101,41.0662841796875,42.386928558349602,43.920989990234403,45.4139213562012,46.925571441650398]
[]
[" Industrial 1/"]
["   Liquefied Petroleum Gases",20.489143371581999,23.3795166015625,27.232301712036101,22.957033157348601,17.265552520751999,19.8652458190918,22.207704544067401,24.495702743530298,26.6714878082275,29.0830192565918,30.951156616210898,32.690711975097699,34.514808654785199,35.846107482910199,37.040077209472699,38.301750183105497,39.421558380127003,40.814861297607401,41.884078979492202,42.155609130859403,43.402267456054702,44.705905914306598,46.153343200683601,47.236614227294901,48.820529937744098]
["   Distillate Fuel Oil",15.3226671218872,16.8219394683838,22.4200763702393,14.749831199646,11.025536537170399,14.0721025466919,16.2283020019531,18.6841716766357,20.619239807128899,22.302150726318398,23.831027984619102,25.434989929199201,26.940843582153299,28.1489963531494,29.2844352722168,29.987220764160199,31.1475830078125,32.191192626953097,33.043167114257798,33.6753120422363,34.892765045166001,35.508182525634801,36.966400146484403,38.821296691894503,39.679729461669901]
["   Residual Fuel Oil",8.9709205627441406,10.5954837799072,14.049506187439,7.1343002319335902,10.215766906738301,12.8617763519287,14.814771652221699,16.696189880371101,18.396284103393601,20.378862380981399,21.7460041046143,22.969861984252901,24.3396511077881,25.3345756530762,26.3205471038818,27.310920715331999,28.174968719482401,29.129919052123999,29.910713195800799,30.004579544067401,30.867444992065401,31.741449356079102,32.901214599609403,33.791465759277301,34.9404487609863]
["   Natural Gas 2/",7.7454247474670401,7.5152516365051296,8.9947338104247994,5.0039734840393102,5.7063522338867196,6.1171517372131303,6.2487673759460396,6.4428400993347203,6.7520828247070304,7.1508984565734899,7.5258989334106401,7.9240221977233896,8.3488731384277308,8.8619937896728498,9.4837093353271502,9.9987487792968803,10.352954864501999,10.3336448669434,10.549848556518601,10.6489877700806,11.076291084289601,11.6912574768066,12.4464559555054,13.0579080581665,13.758059501647899]
["   Metallurgical Coal",3.53999996185303,3.6099998950958301,4.1449666023254403,4.1784791946411097,4.1485314369201696,4.3175525665283203,4.44484186172485,4.5821456909179696,4.7206311225891104,4.8563599586486799,4.9913563728332502,5.1233406066894496,5.2680139541626003,5.4137320518493697,5.5743689537048304,5.7906579971313503,6.0209679603576696,6.20045709609985,6.3775997161865199,6.5161404609680202,6.6299972534179696,6.7667918205261204,6.88553714752197,6.9704546928405797,7.0137753486633301]
["   Other Industrial Coal",2.3399634361267099,2.4299483299255402,2.5979068279266402,2.52754878997803,2.4808654785156299,2.6002757549285902,2.6509947776794398,2.73208808898926,2.8122007846832302,2.8687095642089799,2.94158983230591,3.0178208351135298,3.1028199195861799,3.17316722869873,3.2616541385650599,3.3479356765747101,3.4371068477630602,3.5193088054657,3.6053638458252002,3.6816923618316699,3.7800858020782502,3.88063645362854,3.98858737945557,4.1003923416137704,4.2166938781738299]
["   Coal to Liquids",0,0,0,0,0,1.5889266729354901,1.46094393730164,1.28843116760254,1.5101318359375,1.50810551643372,1.5213859081268299,1.53951179981232,1.58338570594788,1.63723039627075,1.71289122104645,1.76114201545715,1.8119050264358501,1.8629466295242301,1.9169825315475499,1.9466364383697501,1.9911848306655899,2.0416746139526398,2.09020328521729,2.1373581886291499,2.1847438812255899]
["   Electricity",17.918214797973601,18.6226921081543,20.7813816070557,19.773582458496101,17.462970733642599,18.126573562622099,18.238889694213899,18.4867153167725,19.006654739379901,19.565620422363299,20.355871200561499,21.173530578613299,22.037576675415,22.867145538330099,23.876249313354499,24.851699829101602,25.777753829956101,26.392097473144499,27.017583847045898,27.588447570800799,28.206142425537099,29.1773777008057,30.336851119995099,31.4674072265625,32.538986206054702]
[]
[" Transportation"]
["   Liquefied Petroleum Gases 3/",21.711509704589801,25.0072345733643,29.391622543335,22.380046844482401,21.3089294433594,23.935417175293001,26.369024276733398,28.752412796020501,31.0282287597656,33.547065734863303,35.514869689941399,37.352748870849602,39.287044525146499,40.7039604187012,42.024444580078097,43.379894256591797,44.630382537841797,46.145259857177699,47.363857269287102,47.7197074890137,49.102500915527301,50.517303466796903,52.086456298828097,53.442653656005902,55.104091644287102]
["   E85 4/",24.84494972229,26.818180084228501,34.822681427002003,21.049989700317401,19.580844879150401,23.622909545898398,25.881950378418001,28.009447097778299,30.2537937164307,28.866632461547901,30.4276523590088,31.969417572021499,32.765193939208999,35.757926940917997,37.577915191650398,38.662086486816399,39.8419189453125,41.092353820800803,42.114028930664098,42.893341064453097,44.2104301452637,44.896373748779297,46.4299926757813,48.419319152832003,48.957271575927699]
["   Motor Gasoline 5/",21.213121414184599,22.982162475585898,26.749811172485401,16.175968170166001,18.381326675415,21.693702697753899,23.709007263183601,25.449525833129901,27.424634933471701,29.529468536376999,31.27219581604,33.093906402587898,34.856166839599602,36.438858032226598,38.015861511230497,39.139541625976598,40.478176116943402,41.691452026367202,42.679801940917997,43.464977264404297,44.780059814453097,45.673988342285199,47.254981994628899,49.557445526122997,49.9830131530762]
["   Jet Fuel 6/",14.844763755798301,16.0964660644531,22.673322677612301,10.878761291503899,10.805939674377401,13.641165733337401,15.7883806228638,17.847295761108398,19.768560409545898,21.6021404266357,23.1407794952393,24.738756179809599,26.200944900512699,27.323936462402301,28.3911018371582,29.343944549560501,30.208518981933601,31.274351119995099,32.279064178466797,32.661514282226598,33.853298187255902,34.868740081787102,36.320652008056598,37.773586273193402,39.040420532226598]
["   Diesel Fuel (distillate fuel oil) 7/",19.740650177001999,20.921422958373999,27.660943984985401,15.872093200683601,15.1842641830444,17.936090469360401,20.100133895873999,22.737785339355501,24.745433807373001,26.438911437988299,28.0228977203369,29.7338352203369,31.2589511871338,32.543869018554702,33.764415740966797,34.490653991699197,35.692588806152301,36.884777069091797,37.7488403320313,38.541912078857401,39.811958312988303,40.433952331542997,41.980552673339801,44.0175971984863,44.845256805419901]
["   Residual Fuel Oil",7.9912142753601101,9.4357099533081108,14.5987691879272,6.5974926948547399,6.8336348533630398,9.1002550125122106,10.9850196838379,12.7856092453003,14.3925485610962,16.284711837768601,17.587419509887699,18.815961837768601,20.079933166503899,21.0047607421875,21.793167114257798,22.696048736572301,23.3086338043213,24.011238098144499,24.648492813110401,24.8559169769287,25.6537380218506,26.666080474853501,27.731492996215799,28.609724044799801,29.807550430297901]
["   Natural Gas 8/",15.1338348388672,15.4958410263062,17.260919570922901,13.197589874267599,14.011960029602101,14.5198259353638,14.7125358581543,14.9809007644653,15.3987216949463,15.929105758666999,16.444049835205099,16.986526489257798,17.562019348144499,18.214298248291001,18.978889465331999,19.653842926025401,20.151586532592798,20.264110565185501,20.6345119476318,20.930568695068398,21.5493049621582,22.330928802490199,23.217420578002901,23.984209060668899,24.842088699340799]
["   Electricity",29.552911758422901,30.777971267700199,34.475650787353501,32.511272430419901,28.3578701019287,29.9883632659912,30.793474197387699,31.290824890136701,31.788017272949201,32.228786468505902,33.101249694824197,33.873565673828097,34.876777648925803,35.790927886962898,37.005527496337898,38.374465942382798,39.741268157958999,40.743644714355497,41.832027435302699,42.8788452148438,44.165149688720703,45.822151184082003,47.770866394042997,49.4786567687988,51.408214569091797]
[null,null,null,null,null,null,null,null,null,null,null,null,null,null,null,null,null,null,null,null,null,null,null,null,null,null,2027,2028,2029,2030,2031,2032,2033,2034,2035,2036,2037,2038,2039,2040,2041,2042,2043,2044,2045,2046,2047,2048,2049,2050,2051,2052,2053,2054,2055,2056,2057,2058,2059,2060,2061,2062,2063,2064,2065,2066,2067,2068,2069,2070]
[" Electric Power 9/"]
["   Distillate Fuel Oil",13.411901473999,14.7725219726563,19.598173141479499,12.9002075195313,10.160784721374499,12.683879852294901,14.742367744445801,16.466316223144499,18.200975418090799,20.294946670532202,21.762416839599599,23.219928741455099,24.625257492065401,25.658937454223601,26.641567230224599,27.554689407348601,28.433355331420898,29.525194168090799,30.595668792724599,30.812200546264599,31.8765468597412,33.023826599121101,34.249851226806598,35.370849609375,36.733474731445298]
["   Residual Fuel Oil",8.1584053039550799,8.5664386749267596,14.623919486999499,6.72200632095337,6.9281921386718803,9.7774429321289098,11.688641548156699,13.5591955184937,15.198254585266101,17.122402191162099,18.4469089508057,19.645553588867202,20.905046463012699,21.461814880371101,22.275539398193398,23.178005218505898,23.921798706054702,24.712652206420898,25.390251159668001,25.605690002441399,26.419223785400401,27.371679306030298,28.437421798706101,29.318086624145501,30.4597358703613]
["   Natural Gas",6.8695855140686,7.0191597938537598,9.0666198730468803,4.70163822174072,5.3228030204772896,5.7259230613708496,5.8670849800109899,5.9947657585143999,6.2809138298034703,6.6566915512084996,7.0282440185546902,7.4117355346679696,7.8389544486999503,8.3448457717895508,8.9240303039550799,9.4456386566162092,9.7849264144897496,9.7760477066040004,10.055270195007299,10.193024635314901,10.610521316528301,11.20911693573,11.9389839172363,12.519255638122599,13.197782516479499]
["   Steam Coal",1.6900001764297501,1.7800002098083501,1.97352075576782,2.0458421707153298,1.9325078725814799,1.9669165611267101,1.97483730316162,2.0363006591796902,2.1044862270355198,2.15470170974731,2.2153303623199498,2.2768745422363299,2.3487181663513201,2.4114518165588401,2.4841165542602499,2.5551335811614999,2.63751268386841,2.7085535526275599,2.7758009433746298,2.84079241752625,2.9094073772430402,2.9860992431640598,3.0685904026031499,3.1531631946563698,3.23557353019714]
[]
[" Average Price to All Users 10/"]
["   Liquefied Petroleum Gases",15.246436119079601,18.5313529968262,20.134397506713899,16.9350070953369,16.912326812744102,19.346534729003899,21.4945392608643,23.604782104492202,25.696203231811499,28.031579971313501,29.828712463378899,31.479301452636701,33.231895446777301,34.5145874023438,35.698520660400398,36.883983612060497,37.996242523193402,39.337680816650398,40.431327819824197,40.7233276367188,41.9925727844238,43.322719573974602,44.788909912109403,45.941520690917997,47.553462982177699]
["   E85 4/",24.84494972229,26.818180084228501,34.822681427002003,21.049989700317401,19.580844879150401,23.622909545898398,25.881950378418001,28.009447097778299,30.2537937164307,28.866632461547901,30.4276523590088,31.969417572021499,32.765193939208999,35.757926940917997,37.577915191650398,38.662086486816399,39.8419189453125,41.092353820800803,42.114028930664098,42.893341064453097,44.2104301452637,44.896373748779297,46.4299926757813,48.419319152832003,48.957271575927699]
["   Motor Gasoline 5/",21.081119537353501,22.8191947937012,26.582485198974599,16.308473587036101,18.3791694641113,21.690732955932599,23.705785751342798,25.446578979492202,27.421388626098601,29.526109695434599,31.268815994262699,33.090030670166001,34.852634429931598,36.4355278015137,38.011890411377003,39.135532379150398,40.475978851318402,41.687484741210902,42.675270080566399,43.460239410400398,44.775581359863303,45.668975830078097,47.250167846679702,49.551605224609403,49.978668212890597]
["   Jet Fuel",14.844763755798301,16.0964660644531,22.673322677612301,10.878761291503899,10.805939674377401,13.641165733337401,15.7883806228638,17.847295761108398,19.768560409545898,21.6021404266357,23.1407794952393,24.738756179809599,26.200944900512699,27.323936462402301,28.3911018371582,29.343944549560501,30.208518981933601,31.274351119995099,32.279064178466797,32.661514282226598,33.853298187255902,34.868740081787102,36.320652008056598,37.773586273193402,39.040420532226598]
["   Distillate Fuel Oil",18.668458938598601,19.9431552886963,26.286823272705099,15.636975288391101,14.1092176437378,16.902593612670898,19.1516017913818,21.744958877563501,23.745824813842798,25.478622436523398,27.0623779296875,28.722316741943398,30.288469314575199,31.560461044311499,32.757129669189503,33.523193359375,34.769081115722699,35.882114410400398,36.791599273681598,37.5217895507813,38.800697326660199,39.467311859130902,40.997920989990199,42.937191009521499,43.857540130615199]
["   Residual Fuel Oil",8.2036781311035192,9.3672227859497106,14.4897508621216,6.7128052711486799,7.1757683753967303,9.6609458923339808,11.544206619262701,13.370221138000501,14.996021270751999,16.898206710815401,18.207862854003899,19.411674499511701,20.6822299957275,21.516969680786101,22.335527420043899,23.2407321929932,23.916133880615199,24.6660556793213,25.322589874267599,25.500698089599599,26.3019409179688,27.270561218261701,28.332614898681602,29.2080383300781,30.365930557251001]
["   Natural Gas",9.2523355484008807,9.0060253143310494,10.405486106872599,6.98002004623413,7.7092094421386701,8.12390232086182,8.2825136184692401,8.4401350021362305,8.7418422698974592,9.1197204589843803,9.5538625717163104,10.0050344467163,10.4820852279663,11.0441122055054,11.7092485427856,12.280260086059601,12.668963432311999,12.670117378234901,12.917200088501,13.0803108215332,13.574273109436,14.23717212677,15.0462560653687,15.740474700927701,16.4913539886475]
["   Metallurgical Coal",3.53999996185303,3.6099998950958301,4.1449666023254403,4.1784791946411097,4.1485314369201696,4.3175525665283203,4.44484186172485,4.5821456909179696,4.7206311225891104,4.8563599586486799,4.9913563728332502,5.1233406066894496,5.2680139541626003,5.4137320518493697,5.5743689537048304,5.7906579971313503,6.0209679603576696,6.20045709609985,6.3775997161865199,6.5161404609680202,6.6299972534179696,6.7667918205261204,6.88553714752197,6.9704546928405797,7.0137753486633301]
["   Other Coal",1.73100674152374,1.81885313987732,2.01088166236877,2.0711190700531001,1.96068322658539,1.99932932853699,2.0096416473388699,2.07272601127625,2.1420636177063002,2.1925818920135498,2.2534883022308301,2.3155770301818799,2.38794946670532,2.4510562419891402,2.52451372146606,2.5963439941406299,2.6790707111358598,2.7507226467132599,2.8189043998718302,2.8845274448394802,2.9543473720550502,3.0319309234619101,3.1151678562164302,3.20047926902771,3.2839629650115998,{"$f":"Z527+($AI$357-$Y$527)/10","v":8.0623037763536161},{"$f":"AA357+($AI$357-$Y$527)/10","v":8.1146083992868938},8.1669130222201716,8.2192176451534493,8.2715222680867271,8.3238268910200048,8.3761315139532826,8.4284361368865603,{"$f":"T527*$E$742","v":8.4807407598198452},{"$f":"AI357+($AX$357-$AI$357)/15","v":8.5767365137369804},{"$f":"AJ357+($AX$357-$AI$357)/15","v":8.6727322676541156},8.7687280215712509,8.8647237754883861,8.9607195294055213,9.0567152833226565,9.1527110372397917,9.248706791156927,9.3447025450740622,9.4406982989911974,9.5366940529083326,9.6326898068254678,9.728685560742603,9.8246813146597383,{"$f":"AI357*$B$742","v":9.9206770685768717},{"$f":"AX357+($BM$357-$AX$357)/15","v":10.018909165246043},{"$f":"AY357+($BM$357-$AX$357)/15","v":10.117141261915215},10.215373358584387,10.313605455253558,10.41183755192273,10.510069648591902,10.608301745261073,10.706533841930245,10.804765938599417,10.902998035268588,11.00123013193776,11.099462228606932,11.197694325276103,11.295926421945275,{"$f":"AX357*$C$742","v":11.394158518614441},{"$f":"BM357+($BR$357-$BM$357)/5","v":11.506980665059427},{"$f":"BN357+($BR$357-$BM$357)/5","v":11.619802811504412},{"$f":"BO357+($BR$357-$BM$357)/5","v":11.732624957949398},{"$f":"BP357+($BR$357-$BM$357)/5","v":11.845447104394383},{"$f":"BM357*$D$742","v":11.95826925083937}]
["   Coal to Liquids",0,0,0,0,0,1.5889266729354901,1.46094393730164,1.28843116760254,1.5101318359375,1.50810551643372,1.5213859081268299,1.53951179981232,1.58338570594788,1.63723039627075,1.71289122104645,1.76114201545715,1.8119050264358501,1.8629466295242301,1.9169825315475499,1.9466364383697501,1.9911848306655899,2.0416746139526398,2.09020328521729,2.1373581886291499,2.1847438812255899,{"$f":"Z528+($AI$358-$Y$528)/10","v":22.224617194901626},{"$f":"AA358+($AI$358-$Y$528)/10","v":22.135413455621489},22.046209716341352,21.957005977061215,21.867802237781078,21.778598498500941,21.689394759220804,21.600191019940667,{"$f":"T528*$E$745","v":21.510987280660522},{"$f":"AI358+($AX$358-$AI$358)/15","v":21.502530865644818},{"$f":"AJ358+($AX$358-$AI$358)/15","v":21.494074450629114},21.48561803561341,21.477161620597705,21.468705205582001,21.460248790566297,21.451792375550593,21.443335960534888,21.434879545519184,21.42642313050348,21.417966715487776,21.409510300472071,21.401053885456367,21.392597470440663,{"$f":"AI358*$B$745","v":21.384141055424955},{"$f":"AX358+($BM$358-$AX$358)/15","v":21.397725276976207},{"$f":"AY358+($BM$358-$AX$358)/15","v":21.411309498527459},21.42489372007871,21.438477941629962,21.452062163181214,21.465646384732466,21.479230606283718,21.49281482783497,21.506399049386221,21.519983270937473,21.533567492488725,21.547151714039977,21.560735935591229,21.574320157142481,{"$f":"AX358*$C$745","v":21.587904378693722},{"$f":"BM358+($BR$358-$BM$358)/5","v":21.601618040381013},{"$f":"BN358+($BR$358-$BM$358)/5","v":21.615331702068303},{"$f":"BO358+($BR$358-$BM$358)/5","v":21.629045363755594},{"$f":"BP358+($BR$358-$BM$358)/5","v":21.642759025442885},{"$f":"BM358*$D$745","v":21.656472687130176}]
["   Electricity",25.973251342773398,26.680915832519499,28.4103908538818,27.544679641723601,25.191349029541001,26.348068237304702,26.6303806304932,27.154542922973601,28.002742767333999,28.757371902465799,29.780685424804702,30.870384216308601,32.039138793945298,33.131908416747997,34.493354797363303,35.847507476806598,37.095943450927699,37.945499420166001,38.854724884033203,39.667263031005902,40.613765716552699,41.989593505859403,43.556324005127003,45.098350524902301,46.616588592529297]
[]
["Non-Renewable Energy Expenditures by Sector"]
["(billion nominal dollars)"]
[" Residential",225.03859096661196,238.40081787109398,255.49913625772319,230.9929746666815,223.41247611699868,235.2892736225177,241.6920712265439,246.56659612211084,255.55094332875294,264.57905396662414,275.89920726734971,287.49516661999758,300.32909110683801,313.11554742582229,328.18192619930682,341.8235015289352,355.09694320426638,365.44612056098629,378.29315112389759,388.37155634393389,402.59953615177363,419.77981120164446,438.87123825530841,455.24534715742953,473.03338245571979]
[" Commercial",165.81601818957134,172.89260864257801,187.38257557629601,169.14737359110225,163.07263216137929,172.91593328178766,176.9297785804325,182.88131988639063,191.23749630338142,199.89645601118545,210.36479941888081,221.36240217535854,233.19080564556924,244.70314616363081,258.1051490216438,271.26123343313407,283.50995205362011,292.88584879534454,303.70259464185926,313.58347456242666,325.89089746765683,341.11550736031069,358.21009848865214,374.9131546581271,392.1016075075479]
[" Industrial",210.41252056252281,226.88609313964801,254.13497179068762,187.2100922767749,157.4270874391178,180.83829470805441,198.41655822177904,216.64201952030527,228.79975664936245,241.15463361452254,252.64480203410886,265.1637238738445,278.29776899368039,289.61773721654419,303.56832242347855,314.41390898844122,323.63277263436424,331.42426143912343,339.57307272400601,343.93727888891527,351.82746805051073,360.73339056833169,371.92375563686846,381.22301587849751,389.10731115707301]
[" Transportation",549.81888270324475,596.84759521484398,708.90187629235277,406.38667462869051,447.16295305198071,542.65678113398656,604.00010341071868,661.06483901631009,714.35686387994281,764.16924059162022,805.13331786340132,850.39970498506295,892.06783074940802,929.55049698437085,964.20679928883487,990.06920191633094,1016.1557534719609,1054.8326731961108,1091.2729592511287,1118.0349113947391,1161.085260138974,1181.9301954596156,1232.4560893451367,1290.1595195386233,1322.0136898683704,{"$f":"Z536+($AI$366-$Y$536)/10","v":5.5334229650972304},{"$f":"AA366+($AI$366-$Y$536)/10","v":5.5639341150042458},5.5944452649112613,5.6249564148182767,5.6554675647252921,5.6859787146323075,5.716489864539323,5.7470010144463384,{"$f":"T536*$E$742","v":5.7775121643533494},{"$f":"AI366+($AX$366-$AI$366)/15","v":5.8429093568498098},{"$f":"AJ366+($AX$366-$AI$366)/15","v":5.9083065493462703},5.9737037418427308,6.0391009343391913,6.1044981268356517,6.1698953193321122,6.2352925118285727,6.3006897043250332,6.3660868968214936,6.4314840893179541,6.4968812818144146,6.5622784743108751,6.6276756668073356,6.693072859303796,{"$f":"AI366*$B$742","v":6.7584700518002592},{"$f":"AX366+($BM$366-$AX$366)/15","v":6.8253907547799981},{"$f":"AY366+($BM$366-$AX$366)/15","v":6.8923114577597371},6.959232160739476,7.026152863719215,7.0930735666989539,7.1599942696786929,7.2269149726584319,7.2938356756381708,7.3607563786179098,7.4276770815976487,7.4945977845773877,7.5615184875571266,7.6284391905368656,7.6953598935166045,{"$f":"AX366*$C$742","v":7.7622805964963462},{"$f":"BM366+($BR$366-$BM$366)/5","v":7.8391407838260445},{"$f":"BN366+($BR$366-$BM$366)/5","v":7.9160009711557429},{"$f":"BO366+($BR$366-$BM$366)/5","v":7.9928611584854412},{"$f":"BP366+($BR$366-$BM$366)/5","v":8.0697213458151396},{"$f":"BM366*$D$742","v":8.1465815331448379}]
["   Total Non-Renewable Expenditures",1151.0859678463546,1235.02709960938,1405.9186066996403,993.73713091111074,991.07514876947641,1131.7003147881212,1221.038560105055,1307.1547250090439,1389.9450601614428,1469.7993497059265,1544.0421618496678,1624.4209976542634,1703.8854780296228,1776.9868521708881,1854.0622550605767,1917.5679054742993,1978.3954213642144,2044.5889248527621,2112.8417777408945,2163.9271994062915,2241.4031618089139,2303.558949985179,2401.4612280803153,2501.5410135735665,2576.2560875804752]
[" Transportation Renewable Expenditures",3.1288517293273019E-2,4.0145620703697205E-2,3.8515830891447944E-2,2.6303627333810531E-2,5.6047443014104255E-2,7.1119337023784479E-2,8.8428224145552056E-2,0.10266115711707489,0.12491143634290662,2.2293869286864165,5.6123954184121017,7.9566359351664051,12.724991751969894,19.495647700796784,28.06371652814466,33.841758141316177,47.452021910622882,48.667640008057987,47.767774332439714,50.842459413568172,54.12672288853372,67.349033728123644,72.870357898145016,82.472655922369356,85.74303480046683]
["   Total Expenditures",1151.1172301979784,1235.06726074219,1405.957155546361,993.76346133595302,991.13120249830877,1131.7714475332546,1221.1269368042056,1307.2573637523753,1390.0699789505047,1472.0286986549243,1549.6545225531884,1632.3776685401217,1716.6105344121597,1796.4824632434897,1882.1259667447755,1951.4096785174786,2025.8475094892897,2093.2565961526161,2160.609578738799,2214.7697023873047,2295.5298624598372,2370.9079156203875,2474.3315685955818,2584.0136458368329,2661.9990499371279,{"$f":"Z539+($AI$369-$Y$539)/10","v":15.611683809514826},{"$f":"AA369+($AI$369-$Y$539)/10","v":15.541748469704389},15.471813129893953,15.401877790083516,15.331942450273079,15.262007110462642,15.192071770652205,15.122136430841769,{"$f":"T539*$E$745","v":15.052201091031337},{"$f":"AI369+($AX$369-$AI$369)/15","v":15.046283758755285},{"$f":"AJ369+($AX$369-$AI$369)/15","v":15.040366426479233},15.034449094203181,15.028531761927129,15.022614429651076,15.016697097375024,15.010779765098972,15.00486243282292,14.998945100546868,14.993027768270816,14.987110435994763,14.981193103718711,14.975275771442659,14.969358439166607,{"$f":"AI369*$B$745","v":14.963441106890555},{"$f":"AX369+($BM$369-$AX$369)/15","v":14.972946595029557},{"$f":"AY369+($BM$369-$AX$369)/15","v":14.982452083168559},14.991957571307561,15.001463059446563,15.010968547585565,15.020474035724567,15.029979523863569,15.03948501200257,15.048990500141572,15.058495988280574,15.068001476419576,15.077506964558578,15.08701245269758,15.096517940836582,{"$f":"AX369*$C$745","v":15.106023428975591},{"$f":"BM369+($BR$369-$BM$369)/5","v":15.115619492174282},{"$f":"BN369+($BR$369-$BM$369)/5","v":15.125215555372973},{"$f":"BO369+($BR$369-$BM$369)/5","v":15.134811618571664},{"$f":"BP369+($BR$369-$BM$369)/5","v":15.144407681770355},{"$f":"BM369*$D$745","v":15.154003744969049}]
[]
[]
[]
["   1/ Includes energy for combined heat and power plants, except those whose primary business is to sell electricity, or electricity and heat, to the public."]
["   2/ Excludes use for lease and plant fuel.",null,null,null,null,null,null,null,null,null,null,null,null,null,null,null,null,null,null,null,null,null,null,null,null,null,{"$f":"Z544+($AI$374-$Y$544)/10","v":11.584123362673006},{"$f":"AA374+($AI$374-$Y$544)/10","v":11.952852829654059},12.321582296635112,12.690311763616165,13.059041230597218,13.427770697578271,13.796500164559324,14.165229631540377,{"$f":"T544*$E$744","v":14.533959098521429},{"$f":"AI374+($AX$374-$AI$374)/15","v":14.687791105011014},{"$f":"AJ374+($AX$374-$AI$374)/15","v":14.841623111500599},14.995455117990184,15.14928712447977,15.303119130969355,15.45695113745894,15.610783143948526,15.764615150438111,15.918447156927696,16.072279163417281,16.226111169906865,16.379943176396448,16.533775182886032,16.687607189375615,{"$f":"AI374*$B$744","v":16.841439195865195},{"$f":"AX374+($BM$374-$AX$374)/15","v":16.937333989857837},{"$f":"AY374+($BM$374-$AX$374)/15","v":17.033228783850479},17.129123577843121,17.225018371835763,17.320913165828404,17.416807959821046,17.512702753813688,17.60859754780633,17.704492341798971,17.800387135791613,17.896281929784255,17.992176723776897,18.088071517769539,18.18396631176218,{"$f":"AX374*$C$744","v":18.27986110575484},{"$f":"BM374+($BR$374-$BM$374)/5","v":18.383946243287554},{"$f":"BN374+($BR$374-$BM$374)/5","v":18.488031380820267},{"$f":"BO374+($BR$374-$BM$374)/5","v":18.592116518352981},{"$f":"BP374+($BR$374-$BM$374)/5","v":18.696201655885694},{"$f":"BM374*$D$744","v":18.800286793418415}]
["   3/ Includes Federal and State taxes while excluding county and local taxes."]
["   4/ E85 refers to a blend of 85 percent ethanol (renewable) and 15 percent motor gasoline (nonrenewable).  To address cold starting issues, the percentage of ethanol varies",null,null,null,null,null,null,null,null,null,null,null,null,null,null,null,null,null,null,null,null,null,null,null,null,null,{"$f":"Z546+($AI$376-$Y$546)/10","v":13.665763245709009},{"$f":"AA376+($AI$376-$Y$546)/10","v":14.091688195895063},14.517613146081118,14.943538096267172,15.369463046453227,15.795387996639281,16.221312946825336,16.64723789701139,{"$f":"T546*$E$744","v":17.073162847197445},{"$f":"AI376+($AX$376-$AI$376)/15","v":17.253870586919582},{"$f":"AJ376+($AX$376-$AI$376)/15","v":17.43457832664172},17.615286066363858,17.795993806085995,17.976701545808133,18.157409285530271,18.338117025252409,18.518824764974546,18.699532504696684,18.880240244418822,19.060947984140959,19.241655723863097,19.422363463585235,19.603071203307373,{"$f":"AI376*$B$744","v":19.783778943029514},{"$f":"AX376+($BM$376-$AX$376)/15","v":19.896427356509733},{"$f":"AY376+($BM$376-$AX$376)/15","v":20.009075769989952},20.121724183470171,20.23437259695039,20.347021010430609,20.459669423910828,20.572317837391047,20.684966250871266,20.797614664351485,20.910263077831704,21.022911491311923,21.135559904792142,21.248208318272361,21.36085673175258,{"$f":"AX376*$C$744","v":21.47350514523281},{"$f":"BM376+($BR$376-$BM$376)/5","v":21.595774823509927},{"$f":"BN376+($BR$376-$BM$376)/5","v":21.718044501787045},{"$f":"BO376+($BR$376-$BM$376)/5","v":21.840314180064162},{"$f":"BP376+($BR$376-$BM$376)/5","v":21.962583858341279},{"$f":"BM376*$D$744","v":22.084853536618393}]
["seasonally.  The annual average ethanol content of 74 percent is used for this forecast."]
["   5/ Sales weighted-average price for all grades.  Includes Federal, State, and local taxes."]
["   6/ Kerosene-type jet fuel.  Includes Federal and State taxes while excluding county and local taxes."]
["   7/ Diesel fuel for on-road use.  Includes Federal and State taxes while excluding county and local taxes.",null,null,null,null,null,null,null,null,null,null,null,null,null,null,null,null,null,null,null,null,null,null,null,null,null,{"$f":"Z550+($AI$380-$Y$550)/10","v":17.944433063730909},{"$f":"AA380+($AI$380-$Y$550)/10","v":17.852387205459664},17.760341347188419,17.668295488917174,17.576249630645929,17.484203772374684,17.392157914103439,17.300112055832194,{"$f":"T550*$E$747","v":17.208066197560942},{"$f":"AI380+($AX$380-$AI$380)/15","v":17.219509839491277},{"$f":"AJ380+($AX$380-$AI$380)/15","v":17.230953481421611},17.242397123351946,17.253840765282281,17.265284407212615,17.27672804914295,17.288171691073284,17.299615333003619,17.311058974933953,17.322502616864288,17.333946258794622,17.345389900724957,17.356833542655291,17.368277184585626,{"$f":"AI380*$B$747","v":17.379720826515971},{"$f":"AX380+($BM$380-$AX$380)/15","v":17.385626979648983},{"$f":"AY380+($BM$380-$AX$380)/15","v":17.391533132781994},17.397439285915006,17.403345439048017,17.409251592181029,17.41515774531404,17.421063898447052,17.426970051580064,17.432876204713075,17.438782357846087,17.444688510979098,17.45059466411211,17.456500817245121,17.462406970378133,{"$f":"AX380*$C$747","v":17.468313123511169},{"$f":"BM380+($BR$380-$BM$380)/5","v":17.474249382977746},{"$f":"BN380+($BR$380-$BM$380)/5","v":17.480185642444322},{"$f":"BO380+($BR$380-$BM$380)/5","v":17.486121901910899},{"$f":"BP380+($BR$380-$BM$380)/5","v":17.492058161377475},{"$f":"BM380*$D$747","v":17.497994420844059}]
["   8/ Compressed natural gas used as a vehicle fuel.  Includes estimated motor vehicle fuel taxes and estimated dispensing costs or charges."]
["   9/ Includes electricity-only and combined heat and power plants whose primary business is to sell electricity, or electricity and heat, to the public."]
["   10/ Weighted averages of end-use fuel prices are derived from the prices shown in each sector and the corresponding sectoral consumption."]
["   Btu = British thermal unit."]
["   - - = Not applicable."]
["   Note:  Data for 2006 and 2007 are model results and may differ slightly from official EIA data reports."]
["   Sources:  2006 and 2007 prices for motor gasoline, distillate fuel oil, and jet fuel are based on prices in the Energy Information Administration (EIA), Petroleum Marketing Annual"]
["2007, DOE/EIA-0487(2007) (Washington, DC, August 2008).  2006 residential and commercial natural gas delivered prices:  EIA, Natural Gas Annual 2006, DOE/EIA-0131(2006)"]
["(Washington, DC, October, 2007).  2007 residential and commercial natural gas delivered prices:  EIA, Natural Gas Monthly, DOE/EIA-0130(2008/04) (Washington, DC, April 2008)."]
["2006 and 2007 industrial natural gas delivered prices are estimated based on:  EIA, Manufacturing Energy Consumption Survey 1994 and industrial and wellhead prices from the"]
["Natural Gas Annual 2006, DOE/EIA-0131(2006) (Washington, DC, October, 2007) and the Natural Gas Monthly, DOE/EIA-0130(2008/04) (Washington, DC, April 2008).  2006"]
["transportation sector natural gas delivered prices are based on:  EIA, Natural Gas Annual 2006, DOE/EIA-0131(2006) (Washington, DC, October, 2007) and estimated State taxes,",null,null,null,null,null,null,null,null,null,null,null,null,null,null,null,null,null,null,null,null,null,null,null,null,null,{"$f":"Z562+($AI$392-$Y$562)/10","v":5.5024940130181221},{"$f":"AA392+($AI$392-$Y$562)/10","v":5.5327298577229831},5.5629657024278441,5.593201547132705,5.623437391837566,5.6536732365424269,5.6839090812472879,5.7141449259521488,{"$f":"T562*$E$742","v":5.7443807706570116},{"$f":"AI392+($AX$392-$AI$392)/15","v":5.809402940121136},{"$f":"AJ392+($AX$392-$AI$392)/15","v":5.8744251095852604},5.9394472790493849,6.0044694485135093,6.0694916179776337,6.1345137874417581,6.1995359569058825,6.264558126370007,6.3295802958341314,6.3946024652982558,6.4596246347623802,6.5246468042265047,6.5896689736906291,6.6546911431547535,{"$f":"AI392*$B$742","v":6.7197133126188779},{"$f":"AX392+($BM$392-$AX$392)/15","v":6.7862502559294402},{"$f":"AY392+($BM$392-$AX$392)/15","v":6.8527871992400025},6.9193241425505647,6.985861085861127,7.0523980291716892,7.1189349724822515,7.1854719157928137,7.252008859103376,7.3185458024139383,7.3850827457245005,7.4516196890350628,7.518156632345625,7.5846935756561873,7.6512305189667495,{"$f":"AX392*$C$742","v":7.7177674622773127},{"$f":"BM392+($BR$392-$BM$392)/5","v":7.7941868915344088},{"$f":"BN392+($BR$392-$BM$392)/5","v":7.8706063207915049},{"$f":"BO392+($BR$392-$BM$392)/5","v":7.947025750048601},{"$f":"BP392+($BR$392-$BM$392)/5","v":8.023445179305698},{"$f":"BM392*$D$742","v":8.099864608562795}]
["Federal taxes, and dispensing costs or charges.  2007 transportation sector natural gas delivered prices are model results.  2006 and 2007 electric power sector natural gas prices:",null,null,null,null,null,null,null,null,null,null,null,null,null,null,null,null,null,null,null,null,null,null,null,null,null,{"$f":"Z563+($AI$393-$Y$563)/10","v":1.3116492415795387},{"$f":"AA393+($AI$393-$Y$563)/10","v":1.314474997718583},1.3173007538576273,1.3201265099966717,1.322952266135716,1.3257780222747604,1.3286037784138047,1.3314295345528491,{"$f":"T563*$E$740","v":1.3342552906918941},{"$f":"AI393+($AX$393-$AI$393)/15","v":1.3381671025139799},{"$f":"AJ393+($AX$393-$AI$393)/15","v":1.3420789143360656},1.3459907261581514,1.3499025379802372,1.353814349802323,1.3577261616244087,1.3616379734464945,1.3655497852685803,1.3694615970906661,1.3733734089127518,1.3772852207348376,1.3811970325569234,1.3851088443790092,1.3890206562010949,{"$f":"AI393*$B$740","v":1.3929324680231794},{"$f":"AX393+($BM$393-$AX$393)/15","v":1.3955742685410359},{"$f":"AY393+($BM$393-$AX$393)/15","v":1.3982160690588925},1.4008578695767491,1.4034996700946056,1.4061414706124622,1.4087832711303188,1.4114250716481753,1.4140668721660319,1.4167086726838884,1.419350473201745,1.4219922737196016,1.4246340742374581,1.4272758747553147,1.4299176752731713,{"$f":"AX393*$C$740","v":1.4325594757910274},{"$f":"BM393+($BR$393-$BM$393)/5","v":1.4352764318903966},{"$f":"BN393+($BR$393-$BM$393)/5","v":1.4379933879897657},{"$f":"BO393+($BR$393-$BM$393)/5","v":1.4407103440891349},{"$f":"BP393+($BR$393-$BM$393)/5","v":1.4434273001885041},{"$f":"BM393*$D$740","v":1.4461442562878735}]
["EIA, Electric Power Monthly, April 2007 and April 2008, Table 4.13.B.  2006 and 2007 coal prices based on:  EIA, Quarterly Coal Report, October-December 2007,"]
["DOE/EIA-0121(2007/4Q) (Washington, DC, March 2008) and EIA, AEO2009 National Energy Modeling System run nostimls.d041409a.  2006 and 2007 electricity prices:  EIA, Annual"]
["Energy Review 2007, DOE/EIA-0384(2007) (Washington, DC, June 2008).  2006 and 2007 E85 prices derived from monthly prices in the Clean Cities Alternative Fuel Price Report."]
["Projections:  EIA, AEO2009 National Energy Modeling System run stimulus.d041409a."]
[]
[]
[]
[]
[]
["AEO 2007 Report #: DOE/EIA-0383(2007)"]
["Release date full report: February 2007"]
["Next release date full report: February 2008"]
[]
[" Table   3.  Energy Prices by Sector and Source"]
["                     (2005 dollars per million Btu, unless otherwise noted)"]
[]
[]
[]
[null,null,null,"2004","2005","2006","2007","2008","2009","2010","2011","2012","2013","2014","2015","2016","2017","2018","2019","2020","2021","2022","2023","2024","2025","2026"]
[]
[]
[" Residential"]
["   Liquefied Petroleum Gases",null,null,18.210411071777301,19.293371200561499,21.158409118652301,24.5404376983643,24.494813919067401,23.9600429534912,23.672391891479499,23.2634162902832,23.106723785400401,22.905719757080099,22.942964553833001,22.881586074829102,22.979688644409201,23.190465927123999,23.129106521606399,23.088548660278299,23.183416366577099,23.1546516418457,23.285535812377901,23.420475006103501,23.540468215942401,23.532218933105501,23.562456130981399]
["   Distillate Fuel Oil",null,null,12.893347740173301,14.727064132690399,16.906724929809599,17.4485054016113,16.910488128662099,15.8367977142334,14.87486743927,14.031831741333001,13.359474182128899,12.596385955810501,12.5241403579712,12.595507621765099,12.630928039550801,12.738121032714799,12.8303670883179,13.052293777465801,13.1472158432007,13.2630777359009,13.422198295593301,13.360619544982899,13.513841629028301,13.560380935668899,13.627392768859901]
["   Natural Gas",null,null,10.721179008483899,12.4281768798828,13.040691375732401,11.8341617584229,11.7410221099854,11.2507781982422,10.9759874343872,10.5919141769409,10.441241264343301,10.249824523925801,10.2927255630493,10.2421607971191,10.3305416107178,10.557685852050801,10.4870929718018,10.439262390136699,10.539955139160201,10.5361185073853,10.6743927001953,10.830116271972701,10.948052406311,10.9735927581787,11.0174913406372]
["   Electricity",null,null,27.0989685058594,27.587884902954102,27.636594772338899,27.492031097412099,27.368114471435501,27.154861450195298,26.912786483764599,26.5094184875488,26.281187057495099,26.172458648681602,26.036540985107401,25.993564605712901,26.085290908813501,26.304872512817401,26.445003509521499,26.355556488037099,26.368726730346701,26.419284820556602,26.420993804931602,26.4647102355957,26.5621242523193,26.608213424682599,26.564920425415]
[" Commercial"]
["   Distillate Fuel Oil",null,null,10.4802904129028,12.6793832778931,14.632154464721699,15.3235988616943,14.4384679794312,13.4501142501831,12.7189273834229,11.9810342788696,11.338329315185501,10.8460388183594,10.667523384094199,10.728004455566399,10.8701782226563,10.9251909255981,11.0219278335571,11.292310714721699,11.349814414978001,11.461010932922401,11.6882877349854,11.5126600265503,11.6838274002075,11.8503408432007,11.857501029968301]
["   Residual Fuel Oil",null,null,6.2490105628967303,8.4144115447997994,10.1003465652466,7.8816242218017596,7.7979149818420401,7.67907810211182,7.5374598503112802,7.0601482391357404,6.9191079139709499,5.9906802177429199,6.31249952316284,6.4941840171814,6.4476203918456996,6.5857205390930202,6.7015118598937997,6.98899221420288,7.0690569877624503,7.2425847053527797,7.4012169837951696,7.2363023757934597,7.3775544166564897,7.1704416275024396,7.2997760772705096]
["   Natural Gas",null,null,9.4024562835693395,11.2028198242188,11.3786783218384,10.2688541412354,10.157588958740201,9.6297473907470703,9.3356885910034197,8.9214458465576207,8.7509040832519496,8.5351839065551793,8.5524559020996094,8.47686672210693,8.5459880828857404,8.7391986846923793,8.6564092636108398,8.5963792800903303,8.6742591857910192,8.6351099014282209,8.7470979690551793,8.8685941696166992,8.9716949462890607,8.9597854614257795,8.9777603149414098]
["   Electricity",null,null,24.591539382934599,25.251781463623001,25.738388061523398,25.3376979827881,25.268539428710898,24.918291091918899,24.500482559204102,23.8594665527344,23.593626022338899,23.443479537963899,23.311824798583999,23.328050613403299,23.4844055175781,23.749778747558601,23.944339752197301,23.889307022094702,23.952335357666001,24.000473022460898,24.006351470947301,24.077814102172901,24.1955890655518,24.23095703125,24.1812038421631]
[" Industrial 1/"]
["   Liquefied Petroleum Gases",null,null,11.1755380630493,16.959981918335,18.9578742980957,17.513134002685501,17.389408111572301,16.750247955322301,16.423851013183601,15.943309783935501,15.769355773925801,15.620997428894,15.627494812011699,15.565483093261699,15.6823263168335,15.8655786514282,15.8662757873535,15.8647546768188,15.9073581695557,15.883088111877401,15.994482994079601,16.1067924499512,16.2546577453613,16.219263076782202,16.2301216125488]
["   Distillate Fuel Oil",null,null,10.9898891448975,13.0814533233643,15.1407413482666,15.435567855835,14.2919836044312,13.4232997894287,12.948052406311,12.4780015945435,11.882830619811999,11.641848564147899,11.349123954772899,11.401933670043899,11.6324548721313,11.632493019104,11.737724304199199,12.060711860656699,12.0405569076538,12.1396341323853,12.421196937561,12.169375419616699,12.3622283935547,12.619636535644499,12.5786838531494]
["   Residual Fuel Oil",null,null,5.7738895416259801,7.7708010673522896,9.3422021865844709,9.8767166137695295,10.084191322326699,9.7906637191772496,9.5023155212402308,8.7792091369628906,8.4676847457885707,8.0373468399047905,7.9767365455627397,8.2131023406982404,8.4110374450683594,8.5568304061889595,8.6100654602050799,8.8084278106689506,8.9135255813598597,9.0664196014404297,9.2084608078002894,9.1494617462158203,9.2910699844360405,9.2583961486816406,9.38494873046875]
["   Natural Gas 2/",null,null,6.4688553810119602,8.1627740859985405,7.4494204521179199,7.3632249832153303,7.2901554107665998,6.7422003746032697,6.4267692565918004,6.0213589668273899,5.8671450614929199,5.6813068389892596,5.6900143623352104,5.6504640579223597,5.7415480613708496,5.91982173919678,5.8755149841308603,5.8359832763671902,5.9000439643859899,5.8858833312988299,6.0041050910949698,6.1238050460815403,6.2412667274475098,6.2102909088134801,6.2538614273071298]
["   Metallurgical Coal",null,null,2.3078472614288299,3.0599997043609601,3.2548489570617698,3.2975256443023699,3.2872827053070099,3.1889374256134002,3.0940959453582799,2.9914577007293701,2.8927016258239702,2.78926348686218,2.7408642768859899,2.7166485786438002,2.7061200141906698,2.7063503265380899,2.7045123577117902,2.68979120254517,2.7072892189025901,2.71812868118286,2.7191135883331299,2.7064330577850302,2.68589544296265,2.69574999809265,2.7049932479858398]
["   Other Industrial Coal",null,null,1.80300605297089,2.1500017642974898,2.2005796432495099,2.2392640113830602,2.2450914382934601,2.2358458042144802,2.2614977359771702,2.2480733394622798,2.2308864593505899,2.2124359607696502,2.2059276103973402,2.1967613697052002,2.18912577629089,2.1856777667999299,2.1763286590576199,2.1755278110504199,2.18182468414307,2.19542455673218,2.2050869464874299,2.2089655399322501,2.2187693119049099,2.2309319972991899,2.2423520088195801]
["   Coal to Liquids",null,null,"N/A","N/A","N/A","N/A","N/A","N/A","N/A",0.88956671953201305,0.881245017051697,0.88442194461822499,0.89085346460342396,0.88840740919113204,0.89322775602340698,0.90440875291824296,0.91453087329864502,0.95469778776168801,0.96978461742401101,1.01334369182587,1.02781510353088,1.0294380187988299,1.1219843626022299,1.2297383546829199,1.26935982704163]
["   Electricity",null,null,15.8847751617432,16.691057205200199,18.258220672607401,18.768579483032202,18.8538303375244,18.518165588378899,18.014034271240199,17.2542610168457,16.790317535400401,16.590124130248999,16.466903686523398,16.461626052856399,16.6055717468262,16.851476669311499,17.021175384521499,17.000881195068398,17.070917129516602,17.1260585784912,17.140884399414102,17.206485748291001,17.3262729644775,17.353824615478501,17.310489654541001]
[" Transportation"]
["   Liquefied Petroleum Gases 3/",null,null,19.6766357421875,23.9161167144775,26.805564880371101,22.710954666137699,22.759067535400401,22.268846511840799,24.343835830688501,23.932544708251999,23.763250350952099,23.536403656005898,23.5618801116943,23.4868278503418,23.560710906982401,23.7542419433594,23.654756546020501,23.5774955749512,23.664421081543001,23.6253147125244,23.741106033325199,23.8700561523438,23.973831176757798,23.953416824340799,23.9759330749512]
["   E85 4/",null,null,20.914932250976602,23.101913452148398,24.811454772949201,27.774848937988299,25.9952602386475,24.2666110992432,21.291254043579102,20.525190353393601,20.3361301422119,20.197395324706999,20.009881973266602,20.093305587768601,20.196292877197301,20.4327602386475,20.4076957702637,20.624263763427699,20.610368728637699,20.617734909057599,21.067132949829102,20.970218658447301,20.962213516235401,21.257926940918001,21.098123550415]
["   Motor Gasoline 5/",null,null,15.721848487854,18.644901275634801,21.1534824371338,20.964454650878899,19.721015930175799,18.6920680999756,17.902309417724599,17.232242584228501,16.863773345947301,16.565891265869102,16.0857257843018,16.063297271728501,16.111997604370099,16.240406036376999,16.3247375488281,16.6728916168213,16.6320400238037,16.751285552978501,17.051519393920898,16.920253753662099,17.1026096343994,17.3232307434082,17.144313812255898]
["   Jet Fuel 6/",null,null,9.2184209823608398,13.1439361572266,14.9574270248413,12.9907026290894,11.722384452819799,11.2624855041504,10.9056959152222,10.3720808029175,10.059165954589799,10.0335283279419,9.8430700302124006,9.8874025344848597,10.0322532653809,10.087176322936999,10.2108345031738,10.523097038269,10.506872177124,10.5880041122437,10.8930578231812,10.788450241088899,10.9106340408325,11.0979099273682,11.0487413406372]
["   Distillate Fuel Oil 7/",null,null,13.583283424377401,17.522464752197301,19.7921543121338,19.706336975097699,18.211244583129901,17.3085613250732,16.8088684082031,16.001249313354499,15.3922462463379,15.213009834289601,14.822114944458001,14.859941482543899,15.1213598251343,15.075839042663601,15.158118247985801,15.4795846939087,15.4157457351685,15.4886207580566,15.773143768310501,15.4716739654541,15.639728546142599,15.912574768066399,15.834021568298301]
["   Residual Fuel Oil",null,null,4.8536195755004901,5.5067763328552202,7.1623473167419398,8.8221101760864293,9.0483112335205096,8.6029233932495099,8.0481967926025408,7.6902847290039098,7.3429737091064498,7.1018238067626998,6.97245073318481,7.0413579940795898,7.0324416160583496,7.12284135818481,7.14320993423462,7.1685328483581499,7.3589744567871103,7.4886426925659197,7.6476154327392596,7.6766633987426802,7.8515577316284197,7.8973522186279297,8.0370302200317401]
["   Natural Gas 8/",null,null,11.913727760314901,14.761161804199199,11.981869697570801,12.283256530761699,12.1389265060425,12.3170175552368,13.965456008911101,13.507596015930201,13.291357994079601,13.0437335968018,12.940827369689901,12.861621856689499,12.894752502441399,13.0291633605957,12.9489841461182,12.946153640747101,12.9756631851196,12.953050613403301,13.079764366149901,13.110743522644,13.198463439941399,13.2244005203247,13.175202369689901]
["   Electricity",null,null,26.1035976409912,25.216188430786101,26.121034622192401,25.629154205322301,25.7473449707031,25.392839431762699,24.861566543579102,24.317947387695298,24.125808715820298,23.980707168579102,23.787378311157202,23.809650421142599,23.876377105712901,24.074831008911101,24.262081146240199,24.183790206909201,24.2170009613037,24.245899200439499,24.2234077453613,24.307447433471701,24.4279899597168,24.465734481811499,24.386825561523398]
[" Electric Power 9/"]
["   Distillate Fuel Oil",null,null,9.5153579711914098,11.3847246170044,13.235827445983899,14.263434410095201,13.7692108154297,12.704180717468301,11.7051839828491,10.7794647216797,10.0299482345581,9.2896862030029297,9.1972703933715803,9.2599020004272496,9.2775526046752894,9.4403448104858398,9.5352287292480504,9.7515039443969709,9.8428487777709996,9.9595317840576207,10.1106100082397,10.0771369934082,10.217479705810501,10.254093170166,10.318883895874]
["   Residual Fuel Oil",null,null,4.9909768104553196,6.9611043930053702,7.8457942008972203,7.1943798065185502,7.2948379516601598,6.9926204681396502,6.5808119773864702,6.2065305709838903,5.9029440879821804,5.45705270767212,5.4534096717834499,5.5995068550109899,5.6287369728088397,5.7370648384094203,5.8140759468078604,6.0071105957031303,6.0822205543518102,6.22955322265625,6.4186983108520499,6.3188004493713397,6.5342454910278303,6.5804891586303702,6.6370191574096697]
["   Natural Gas",null,null,6.1140975952148402,8.1813249588012695,6.9707522392272896,7.1151452064514196,7.0668158531189,6.5265731811523402,6.2202811241149902,5.8298497200012198,5.6925516128540004,5.4995698928832999,5.54103326797485,5.5007095336914098,5.59739446640015,5.7880721092224103,5.7225790023803702,5.6709170341491699,5.7639327049255398,5.72597312927246,5.8378243446350098,5.9462161064147896,6.05735063552856,6.0477237701415998,6.0664491653442401]
["   Steam Coal",null,null,1.4011929035186801,1.5299999713897701,1.6714243888855,1.69177293777466,1.70398998260498,1.7000321149826001,1.7052028179168699,1.66678094863892,1.63700723648071,1.6199716329574601,1.61296951770782,1.59987056255341,1.59190189838409,1.5892090797424301,1.57604885101318,1.5779995918273899,1.5809644460678101,1.5890377759933501,1.59825491905212,1.6020262241363501,1.6148724555969201,1.62832856178284,1.63934326171875]
[" Average Price to All Users 10/"]
["   Liquefied Petroleum Gases",null,null,12.6906900405884,17.482444763183601,19.464084625244102,18.995626449585,18.880571365356399,18.286575317382798,18.020065307617202,17.571559906005898,17.417589187622099,17.2678737640381,17.291303634643601,17.241743087768601,17.364793777465799,17.562221527099599,17.562810897827099,17.558799743652301,17.620630264282202,17.599321365356399,17.721448898315401,17.8418064117432,17.9907836914063,17.9618225097656,17.988685607910199]
["   E85 4/",null,null,20.914932250976602,23.101913452148398,24.811454772949201,27.774848937988299,25.9952602386475,24.2666110992432,21.291254043579102,20.525190353393601,20.3361301422119,20.197395324706999,20.009881973266602,20.093305587768601,20.196292877197301,20.4327602386475,20.4076957702637,20.624263763427699,20.610368728637699,20.617734909057599,21.067132949829102,20.970218658447301,20.962213516235401,21.257926940918001,21.098123550415]
["   Motor Gasoline 5/",null,null,15.706001281738301,18.602125167846701,21.1080112457275,20.962741851806602,19.720066070556602,18.690637588501001,17.900485992431602,17.230388641357401,16.861814498901399,16.564214706420898,16.0839519500732,16.0615749359131,16.110080718994102,16.238643646240199,16.322971343994102,16.671089172363299,16.630247116088899,16.7495441436768,17.049686431884801,16.918500900268601,17.100944519043001,17.321361541748001,17.142530441284201]
["   Jet Fuel",null,null,9.2184209823608398,13.1439361572266,14.9574270248413,12.9907026290894,11.722384452819799,11.2624855041504,10.9056959152222,10.3720808029175,10.059165954589799,10.0335283279419,9.8430700302124006,9.8874025344848597,10.0322532653809,10.087176322936999,10.2108345031738,10.523097038269,10.506872177124,10.5880041122437,10.8930578231812,10.788450241088899,10.9106340408325,11.0979099273682,11.0487413406372]
["   Distillate Fuel Oil",null,null,12.9106340408325,16.217037200927699,18.421550750732401,18.437913894653299,17.199058532714801,16.296318054199201,15.704516410827599,14.921827316284199,14.360170364379901,14.182985305786101,13.862556457519499,13.915904045105,14.153459548950201,14.1445617675781,14.2399711608887,14.558382987976101,14.527869224548301,14.6189737319946,14.9021968841553,14.6463842391968,14.8252000808716,15.0819444656372,15.031323432922401]
["   Residual Fuel Oil",null,null,5.0985417366027797,6.5886197090148899,7.9185199737548801,8.2529850006103498,8.4050197601318395,8.0572872161865199,7.6087560653686497,7.1943945884704599,6.8676166534423801,6.4547815322876003,6.4073238372802699,6.54701900482178,6.5695567131042498,6.6816062927246103,6.7372307777404803,6.86507225036621,6.9956922531127903,7.1396765708923304,7.3088741302490199,7.2670574188232404,7.4510564804077104,7.4737396240234402,7.5808291435241699]
["   Natural Gas",null,null,7.8259296417236301,9.6487970352172905,9.1377601623535192,8.7611961364746094,8.6626396179199201,8.1270828247070295,7.8336372375488299,7.4448304176330602,7.2887372970581099,7.0927038192748997,7.1150150299072301,7.0641679763793901,7.1520218849182102,7.3469972610473597,7.2896466255187997,7.2448530197143599,7.3207983970642099,7.3070926666259801,7.4372458457946804,7.5700182914733896,7.6924967765808097,7.6794857978820801,7.7304539680481001]
["   Metallurgical Coal",null,null,2.3078472614288299,3.0599997043609601,3.2548489570617698,3.2975256443023699,3.2872827053070099,3.1889374256134002,3.0940959453582799,2.9914577007293701,2.8927016258239702,2.78926348686218,2.7408642768859899,2.7166485786438002,2.7061200141906698,2.7063503265380899,2.7045123577117902,2.68979120254517,2.7072892189025901,2.71812868118286,2.7191135883331299,2.7064330577850302,2.68589544296265,2.69574999809265,2.7049932479858398,2027,2028,2029,2030,2031,2032,2033,2034,2035,2036,2037,2038,2039,2040,2041,2042,2043,2044,2045,2046,2047,2048,2049,2050,2051,2052,2053,2054,2055,2056,2057,2058,2059,2060,2061,2062,2063,2064,2065,2066,2067,2068,2069,2070]
["   Other Coal",null,null,1.43066883087158,1.5706532001495399,1.7059867382049601,1.7268872261047401,1.7392324209213299,1.7345312833786,1.7401528358459499,1.7026997804641699,1.67319643497467,1.6556009054184,1.6479283571243299,1.63474309444427,1.6263667345046999,1.6231272220611599,1.60980331897736,1.6111264228820801,1.61373710632324,1.6214674711227399,1.6300570964813199,1.6331868171691899,1.6452817916870099,1.6581670045852701,1.6686607599258401]
["   Coal to Liquids",null,null,"N/A","N/A","N/A","N/A","N/A","N/A","N/A",0.88956671953201305,0.881245017051697,0.88442194461822499,0.89085346460342396,0.88840740919113204,0.89322775602340698,0.90440875291824296,0.91453087329864502,0.95469778776168801,0.96978461742401101,1.01334369182587,1.02781510353088,1.0294380187988299,1.1219843626022299,1.2297383546829199,1.26935982704163]
["   Electricity",null,null,23.009492874145501,23.734071731567401,24.3845615386963,24.318822860717798,24.297929763793899,24.022377014160199,23.662025451660199,23.093143463134801,22.802413940429702,22.663448333740199,22.5459308624268,22.5456428527832,22.688844680786101,22.9480895996094,23.136041641235401,23.0899753570557,23.154170989990199,23.213594436645501,23.230543136596701,23.3047065734863,23.429094314575199,23.4709377288818,23.433801651001001]
["Non-Renewable Energy Expenditures by Sector"]
["(billion 2005 dollars)"]
[" Residential",null,null,195.98880004882801,215.13366699218801,218.80557250976599,221.29866027832,223.50036621093801,221.10458374023401,220.438400268555,218.08479309082,218.45701599121099,217.84970092773401,219.40165710449199,221.00289916992199,224.59239196777301,228.53056335449199,230.97148132324199,232.57162475585901,236.03457641601599,237.58020019531301,240.43632507324199,243.39186096191401,247.24427795410199,248.98767089843801,251.02548217773401]
[" Commercial",null,null,141.77845764160199,154.38449096679699,157.84999084472699,156.06527709960901,159.312088012695,158.53677368164099,157.966796875,156.350173950195,157.31393432617199,158.58882141113301,160.74195861816401,163.37489318847699,167.20817565918,172.04411315918,175.58262634277301,178.093505859375,181.73991394043,185.01341247558599,188.79048156738301,192.86947631835901,197.36026000976599,201.10684204101599,204.49230957031301]
[" Industrial",null,null,184.22943115234401,196.07313537597699,205.39855957031301,217.87611389160199,214.14784240722699,207.11370849609401,200.48422241210901,191.81477355957,187.29217529296901,184.91578674316401,184.25204467773401,184.11447143554699,186.80691528320301,189.66255187988301,190.49990844726599,192.03105163574199,194.88296508789099,196.87213134765599,200.07191467285199,202.13279724121099,205.48814392089801,206.97822570800801,209.30905151367199]
[" Transportation",null,null,385.00112915039102,474.66281127929699,545.7236328125,538.79211425781295,508.11019897460898,488.44781494140602,476.37777709960898,463.41403198242199,458.16046142578102,458.57275390625,452.78533935546898,459.41848754882801,469.74392700195301,478.67190551757801,487.87078857421898,505.29348754882801,511.07485961914102,521.646240234375,538.77532958984398,540.642822265625,554.21173095703102,570.280029296875,574.30035400390602]
["   Total Non-Renewable Expenditures",null,null,906.997802734375,1040.25415039063,1127.77770996094,1134.0322265625,1105.07055664063,1075.20288085938,1055.26721191406,1029.66381835938,1021.22357177734,1019.92706298828,1017.18103027344,1027.91076660156,1048.35144042969,1068.9091796875,1084.9248046875,1107.98962402344,1123.73229980469,1141.11193847656,1168.07409667969,1179.03698730469,1204.30444335938,1227.35278320313,1239.12719726563]
[" Transportation Renewable Expenditures",null,null,2.27928571403027E-2,3.3822253346443197E-2,4.68330308794975E-2,4.2311083525419201E-2,4.6379543840885197E-2,5.0339180976152399E-2,6.3796535134315505E-2,7.1353547275066403E-2,7.5695373117923695E-2,8.06071981787682E-2,8.2480475306510898E-2,8.9031867682933793E-2,9.6231654286384596E-2,0.10344713926315301,0.112680315971375,0.13150542974471999,0.15408998727798501,0.18660007417201999,0.21707823872566201,0.243339464068413,0.28575915098190302,0.31987324357032798,0.34808513522148099]
["   Total Expenditures",null,null,907.02056884765602,1040.28796386719,1127.82458496094,1134.07458496094,1105.11694335938,1075.25317382813,1055.3310546875,1029.73522949219,1021.29925537109,1020.00769042969,1017.26348876953,1027.99975585938,1048.44763183594,1069.01257324219,1085.03747558594,1108.12109375,1123.88635253906,1141.29858398438,1168.29113769531,1179.2802734375,1204.59020996094,1227.67260742188,1239.47534179688]
["Woody Biomass","See High A Case"]
["Methanol","See High A Case"]
["Prices for Woody Biomass, Methanol and Steam are taken from the AEO High A case below",null,null,null,null,null,null,null,null,null,null,null,null,null,null,null,null,null,null,null,null,null,null,null,null,null,{"$f":"Z641+($AI$471-$Y$641)/10","v":8.1072037368774854},{"$f":"AA471+($AI$471-$Y$641)/10","v":8.1552847846985532},8.203365832519621,8.2514468803406888,8.2995279281617567,8.3476089759828245,8.3956900238038923,8.4437710716249601,{"$f":"T641*$E$742","v":8.4918521194460261},{"$f":"AI471+($AX$471-$AI$471)/15","v":8.5879736457897184},{"$f":"AJ471+($AX$471-$AI$471)/15","v":8.6840951721334108},8.7802166984771031,8.8763382248207954,8.9724597511644877,9.06858127750818,9.1647028038518723,9.2608243301955646,9.3569458565392569,9.4530673828829492,9.5491889092266415,9.6453104355703339,9.7414319619140262,9.8375534882577185,{"$f":"AI471*$B$742","v":9.9336750146014001},{"$f":"AX471+($BM$471-$AX$471)/15","v":10.032035813725209},{"$f":"AY471+($BM$471-$AX$471)/15","v":10.130396612849017},10.228757411972826,10.327118211096634,10.425479010220442,10.523839809344251,10.622200608468059,10.720561407591868,10.818922206715676,10.917283005839485,11.015643804963293,11.114004604087102,11.21236540321091,11.310726202334719,{"$f":"AX471*$C$742","v":11.409087001458516},{"$f":"BM471+($BR$471-$BM$471)/5","v":11.522056966057418},{"$f":"BN471+($BR$471-$BM$471)/5","v":11.63502693065632},{"$f":"BO471+($BR$471-$BM$471)/5","v":11.747996895255222},{"$f":"BP471+($BR$471-$BM$471)/5","v":11.860966859854123},{"$f":"BM471*$D$742","v":11.973936824453022}]
["   1/ Includes energy for combined heat and power plants, except those whose primary business is to sell electricity, or electricity and heat, to the public.",null,null,null,null,null,null,null,null,null,null,null,null,null,null,null,null,null,null,null,null,null,null,null,null,null,{"$f":"Z642+($AI$472-$Y$642)/10","v":22.490795032640289},{"$f":"AA472+($AI$472-$Y$642)/10","v":22.394891584604984},22.29898813656968,22.203084688534375,22.10718124049907,22.011277792463765,21.915374344428461,21.819470896393156,{"$f":"T642*$E$745","v":21.723567448357841},{"$f":"AI472+($AX$472-$AI$472)/15","v":21.715027463671497},{"$f":"AJ472+($AX$472-$AI$472)/15","v":21.706487478985153},21.697947494298809,21.689407509612465,21.680867524926121,21.672327540239777,21.663787555553434,21.65524757086709,21.646707586180746,21.638167601494402,21.629627616808058,21.621087632121714,21.61254764743537,21.604007662749027,{"$f":"AI472*$B$745","v":21.595467678062693},{"$f":"AX472+($BM$472-$AX$472)/15","v":21.609186144316791},{"$f":"AY472+($BM$472-$AX$472)/15","v":21.622904610570888},21.636623076824986,21.650341543079083,21.664060009333181,21.677778475587278,21.691496941841375,21.705215408095473,21.71893387434957,21.732652340603668,21.746370806857765,21.760089273111863,21.77380773936596,21.787526205620058,{"$f":"AX472*$C$745","v":21.801244671874137},{"$f":"BM472+($BR$472-$BM$472)/5","v":21.815093857443394},{"$f":"BN472+($BR$472-$BM$472)/5","v":21.82894304301265},{"$f":"BO472+($BR$472-$BM$472)/5","v":21.842792228581906},{"$f":"BP472+($BR$472-$BM$472)/5","v":21.856641414151163},{"$f":"BM472*$D$745","v":21.870490599720426}]
["   2/ Excludes use for lease and plant fuel."]
["   3/ Includes Federal and State taxes while excluding county and local taxes."]
["   4/ E85 refers to a blend of 85 percent ethanol (renewable) and 15 percent motor gasoline (nonrenewable).  To address cold starting issues, the percentage of ethanol actually"]
["varies seasonally.  The annual average ethanol content of 74 percent is used for this forecast."]
["   5/ Sales weighted-average price for all grades.  Includes Federal, State, and local taxes."]
["   6/ Kerosene-type jet fuel.  Includes Federal and State taxes while excluding county and local taxes."]
["   7/ Diesel fuel for on-road use.  Includes Federal and State taxes while excluding county and local taxes."]
["   8/ Compressed natural gas used as a vehicle fuel.  Includes estimated motor vehicle fuel taxes and estimated dispensing costs or charges.",null,null,null,null,null,null,null,null,null,null,null,null,null,null,null,null,null,null,null,null,null,null,null,null,null,{"$f":"Z650+($AI$480-$Y$650)/10","v":5.5873463921161282},{"$f":"AA480+($AI$480-$Y$650)/10","v":5.6146233040707969},5.6419002160254657,5.6691771279801344,5.6964540399348031,5.7237309518894719,5.7510078638441406,5.7782847757988094,{"$f":"T650*$E$742","v":5.8055616877534817},{"$f":"AI480+($AX$480-$AI$480)/15","v":5.8712763802445851},{"$f":"AJ480+($AX$480-$AI$480)/15","v":5.9369910727356885},6.0027057652267919,6.0684204577178953,6.1341351502089987,6.1998498427001021,6.2655645351912055,6.3312792276823089,6.3969939201734123,6.4627086126645157,6.5284233051556191,6.5941379976467225,6.6598526901378259,6.7255673826289293,{"$f":"AI480*$B$742","v":6.791282075120038},{"$f":"AX480+($BM$480-$AX$480)/15","v":6.858527674659193},{"$f":"AY480+($BM$480-$AX$480)/15","v":6.925773274198348},6.993018873737503,7.060264473276658,7.1275100728158129,7.1947556723549679,7.2620012718941229,7.3292468714332779,7.3964924709724329,7.4637380705115879,7.5309836700507429,7.5982292695898979,7.6654748691290528,7.7327204686682078,{"$f":"AX480*$C$742","v":7.7999660682073682},{"$f":"BM480+($BR$480-$BM$480)/5","v":7.8771994077800587},{"$f":"BN480+($BR$480-$BM$480)/5","v":7.9544327473527492},{"$f":"BO480+($BR$480-$BM$480)/5","v":8.0316660869254388},{"$f":"BP480+($BR$480-$BM$480)/5","v":8.1088994264981284},{"$f":"BM480*$D$742","v":8.1861327660708199}]
["   9/ Includes electricity-only and combined heat and power plants whose primary business is to sell electricity, or electricity and heat, to the public."]
["   10/ Weighted averages of end-use fuel prices are derived from the prices shown in each sector and the corresponding sectoral consumption."]
["   Btu = British thermal unit.",null,null,null,null,null,null,null,null,null,null,null,null,null,null,null,null,null,null,null,null,null,null,null,null,null,{"$f":"Z653+($AI$483-$Y$653)/10","v":15.747041087587585},{"$f":"AA483+($AI$483-$Y$653)/10","v":15.673905881106727},15.600770674625869,15.527635468145011,15.454500261664153,15.381365055183295,15.308229848702437,15.235094642221579,{"$f":"T653*$E$745","v":15.161959435740725},{"$f":"AI483+($AX$483-$AI$483)/15","v":15.155998955184113},{"$f":"AJ483+($AX$483-$AI$483)/15","v":15.150038474627502},15.144077994070891,15.138117513514279,15.132157032957668,15.126196552401057,15.120236071844445,15.114275591287834,15.108315110731223,15.102354630174611,15.096394149618,15.090433669061388,15.084473188504777,15.078512707948166,{"$f":"AI483*$B$745","v":15.072552227391549},{"$f":"AX483+($BM$483-$AX$483)/15","v":15.082127028094042},{"$f":"AY483+($BM$483-$AX$483)/15","v":15.091701828796536},15.101276629499029,15.110851430201523,15.120426230904016,15.130001031606509,15.139575832309003,15.149150633011496,15.15872543371399,15.168300234416483,15.177875035118976,15.18744983582147,15.197024636523963,15.206599437226457,{"$f":"AX483*$C$745","v":15.216174237928941},{"$f":"BM483+($BR$483-$BM$483)/5","v":15.225840274150585},{"$f":"BN483+($BR$483-$BM$483)/5","v":15.235506310372228},{"$f":"BO483+($BR$483-$BM$483)/5","v":15.245172346593872},{"$f":"BP483+($BR$483-$BM$483)/5","v":15.254838382815516},{"$f":"BM483*$D$745","v":15.264504419037157}]
["   N/A = Not applicable."]
["   Note:  Data for 2004 and 2005 are model results and may differ slightly from official EIA data reports."]
["   Sources:  2004 and 2005 prices for motor gasoline, distillate fuel oil, and jet fuel are based on prices in the Energy Information Administration (EIA), Petroleum Marketing Annual 2005,"]
["DOE/EIA-0487(2005) (Washington, DC, August 2006).  2004 residential and commercial natural gas delivered prices:  EIA, Natural Gas Annual 2004, DOE/EIA-0131(2004)"]
["(Washington, DC, December 2005).  2005 residential and commercial natural gas delivered prices:  EIA, Natural Gas Monthly, DOE/EIA-0130(2006/04) (Washington, DC, April 2006).",null,null,null,null,null,null,null,null,null,null,null,null,null,null,null,null,null,null,null,null,null,null,null,null,null,{"$f":"Z658+($AI$488-$Y$658)/10","v":13.224797394153365},{"$f":"AA488+($AI$488-$Y$658)/10","v":13.589441040570847},13.954084686988329,14.318728333405812,14.683371979823294,15.048015626240776,15.412659272658258,15.777302919075741,{"$f":"T658*$E$744","v":16.141946565493228},{"$f":"AI488+($AX$488-$AI$488)/15","v":16.312798018423909},{"$f":"AJ488+($AX$488-$AI$488)/15","v":16.483649471354589},16.654500924285269,16.82535237721595,16.99620383014663,17.16705528307731,17.337906736007991,17.508758188938671,17.679609641869352,17.850461094800032,18.021312547730712,18.192164000661393,18.363015453592073,18.533866906522753,{"$f":"AI488*$B$744","v":18.704718359453445},{"$f":"AX488+($BM$488-$AX$488)/15","v":18.811222625087144},{"$f":"AY488+($BM$488-$AX$488)/15","v":18.917726890720843},19.024231156354542,19.130735421988241,19.23723968762194,19.34374395325564,19.450248218889339,19.556752484523038,19.663256750156737,19.769761015790436,19.876265281424136,19.982769547057835,20.089273812691534,20.195778078325233,{"$f":"AX488*$C$744","v":20.302282343958908},{"$f":"BM488+($BR$488-$BM$488)/5","v":20.417883104696291},{"$f":"BN488+($BR$488-$BM$488)/5","v":20.533483865433674},{"$f":"BO488+($BR$488-$BM$488)/5","v":20.649084626171057},{"$f":"BP488+($BR$488-$BM$488)/5","v":20.76468538690844},{"$f":"BM488*$D$744","v":20.880286147645826}]
["2004 and 2005 industrial natural gas delivered prices are estimated based on:  EIA, Manufacturing Energy Consumption Survey 1994 and industrial and wellhead prices from the"]
["Natural Gas Annual 2004, DOE/EIA-0131(2004) (Washington, DC, December 2005) and the Natural Gas Monthly, DOE/EIA-0130(2006/04) (Washington, DC, April 2006).  2004",null,null,null,null,null,null,null,null,null,null,null,null,null,null,null,null,null,null,null,null,null,null,null,null,null,{"$f":"Z660+($AI$490-$Y$660)/10","v":15.4577980437679},{"$f":"AA490+($AI$490-$Y$660)/10","v":15.88385635596555},16.309914668163202,16.735972980360852,17.162031292558503,17.588089604756153,18.014147916953803,18.440206229151453,{"$f":"T660*$E$744","v":18.866264541349103},{"$f":"AI490+($AX$490-$AI$490)/15","v":19.065951034869943},{"$f":"AJ490+($AX$490-$AI$490)/15","v":19.265637528390783},19.465324021911623,19.665010515432463,19.864697008953303,20.064383502474143,20.264069995994983,20.463756489515823,20.663442983036663,20.863129476557503,21.062815970078343,21.262502463599183,21.462188957120024,21.661875450640864,{"$f":"AI490*$B$744","v":21.861561944161682},{"$f":"AX490+($BM$490-$AX$490)/15","v":21.986041209538687},{"$f":"AY490+($BM$490-$AX$490)/15","v":22.110520474915692},22.234999740292697,22.359479005669701,22.483958271046706,22.608437536423711,22.732916801800716,22.857396067177721,22.981875332554726,23.10635459793173,23.230833863308735,23.35531312868574,23.479792394062745,23.60427165943975,{"$f":"AX490*$C$744","v":23.728750924816747},{"$f":"BM490+($BR$490-$BM$490)/5","v":23.863861924249427},{"$f":"BN490+($BR$490-$BM$490)/5","v":23.998972923682107},{"$f":"BO490+($BR$490-$BM$490)/5","v":24.134083923114787},{"$f":"BP490+($BR$490-$BM$490)/5","v":24.269194922547467},{"$f":"BM490*$D$744","v":24.404305921980139}]
["transportation sector natural gas delivered prices are based on:  EIA, Natural Gas Annual 2004, DOE/EIA-0131(2004) (Washington, DC, December 2005) and estimated state taxes,"]
["federal taxes, and dispensing costs or charges.  2005 transportation sector natural gas delivered prices are model results.  2004 and 2005 electric power sector natural gas prices:"]
["EIA, Electric Power Monthly, May 2005 through April 2006, Table 4.11.A.  2004 and 2005 coal prices based on:  EIA, Quarterly Coal Report, October-December 2005, DOE/EIA-0121"]
["(2005/4Q) (Washington, DC, March 2006) and EIA, AEO2007 National Energy Modeling System run aeo2007.d112106a.  2004 and 2005 electricity prices:  EIA, Annual Energy Review",null,null,null,null,null,null,null,null,null,null,null,null,null,null,null,null,null,null,null,null,null,null,null,null,null,{"$f":"Z664+($AI$494-$Y$664)/10","v":19.493346965415647},{"$f":"AA494+($AI$494-$Y$664)/10","v":19.39274662152437},19.292146277633094,19.191545933741818,19.090945589850541,18.990345245959265,18.889744902067989,18.789144558176712,{"$f":"T664*$E$747","v":18.68854421428545},{"$f":"AI494+($AX$494-$AI$494)/15","v":18.700972398006513},{"$f":"AJ494+($AX$494-$AI$494)/15","v":18.713400581727576},18.72582876544864,18.738256949169703,18.750685132890766,18.763113316611829,18.775541500332892,18.787969684053955,18.800397867775018,18.812826051496081,18.825254235217145,18.837682418938208,18.850110602659271,18.862538786380334,{"$f":"AI494*$B$747","v":18.874966970101411},{"$f":"AX494+($BM$494-$AX$494)/15","v":18.881381252955478},{"$f":"AY494+($BM$494-$AX$494)/15","v":18.887795535809545},18.894209818663612,18.900624101517678,18.907038384371745,18.913452667225812,18.919866950079879,18.926281232933945,18.932695515788012,18.939109798642079,18.945524081496146,18.951938364350212,18.958352647204279,18.964766930058346,{"$f":"AX494*$C$747","v":18.971181212912409},{"$f":"BM494+($BR$494-$BM$494)/5","v":18.97762819226703},{"$f":"BN494+($BR$494-$BM$494)/5","v":18.984075171621651},{"$f":"BO494+($BR$494-$BM$494)/5","v":18.990522150976272},{"$f":"BP494+($BR$494-$BM$494)/5","v":18.996969130330893},{"$f":"BM494*$D$747","v":19.003416109685507}]
["2005, DOE/EIA-0384(2005) (Washington, DC, July 2006).  2004 and 2005 ethanol prices derived from weekly spot prices in the Oxy Fuel News.  Projections:  EIA, AEO2007 National"]
["Energy Modeling System run aeo2007.d112106a."]
[]
[]
[]
["Raw EIA Price Data"]
["AEO 2005 Reference Case"]
[" Report #: DOE/EIA-0383(2005)"]
["Release date full report: January 2005"]
["Energy Prices"]
["Name of file: aeotab_3.xls"]
["http://www.eia.doe.gov/oiaf/aeo/index.html",null,null,null,null,null,null,null,null,null,null,null,null,null,null,null,null,null,null,null,null,null,null,null,null,null,{"$f":"Z676+($AI$506-$Y$676)/10","v":5.5529965108452508},{"$f":"AA506+($AI$506-$Y$676)/10","v":5.5809474506703411},5.6088983904954315,5.6368493303205218,5.6648002701456122,5.6927512099707025,5.7207021497957928,5.7486530896208832,{"$f":"T676*$E$742","v":5.77660402944597},{"$f":"AI506+($AX$506-$AI$506)/15","v":5.8419909425225587},{"$f":"AJ506+($AX$506-$AI$506)/15","v":5.9073778555991474},5.9727647686757361,6.0381516817523249,6.1035385948289136,6.1689255079055023,6.234312420982091,6.2996993340586798,6.3650862471352685,6.4304731602118572,6.4958600732884459,6.5612469863650347,6.6266338994416234,6.6920208125182121,{"$f":"AI506*$B$742","v":6.7574077255948062},{"$f":"AX506+($BM$506-$AX$506)/15","v":6.8243179096825601},{"$f":"AY506+($BM$506-$AX$506)/15","v":6.8912280937703141},6.958138277858068,7.025048461945822,7.091958646033576,7.1588688301213299,7.2257790142090839,7.2926891982968378,7.3595993823845918,7.4265095664723457,7.4934197505600997,7.5603299346478536,7.6272401187356076,7.6941503028233615,{"$f":"AX506*$C$742","v":7.7610604869111093},{"$f":"BM506+($BR$506-$BM$506)/5","v":7.8379085930167243},{"$f":"BN506+($BR$506-$BM$506)/5","v":7.9147566991223393},{"$f":"BO506+($BR$506-$BM$506)/5","v":7.9916048052279542},{"$f":"BP506+($BR$506-$BM$506)/5","v":8.0684529113335692},{"$f":"BM506*$D$742","v":8.1453010174391842}]
[null,null,null,null,null,null,null,null,null,null,null,null,null,null,null,null,null,null,null,null,null,null,null,null,null,null,{"$f":"Z677+($AI$507-$Y$677)/10","v":1.3364941226202385},{"$f":"AA507+($AI$507-$Y$677)/10","v":1.3402060190972878},1.343917915574337,1.3476298120513863,1.3513417085284356,1.3550536050054849,1.3587655014825342,1.3624773979595834,{"$f":"T677*$E$740","v":1.3661892944366323},{"$f":"AI507+($AX$507-$AI$507)/15","v":1.3701947313799723},{"$f":"AJ507+($AX$507-$AI$507)/15","v":1.3742001683233123},1.3782056052666523,1.3822110422099922,1.3862164791533322,1.3902219160966722,1.3942273530400122,1.3982327899833522,1.4022382269266922,1.4062436638700322,1.4102491008133722,1.4142545377567122,1.4182599747000522,1.4222654116433922,{"$f":"AI507*$B$740","v":1.4262708485867317},{"$f":"AX507+($BM$507-$AX$507)/15","v":1.428975877834666},{"$f":"AY507+($BM$507-$AX$507)/15","v":1.4316809070826002},1.4343859363305345,1.4370909655784687,1.439795994826403,1.4425010240743372,1.4452060533222715,1.4479110825702057,1.45061611181814,1.4533211410660742,1.4560261703140085,1.4587311995619427,1.461436228809877,1.4641412580578113,{"$f":"AX507*$C$740","v":1.4668462873057471},{"$f":"BM507+($BR$507-$BM$507)/5","v":1.4696282709053681},{"$f":"BN507+($BR$507-$BM$507)/5","v":1.4724102545049891},{"$f":"BO507+($BR$507-$BM$507)/5","v":1.4751922381046101},{"$f":"BP507+($BR$507-$BM$507)/5","v":1.4779742217042311},{"$f":"BM507*$D$740","v":1.4807562053038525}]
[" Table   3.  Energy Prices by Sector and Source"]
["                      (2003 Dollars per Million Btu, Unless Otherwise Noted)"]
[]
["","2002","2003","2004","2005","2006","2007","2008","2009","2010","2011","2012","2013","2014","2015","2016","2017","2018","2019","2020","2021","2022","2023","2024","2025",2026]
["","","","","","","","","","","","","","","","","","","","","","","","",""]
["","","","","","","","","","","","","","","","","","","","","","","","",""]
[" Residential",15.0220499038696,15.811363220214799,16.4251308441162,16.464759826660199,15.680528640747101,15.0112085342407,14.5817928314209,14.458288192749,14.326377868652299,14.293612480163601,14.4205980300903,14.6031141281128,14.8352861404419,14.979790687561,15.0010738372803,15.073490142822299,15.2468109130859,15.482013702392599,15.6422672271729,15.809124946594199,15.869408607482899,15.910493850708001,16.000511169433601,16.127393722534201]
["   Primary Energy 1/",8.3285751342773402,9.67810153961182,10.6516561508179,10.5737972259521,9.7301187515258807,9.2126417160034197,8.7946681976318395,8.5506849288940394,8.3542766571044904,8.2684001922607404,8.3419942855834996,8.4596767425537092,8.6078786849975604,8.7398357391357404,8.7483062744140607,8.7686567306518608,8.8867673873901403,9.0631914138793892,9.2055320739746094,9.3421277999877894,9.4150266647338903,9.4582109451293892,9.5390539169311506,9.6245632171630895]
["     Petroleum Products 2/",10.0436496734619,11.266843795776399,13.0600261688232,12.5262813568115,11.260459899902299,10.814398765564,10.6458578109741,10.453662872314499,10.443992614746101,10.420529365539601,10.4911556243896,10.5971431732178,10.650529861450201,10.7566242218018,10.8697347640991,10.955939292907701,11.0780487060547,11.222780227661101,11.364427566528301,11.5109758377075,11.6184797286987,11.7467203140259,11.8437652587891,11.9311771392822]
["       Distillate Fuel",8.3698368072509801,9.5702075958252006,10.537187576293899,10.120927810668899,9.0704116821289098,8.6811342239379901,8.4951152801513707,8.3145399093627894,8.2864685058593803,8.2537784576415998,8.2966070175170898,8.3739995956420898,8.4385089874267596,8.4884243011474592,8.5346355438232404,8.5863618850708008,8.7058753967285192,8.7835302352905291,8.8462095260620099,8.9105930328369105,8.9716310501098597,9.0270709991455096,9.0740833282470703,9.1169166564941406]
["       Liquefied Petroleum Gas",12.976583480835,14.582922935485801,17.5701904296875,17.073207855224599,15.3619232177734,14.740796089172401,14.555371284484901,14.281338691711399,14.253823280334499,14.190848350524901,14.252662658691399,14.348473548889199,14.316626548767101,14.447472572326699,14.6025552749634,14.6705665588379,14.712552070617701,14.8757133483887,15.056845664978001,15.2477731704712,15.3445425033569,15.4947566986084,15.580441474914601,15.645468711853001]
["     Natural Gas",7.8179483413696298,9.2187824249267596,9.9373922348022496,10.0359506607056,9.3121318817138707,8.7750911712646502,8.2899227142334002,8.0357856750488299,7.7935147285461399,7.6957306861877397,7.7737927436828604,7.89709520339966,8.0722961425781303,8.21258449554443,8.1957035064697301,8.2030982971191406,8.3247480392456108,8.5131444931030291,8.6595201492309606,8.7975921630859393,8.8660669326782209,8.8930187225341797,8.9751634597778303,9.0651559829711896]
["   Electricity",25.222642898559599,25.415189743041999,25.1893119812012,25.147850036621101,24.3894958496094,23.460399627685501,22.990982055664102,23.018142700195298,22.960025787353501,22.974227905273398,23.1215305328369,23.312740325927699,23.5714206695557,23.632020950317401,23.589054107666001,23.650138854980501,23.8146667480469,24.0346794128418,24.122148513793899,24.230636596679702,24.181154251098601,24.130558013916001,24.148235321044901,24.238166809081999]
["","","","","","","","","","","","","","","","","","","","","","","","",""]
[" Commercial",15.064169883728001,15.629265785217299,15.835299491882299,15.918291091918899,15.0829524993896,14.3196773529053,13.910519599914601,13.8424997329712,13.762632369995099,13.8186712265015,14.058515548706101,14.316973686218301,14.661353111267101,14.869439125061,14.9301090240479,15.044508934021,15.2485342025757,15.517853736877401,15.7009220123291,15.889198303222701,15.933961868286101,15.975202560424799,16.0630493164063,16.195989608764599]
["   Primary Energy 1/",6.5697088241577104,7.9157042503356898,8.3734645843505895,8.3683490753173793,7.7444124221801802,7.3380589485168501,7.0368156433105504,6.9020848274231001,6.8100509643554696,6.84179735183716,6.8974781036376998,6.9808845520019496,7.1057710647582999,7.20139837265015,7.18692874908447,7.1932849884033203,7.2944316864013699,7.4377117156982404,7.5399260520935103,7.6392593383789098,7.6873850822448704,7.6958703994751003,7.7559337615966797,7.8220491409301802]
["     Petroleum Products 2/",6.9482707977294904,8.0266513824462908,8.9197750091552699,8.6532449722290004,7.9109911918640101,7.48618364334106,7.32971286773682,7.1282916069030797,7.1344366073608398,7.2035880088806197,7.21549415588379,7.2433881759643599,7.2548027038574201,7.2826437950134304,7.3254833221435502,7.3667011260986301,7.4382300376892099,7.5099358558654803,7.5474686622619602,7.6315479278564498,7.69354152679443,7.7161302566528303,7.7569241523742702,7.8363184928893999]
["       Distillate Fuel",6.1493649482727104,7.03082323074341,7.7272844314575204,7.4210705757141104,6.8826036453247097,6.5409913063049299,6.4167842864990199,6.2535924911498997,6.2965154647827104,6.4007697105407697,6.4218788146972701,6.4483299255371103,6.4679012298584002,6.4912290573120099,6.52826023101807,6.5738272666931197,6.6604804992675799,6.7330570220947301,6.75683689117432,6.8434348106384304,6.9099073410034197,6.9186587333679199,6.9633812904357901,7.0585165023803702]
["       Residual Fuel",4.2683343887329102,4.9646224975585902,5.0606441497802699,5.3499689102172896,5.0606269836425799,4.6454811096191397,4.44089698791504,4.3064308166503897,4.2577414512634304,4.3118896484375,4.3638815879821804,4.4166550636291504,4.4711151123046902,4.5238728523254403,4.5756058692932102,4.6275658607482901,4.6890521049499503,4.7516570091247603,4.8052668571472203,4.8599562644958496,4.9139251708984402,4.9674754142761204,5.0218071937561,5.0773591995239302]
["     Natural Gas",6.6170339584350604,8.0769119262695295,8.4474086761474592,8.5042705535888707,7.8856530189514196,7.4673976898193404,7.1177520751953098,6.9923906326293901,6.8716683387756303,6.8934268951415998,6.9598770141601598,7.0576272010803196,7.21203565597534,7.32529544830322,7.2944836616516104,7.2903637886047399,7.3995337486267099,7.56237888336182,7.6814393997192401,7.78521823883057,7.8287162780761701,7.8313083648681596,7.8953433036804199,7.9576945304870597,{"$f":"Y527+($AI$357-$Y$527)/10","v":8.0099991534203383}]
["   Electricity",23.353584289550799,23.2374382019043,23.0415229797363,22.938554763793899,21.8424968719482,20.6924953460693,20.1292018890381,20.063879013061499,19.9343872070313,19.938108444213899,20.262083053588899,20.589830398559599,21.038742065429702,21.2544975280762,21.300868988037099,21.4323215484619,21.647081375122099,21.937980651855501,22.104045867919901,22.281753540039102,22.24875831604,22.2471523284912,22.287950515747099,22.4030246734619,{"$f":"Y528+($AI$358-$Y$528)/10","v":22.313820934181763}]
["","","","","","","","","","","","","","","","","","","","","","","","",""]
[" Industrial 3/",6.3922061920165998,7.7839651107788104,8.7301359176635707,8.5276689529418892,7.7321057319641104,7.2916359901428196,7.0938224792480504,6.9649901390075701,6.8520793914794904,6.8315567970275897,6.8953166007995597,6.99013376235962,7.1103782653808603,7.2379879951477104,7.276611328125,7.3343372344970703,7.4634890556335396,7.6215224266052202,7.7529444694518999,7.8803434371948198,7.9471721649169904,7.99715328216553,8.05676174163818,8.1260271072387695]
["   Primary Energy",4.9298634529113796,6.4939708709716797,7.4592456817626998,7.2321572303771999,6.3973078727722203,5.9808039665222203,5.7940292358398402,5.64864206314087,5.54791307449341,5.5448842048645002,5.5862631797790501,5.6484580039978001,5.7157526016235396,5.8273496627807599,5.8644676208496103,5.9049983024597203,6.0105843544006303,6.1420850753784197,6.2661328315734899,6.3902029991149902,6.4639844894409197,6.5222811698913601,6.5781168937683097,6.6401424407959002,null,{"$f":"Z701+($AI$531-$Y$701)/10","v":1.6707610713595051},{"$f":"AA531+($AI$531-$Y$701)/10","v":1.7872284374395671},1.903695803519629,2.0201631695996909,2.1366305356797528,2.2530979017598147,2.3695652678398766,2.4860326339199386,2.6025,{"$f":"AI531+($BM$531-$AI$531)/30","v":2.6824166666666667},{"$f":"AJ531+($BM$531-$AI$531)/30","v":2.7623333333333333},2.8422499999999999,2.9221666666666666,3.0020833333333332,3.0819999999999999,3.1619166666666665,3.2418333333333331,3.3217499999999998,3.4016666666666664,3.481583333333333,3.5614999999999997,3.6414166666666663,3.7213333333333329,3.8012499999999996,3.8811666666666662,3.9610833333333328,4.0409999999999995,4.1209166666666661,4.2008333333333328,4.2807499999999994,4.360666666666666,4.4405833333333327,4.5204999999999993,4.6004166666666659,4.6803333333333326,4.7602499999999992,4.8401666666666658,4.9200833333333325,5,5.0799166666666666,5.1598333333333333,5.2397499999999999,5.3196666666666665,5.3995833333333332]
["     Petroleum Products 2/",6.5291514396667498,8.2850980758666992,9.8001232147216797,9.3072748184204102,8.1255960464477504,7.6394152641296396,7.5353851318359402,7.29905128479004,7.2437157630920401,7.2615475654602104,7.28952884674072,7.3323044776916504,7.3129158020019496,7.4180650711059597,7.5101509094238299,7.5518846511840803,7.6326026916503897,7.7444272041320801,7.8752341270446804,8.0334920883178693,8.1469945907592791,8.2539978027343803,8.3047761917114293,8.3638219833374006,null,8.7353999999999985,8.7353999999999985,8.7353999999999985,8.7353999999999985,8.7353999999999985,8.7353999999999985,8.7353999999999985,8.2799999999999994,8.2799999999999994,{"$f":"AI532+($AX$532-$AI$532)/15","v":8.2855063337213686},{"$f":"AJ532+($AX$532-$AI$532)/15","v":8.2910126674427378},8.296519001164107,8.3020253348854762,8.3075316686068454,8.3130380023282147,8.3185443360495839,8.3240506697709531,8.3295570034923223,8.3350633372136915,8.3405696709350607,8.34607600465643,8.3515823383777992,8.3570886720991684,{"$f":"AI532*$B$747","v":8.3625950058205305},{"$f":"AX532+($BM$532-$AX$532)/15","v":8.3654368677345836},{"$f":"AY532+($BM$532-$AX$532)/15","v":8.3682787296486367},8.3711205915626898,8.373962453476743,8.3768043153907961,8.3796461773048492,8.3824880392189023,8.3853299011329554,8.3881717630470085,8.3910136249610616,8.3938554868751147,8.3966973487891678,8.399539210703221,8.4023810726172741,{"$f":"AX532*$C$747","v":8.4052229345313236},{"$f":"BM532+($BR$532-$BM$532)/5","v":8.4080792827007791},{"$f":"BN532+($BR$532-$BM$532)/5","v":8.4109356308702345},{"$f":"BO532+($BR$532-$BM$532)/5","v":8.41379197903969},{"$f":"BP532+($BR$532-$BM$532)/5","v":8.4166483272091455},{"$f":"BM532*$D$747","v":8.4195046753785974}]
["       Distillate Fuel",6.3323707580566397,7.2384452819824201,7.96527099609375,7.6527137756347701,7.15256595611572,6.8207654953002903,6.8779778480529803,6.7174663543701199,6.78255271911621,7.1339807510376003,7.1601362228393599,7.1876134872436497,7.1760501861572301,7.19400835037231,7.2192950248718297,7.2771706581115696,7.32332468032837,7.37906789779663,7.3721222877502397,7.4461221694946298,7.5145907402038601,7.4954967498779297,7.5633401870727504,7.7325506210327104,null,4.78,4.78,4.78,4.78,4.78,4.78,4.78,4.78,4.78,4.78,4.78,4.78,4.78,4.78,4.78,4.78,4.78,4.78,4.78,4.78,4.78,4.78,4.78,4.78,4.78,4.78,4.78,4.78,4.78,4.78,4.78,4.78,4.78,4.78,4.78,4.78,4.78,4.78,4.78,4.78,4.78,4.78,4.78,4.78]
["       Liquefied Petroleum Gas",8.4833917617797905,12.566796302795399,15.1470994949341,13.2375335693359,11.1595468521118,10.509430885314901,10.3245944976807,10.044970512390099,10.0157480239868,9.9449577331543004,10.002993583679199,10.097089767456101,10.020875930786101,10.2241611480713,10.3367824554443,10.319104194641101,10.409514427185099,10.552604675293001,10.737306594848601,10.9299325942993,11.0452260971069,11.198148727416999,11.303442955017101,11.352322578430201,null,{"$f":"AA533*GJ_p_MMBtu","v":{"$error":"#NAME?"}},{"$error":"#NAME?"},{"$error":"#NAME?"},{"$error":"#NAME?"},{"$error":"#NAME?"},{"$error":"#NAME?"},{"$error":"#NAME?"},{"$f":"AH533*GJ_p_MMBtu","v":{"$error":"#NAME?"}},{"$error":"#NAME?"},{"$error":"#NAME?"},{"$error":"#NAME?"},{"$error":"#NAME?"},{"$error":"#NAME?"},{"$error":"#NAME?"},{"$error":"#NAME?"},{"$error":"#NAME?"},{"$error":"#NAME?"},{"$error":"#NAME?"},{"$error":"#NAME?"},{"$error":"#NAME?"},{"$error":"#NAME?"},{"$error":"#NAME?"},{"$error":"#NAME?"},{"$error":"#NAME?"},{"$error":"#NAME?"},{"$error":"#NAME?"},{"$error":"#NAME?"},{"$error":"#NAME?"},{"$error":"#NAME?"},{"$error":"#NAME?"},{"$error":"#NAME?"},{"$error":"#NAME?"},{"$error":"#NAME?"},{"$error":"#NAME?"},{"$error":"#NAME?"},{"$error":"#NAME?"},{"$error":"#NAME?"},{"$error":"#NAME?"},{"$error":"#NAME?"},{"$f":"BN533*GJ_p_MMBtu","v":{"$error":"#NAME?"}},{"$f":"BO533*GJ_p_MMBtu","v":{"$error":"#NAME?"}},{"$f":"BP533*GJ_p_MMBtu","v":{"$error":"#NAME?"}},{"$f":"BQ533*GJ_p_MMBtu","v":{"$error":"#NAME?"}},{"$f":"BR533*GJ_p_MMBtu","v":{"$error":"#NAME?"}}]
["       Residual Fuel",3.9384419918060298,4.5867881774902299,4.6800308227539098,4.9388971328735396,4.6724338531494096,4.2573971748352104,4.0660681724548304,3.9201312065124498,3.8699574470520002,3.9242179393768302,3.9701111316680899,4.0123748779296902,4.03127193450928,4.0987625122070304,4.1393604278564498,4.1877317428588903,4.2278647422790501,4.2813539505004901,4.3376803398132298,4.4096555709838903,4.4638853073120099,4.5156707763671902,4.5648870468139604,4.6165790557861301]
["     Natural Gas 4/",3.88655662536621,5.55936574935913,6.0491561889648402,6.0767245292663601,5.4288315773010298,4.9784579277038601,4.6095819473266602,4.5152282714843803,4.3734540939331099,4.3719940185546902,4.4435229301452601,4.5411396026611301,4.7005810737609899,4.81768798828125,4.7900476455688503,4.8231658935546902,4.9558763504028303,5.1147346496581996,5.2329874038696298,5.3250308036804199,5.3559622764587402,5.3499736785888699,5.4079699516296396,5.4724006652831996,{"$f":"Y536+($AI$366-$Y$536)/10","v":5.502911815190215}]
["     Metallurgical Coal",1.88388228416443,1.8499996662139899,1.9631321430206301,1.9065624475479099,1.8876701593398999,1.8568421602249101,1.8503668308258101,1.8461718559265099,1.81827020645142,1.79229772090912,1.7775920629501301,1.7720992565155,1.7673192024230999,1.76388168334961,1.7582092285156301,1.7531107664108301,1.7537478208541899,1.7550060749053999,1.75110328197479,1.741095662117,1.72283828258514,1.7066173553466799,1.6973831653595,1.68216860294342]
["     Steam Coal",1.5976041555404701,1.5543407201767001,1.5665656328201301,1.6037170886993399,1.59409379959106,1.5766631364822401,1.5775339603424099,1.5708864927291899,1.5649564266204801,1.56413578987122,1.5547889471054099,1.54732978343964,1.54787278175354,1.5495419502258301,1.5494637489318801,1.5568271875381501,1.55967605113983,1.5613601207733201,1.5625598430633501,1.5681461095809901,1.5708984136581401,1.6035954952239999,1.60524129867554,1.6024739742279099]
["   Electricity",14.734835624694799,15.0261535644531,15.7151737213135,15.5977983474731,15.0554456710815,14.415571212768601,14.123340606689499,14.033378601074199,13.8423414230347,13.6992740631104,13.8484916687012,14.089280128479,14.438159942626999,14.622407913208001,14.680962562561,14.817166328430201,15.035754203796399,15.3131446838379,15.467190742492701,15.608844757080099,15.623446464538601,15.6070909500122,15.6627254486084,15.7515544891357,{"$f":"Y539+($AI$369-$Y$539)/10","v":15.681619149325263}]
["","","","","","","","","","","","","","","","","","","","","","","","",""]
[" Transportation",10.068477630615201,11.4567165374756,12.984972000122101,12.646059036254901,12.0215864181519,11.451254844665501,11.2903280258179,11.054517745971699,10.953487396240201,10.9616088867188,10.9120273590088,10.9370317459106,10.932166099548301,10.949841499328601,10.9948740005493,11.046938896179199,11.074780464172401,11.117128372192401,11.155697822570801,11.209436416626,11.2737817764282,11.3331050872803,11.350456237793001,11.462995529174799]
["   Primary Energy",10.0396184921265,11.4297380447388,12.961000442504901,12.6219329833984,11.9984340667725,11.4290685653687,11.2685947418213,11.0320892333984,10.930870056152299,10.938961982727101,10.8886499404907,10.913072586059601,10.9073333740234,10.9247722625732,10.969937324523899,11.021965980529799,11.049379348754901,11.0911350250244,11.129392623901399,11.182910919189499,11.247509956359901,11.307147026061999,11.324338912963899,11.436959266662599]
["     Petroleum Products 2/",10.0409812927246,11.431476593017599,12.9638833999634,12.6248769760132,12.0015964508057,11.432228088378899,11.2722625732422,11.0358724594116,10.934929847717299,10.9432172775269,10.892875671386699,10.9173030853271,10.911340713501,10.928663253784199,10.9740562438965,11.026309967041,11.0536193847656,11.0952548980713,11.1333513259888,11.1867895126343,11.251508712768601,11.3113117218018,11.328408241271999,11.4412240982056]
["       Distillate Fuel 5/",9.5535230636596697,10.9202365875244,12.0208587646484,11.5461339950562,11.286841392517101,11.003821372985801,10.8476676940918,10.675346374511699,10.7599039077759,10.8244476318359,10.807107925415,10.788902282714799,10.7359352111816,10.7108716964722,10.6978845596313,10.720422744751,10.715018272399901,10.7237329483032,10.658562660217299,10.6896152496338,10.7133436203003,10.6396188735962,10.6814889907837,10.8466644287109,{"$f":"Y544+($AI$374-$Y$544)/10","v":11.215393895691953}]
["       Jet Fuel 6/",6.0538434982299796,6.4578518867492702,8.1168746948242205,7.6875572204589799,7.0150871276855504,6.5790328979492196,6.5712537765502903,6.42602443695068,6.2476048469543501,6.2184038162231401,6.2436552047729501,6.2858424186706499,6.2737250328064,6.2926135063171396,6.3336305618286097,6.3623290061950701,6.4419050216674796,6.5377755165100098,6.5789065361022896,6.7034192085266104,6.8036813735961896,6.8691210746765101,6.8930430412292498,6.9258189201354998]
["       Motor Gasoline 7/",11.3207235336304,12.9284992218018,14.6530704498291,14.346965789794901,13.634911537170399,12.9354457855225,12.7248182296753,12.444727897644,12.3216390609741,12.333900451660201,12.228641510009799,12.2244319915771,12.232741355896,12.2594261169434,12.3207359313965,12.3872022628784,12.4125566482544,12.451280593872101,12.520702362060501,12.5581102371216,12.622034072876,12.7203483581543,12.7153625488281,12.8139133453369,{"$f":"Y546+($AI$376-$Y$546)/10","v":13.239838295522954}]
["       Residual Fuel",3.83150410652161,4.4939312934875497,4.5839381217956499,4.8374905586242702,4.5451078414917001,4.1204147338867196,3.9213058948516801,3.7859048843383798,3.7380118370056201,3.79148626327515,3.8454215526580802,3.8996179103851301,3.9557838439941402,4.0096635818481401,4.0587000846862802,4.1115031242370597,4.1679596900939897,4.2270021438598597,4.2823433876037598,4.3368558883667001,4.3924484252929696,4.4465680122375497,4.5027370452880904,4.5619544982910201]
["       Liquefied Petroleum Gas8/",15.146578788757299,16.654964447021499,20.603065490722699,20.419296264648398,16.382719039916999,15.8189392089844,15.6014108657837,15.311073303222701,15.2448682785034,15.179443359375,15.2014074325562,15.2481698989868,15.181710243225099,15.278540611267101,15.3825387954712,15.370577812194799,15.3893880844116,15.510032653808601,15.6597127914429,15.774450302124,15.847083091735801,16.037206649780298,16.107362747192401,16.244932174682599]
["     Natural Gas 9/",7.2317700386047399,9.0444478988647496,9.7142534255981392,9.7951860427856392,9.2951183319091797,8.9833269119262695,8.7195968627929705,8.6326360702514595,8.5613536834716797,8.6190090179443395,8.7080965042114293,8.8271207809448207,8.9910020828247106,9.1132879257202095,9.1042909622192401,9.1039905548095703,9.2009325027465803,9.3432521820068395,9.4465293884277308,9.5402717590331996,9.5791873931884801,9.5845136642456108,9.6436891555786097,9.694091796875]
["     Ethanol (E85) 10/",14.6543264389038,16.232709884643601,19.6646022796631,19.5902194976807,19.473403930664102,18.312351226806602,18.154972076416001,17.744245529174801,17.108533859252901,16.985416412353501,16.891477584838899,17.106473922729499,17.298709869384801,17.370653152465799,17.404756546020501,17.4316711425781,17.495216369628899,17.111986160278299,17.221326828002901,17.6731853485107,17.676996231079102,17.866504669189499,17.993064880371101,18.128524780273398,{"$f":"Y550+($AI$380-$Y$550)/10","v":18.036478922002154}]
["   Electricity",20.034517288208001,20.636144638061499,21.1998176574707,20.923387527465799,19.967187881469702,19.089002609252901,18.799640655517599,18.828804016113299,18.807792663574201,18.831340789794901,19.0241508483887,19.232509613037099,19.521226882934599,19.590469360351602,19.544775009155298,19.5792236328125,19.706111907958999,19.899772644043001,19.988050460815401,20.054973602294901,19.979206085205099,19.890190124511701,19.9172687530518,19.9590148925781]
["","","","","","","","","","","","","","","","","","","","","","","","",""]
[" Average End-Use Energy",10.2607097625732,11.4965677261353,12.498481750488301,12.3126974105835,11.5857706069946,11.0374755859375,10.8027191162109,10.6485815048218,10.5555610656738,10.564617156982401,10.6249675750732,10.7333173751831,10.851320266723601,10.9544372558594,11.0046529769897,11.070010185241699,11.175311088561999,11.313448905944799,11.4217777252197,11.534593582153301,11.6029949188232,11.660957336425801,11.7183265686035,11.827390670776399]
["   Primary Energy",7.8488264083862296,9.3171482086181605,10.5270042419434,10.2914838790894,9.5772314071655291,9.0944671630859393,8.8957033157348597,8.7092790603637695,8.6138839721679705,8.6225843429565394,8.6363019943237305,8.7009534835815394,8.7555856704711896,8.8331260681152308,8.8750228881835902,8.9212465286254901,8.9933633804321307,9.0904560089111293,9.1763067245483398,9.2688179016113299,9.3425512313842791,9.4030828475952095,9.4481410980224592,9.5455484390258807]
["   Electricity",21.599882125854499,21.735733032226602,21.728578567504901,21.659519195556602,20.859115600585898,19.947565078735401,19.5044040679932,19.468164443969702,19.363897323608398,19.340778350830099,19.565423965454102,19.829431533813501,20.184032440185501,20.348131179809599,20.384618759155298,20.4941310882568,20.6934413909912,20.961088180541999,21.1064147949219,21.2582683563232,21.2429523468018,21.2300205230713,21.277418136596701,21.3841457366943]
["","","","","","","","","","","","","","","","","","","","","","","","",""]
[" Electric Power 11/","","","","","","","","","","","","","","","","","","","","","","","",""]
["   Fossil Fuel Average",1.8996955156326301,2.2409727573394802,2.4238619804382302,2.3792355060577401,2.2243471145629901,2.11745405197144,2.0720956325531001,2.06648945808411,2.0576293468475302,2.0898380279540998,2.13185787200928,2.1827101707458501,2.2442750930786102,2.2846662998199498,2.2886507511138898,2.31255102157593,2.3658699989318799,2.41897773742676,2.4451649188995401,2.4616906642913801,2.4596512317657502,2.4499151706695601,2.46315670013428,2.4591720104217498]
["     Petroleum Products",4.3748912811279297,5.2786889076232901,5.9517397880554199,5.8145914077758798,5.36482858657837,4.9555935859680202,4.76583051681519,4.6106519699096697,4.5544371604919398,4.5760931968689,4.6005949974060103,4.65545606613159,4.7050404548645002,4.76641750335693,4.8219771385192898,4.8744759559631303,4.9555630683898899,5.0235657691955602,5.0990805625915501,5.1768889427185103,5.2447147369384801,5.3197603225707999,5.3696103096008301,5.4173326492309597]
["       Distillate Fuel",5.6938004493713397,6.4773354530334499,7.1750502586364702,6.8899459838867196,6.2672758102417001,5.8609590530395499,5.6430783271789604,5.4534807205200204,5.3617582321167001,5.3288640975952104,5.3712139129638699,5.41644287109375,5.4747476577758798,5.5268063545227104,5.5894103050231898,5.6297807693481401,5.7926478385925302,5.9167857170104998,6.0082931518554696,6.11431789398193,6.21482229232788,6.2930455207824698,6.3174986839294398,6.3298768997192401]
["       Residual Fuel",3.9850425720214799,4.7911210060119602,5.5054435729980504,5.3836607933044398,4.9928164482116699,4.5735058784484899,4.37508344650269,4.2357888221740696,4.1871180534362802,4.2367839813232404,4.2823972702026403,4.3351020812988299,4.38077735900879,4.4392328262329102,4.4927945137023899,4.5466628074645996,4.5988087654113796,4.6550941467285201,4.7130184173584002,4.7694864273071298,4.8261427879333496,4.8835220336914098,4.9410810470581099,5.0030183792114302]
["     Natural Gas",3.6857740879058798,5.4593739509582502,5.9836626052856401,5.9217834472656303,5.2677536010742196,4.83196926116943,4.4959845542907697,4.3869647979736301,4.2738447189331099,4.3073697090148899,4.4138617515564,4.5377993583679199,4.6997785568237296,4.8059244155883798,4.7723231315612802,4.7962751388549796,4.93237209320068,5.0951194763183603,5.2029786109924299,5.2939982414245597,5.3285460472106898,5.3187093734741202,5.3844461441040004,5.4420223236084002,{"$f":"Y562+($AI$392-$Y$562)/10","v":5.4722581683132612}]
["     Steam Coal",1.2699717283248899,1.27919089794159,1.2833664417266799,1.28942894935608,1.29215919971466,1.28011155128479,1.2771430015564,1.2664887905120801,1.2516112327575699,1.2440552711486801,1.2386393547058101,1.23525643348694,1.23468470573425,1.2341449260711701,1.23174548149109,1.2347780466079701,1.23870933055878,1.2427853345871001,1.24646520614624,1.2552444934845,1.26424860954285,1.2944931983947801,1.3030458688736,1.30599772930145,{"$f":"Y563+($AI$393-$Y$563)/10","v":1.3088234854404943}]
["","","","","","","","","","","","","","","","","","","","","","","","",""]
[" Average Price to All Users 12/","","","","","","","","","","","","","","","","","","","","","","","",""]
["   Petroleum Products 2/",9.0916013717651403,10.5092258453369,12.005053520202599,11.630154609680201,10.867414474487299,10.341483116149901,10.206826210021999,9.9809312820434606,9.9117403030395508,9.9329805374145508,9.9184780120849592,9.9575662612915004,9.9538516998290998,10.000968933105501,10.066521644592299,10.122728347778301,10.166119575500501,10.2242088317871,10.2887620925903,10.370365142822299,10.451409339904799,10.528607368469199,10.560112953186,10.6600894927979]
["     Distillate Fuel",8.7129955291747994,9.89868068695068,10.9323616027832,10.516496658325201,10.0722150802612,9.7644062042236293,9.6708259582519496,9.5059432983398402,9.5328626632690394,9.6073579788208008,9.6717586517334002,9.7472448348999006,9.7227439880371094,9.7185726165771502,9.7264575958252006,9.7659683227539098,9.7933034896850604,9.8243274688720703,9.7878532409668004,9.8349857330322301,9.8761272430419904,9.8313732147216797,9.8799133300781303,10.0311069488525]
["     Jet Fuel",6.0538434982299796,6.4578518867492702,8.1168746948242205,7.6875572204589799,7.0150871276855504,6.5790328979492196,6.5712537765502903,6.42602443695068,6.2476048469543501,6.2184038162231401,6.2436552047729501,6.2858424186706499,6.2737250328064,6.2926135063171396,6.3336305618286097,6.3623290061950701,6.4419050216674796,6.5377755165100098,6.5789065361022896,6.7034192085266104,6.8036813735961896,6.8691210746765101,6.8930430412292498,6.9258189201354998]
["     Liquefied Petroleum Gas",9.5166797637939506,13.0396432876587,15.6858806610107,14.0742273330688,12.086350440979,11.4653730392456,11.285403251647899,11.0092105865479,10.989564895629901,10.925596237182599,10.987684249877899,11.0838632583618,11.0187425613403,11.2084665298462,11.3385829925537,11.336560249328601,11.412732124328601,11.5561437606812,11.7385349273682,11.9240121841431,12.033415794372599,12.184607505798301,12.2847499847412,12.335958480835]
["     Motor Gasoline 7/",11.3185987472534,12.9258327484131,14.650143623352101,14.3442440032959,13.623025894165,12.923449516296399,12.7128458023071,12.432819366455099,12.310016632080099,12.3222455978394,12.2171115875244,12.2130832672119,12.22132396698,12.248191833496101,12.309587478637701,12.376181602478001,12.4016332626343,12.440443038940399,12.509931564331101,12.547391891479499,12.611403465271,12.7098541259766,12.7049369812012,12.8036108016968]
["     Residual Fuel",3.9308724403381299,4.6628575325012198,5.07232666015625,5.1433629989623997,4.8060836791992196,4.3862032890319798,4.1832194328308097,4.0440359115600604,3.9943466186523402,4.04720115661621,4.0966601371765101,4.1477751731872603,4.19142723083496,4.2503523826599103,4.3018612861633301,4.3527650833129901,4.4055538177490199,4.4662823677062997,4.5225110054016104,4.5828208923339799,4.6386957168579102,4.6918659210205096,4.7469024658203098,4.8068332672119096]
["   Natural Gas",5.1461992263793901,6.8558807373046902,7.3508329391479501,7.3838677406311,6.7167663574218803,6.2544136047363299,5.8490047454834002,5.6922402381896999,5.5182204246520996,5.4887638092040998,5.5592789649963397,5.6574964523315403,5.8102455139160201,5.9230461120605504,5.8875889778137198,5.8938632011413601,6.0147280693054199,6.1772904396057102,6.2973737716674796,6.40012407302856,6.4435343742370597,6.4505195617675799,6.5169725418090803,6.5874438285827601]
["   Coal",1.2938040494918801,1.29924309253693,1.30395972728729,1.3117660284042401,1.3130011558532699,1.3001606464386,1.2972036600112899,1.28666663169861,1.2722240686416599,1.2649568319320701,1.25909507274628,1.25531446933746,1.25464415550232,1.25405156612396,1.2516055107116699,1.25465047359467,1.2582825422287001,1.2619441747665401,1.26514172554016,1.27338314056396,1.2817230224609399,1.31160092353821,1.3194112777710001,1.3217089176178001]
["   Ethanol (E85) 10/",14.6543264389038,16.232709884643601,19.6646022796631,19.5902194976807,19.473403930664102,18.312351226806602,18.154972076416001,17.744245529174801,17.108533859252901,16.985416412353501,16.891477584838899,17.106473922729499,17.298709869384801,17.370653152465799,17.404756546020501,17.4316711425781,17.495216369628899,17.111986160278299,17.221326828002901,17.6731853485107,17.676996231079102,17.866504669189499,17.993064880371101,18.128524780273398]
["   Electricity",21.599882125854499,21.735733032226602,21.728578567504901,21.659519195556602,20.859115600585898,19.947565078735401,19.5044040679932,19.468164443969702,19.363897323608398,19.340778350830099,19.565423965454102,19.829431533813501,20.184032440185501,20.348131179809599,20.384618759155298,20.4941310882568,20.6934413909912,20.961088180541999,21.1064147949219,21.2582683563232,21.2429523468018,21.2300205230713,21.277418136596701,21.3841457366943]
["","","","","","","","","","","","","","","","","","","","","","","","",""]
["Non-Renewable Energy Expenditures by Sector","","","","","","","","","","","","","","","","","","","","","","","",""]
["(billion 2003 dollars)","","","","","","","","","","","","","","","","","","","","","","","",""]
[" Residential",163.90481567382801,177.16523742675801,181.72630310058599,185.23806762695301,178.77069091796901,174.57431030273401,173.49729919433599,174.68045043945301,175.87545776367199,177.93170166015599,181.97520446777301,185.45910644531301,189.89924621582,193.20950317382801,195.50482177734401,197.60719299316401,201.40017700195301,205.80612182617199,209.76078796386699,212.75457763671901,215.110427856445,217.42091369628901,220.97119140625,223.85739135742199]
[" Commercial",122.690147399902,128.153732299805,130.48348999023401,132.28971862793,128.48481750488301,125.5166015625,125.36106109619099,127.820442199707,129.92327880859401,133.10743713378901,137.92835998535199,142.925369262695,148.816970825195,153.52194213867199,157.03869628906301,161.345138549805,166.52362060546901,172.33033752441401,177.27947998046901,182.50421142578099,186.391357421875,190.50810241699199,195.38455200195301,200.92575073242199]
[" Industrial",124.39901733398401,147.11244201660199,168.10716247558599,167.31402587890599,151.68084716796901,143.54243469238301,141.56742858886699,140.77819824218801,139.57333374023401,140.39901733398401,142.75350952148401,145.42568969726599,149.20526123046901,152.35485839843801,153.50325012207,156.35830688476599,160.767654418945,165.76315307617199,169.931716918945,173.961990356445,176.65931701660199,179.21453857421901,182.00726318359401,184.95687866210901]
[" Transportation",263.72879028320301,302.59255981445301,352.23770141601602,351.05020141601602,340.83407592773398,332.5693359375,335.96701049804699,336.85531616210898,341.13198852539102,348.16427612304699,352.90618896484398,359.69818115234398,365.95080566406301,372.46246337890602,379.283447265625,387.02755737304699,393.88119506835898,401.07183837890602,407.83190917968801,415.10699462890602,423.06927490234398,431.36416625976602,438.52017211914102,449.30920410156301]
["   Total Non-Renewable Expenditures",674.72277832031295,755.02398681640602,832.5546875,835.89202880859398,799.77044677734398,776.20269775390602,776.392822265625,780.13439941406295,786.50402832031295,799.60241699218795,815.563232421875,833.50836181640602,853.872314453125,871.54876708984398,885.33020019531295,902.33819580078102,922.57263183593795,944.971435546875,964.80389404296898,984.32775878906295,1001.23034667969,1018.50769042969,1036.88317871094,1059.04919433594]
["   Transportation Renewable Expenditures",1.1704622767865699E-2,1.72001253813505E-2,2.0739471539855E-2,2.2893460467457799E-2,2.3359816521406201E-2,2.56899110972881E-2,2.8361881151795401E-2,3.0972529202699699E-2,3.4895084798336001E-2,3.86636592447758E-2,4.1480015963315998E-2,4.3943785130977603E-2,4.6801801770925501E-2,4.9450792372226701E-2,5.3890265524387401E-2,5.8303136378526701E-2,6.2215700745582601E-2,6.0202639549970599E-2,6.6687978804111495E-2,6.8060472607612596E-2,7.0131160318851499E-2,7.4032962322235094E-2,7.6179362833499895E-2,7.9960107803344699E-2]
["   Total Expenditures",674.73449707031295,755.04119873046898,832.575439453125,835.91491699218795,799.79382324218795,776.22839355468795,776.42120361328102,780.16534423828102,786.53894042968795,799.64105224609398,815.604736328125,833.55230712890602,853.91912841796898,871.59820556640602,885.38409423828102,902.396484375,922.63482666015602,945.03161621093795,964.87060546875,984.39581298828102,1001.30047607422,1018.58172607422,1036.95935058594,1059.12915039063]
["Woody Biomass","See High A Case"]
["Methanol","See High A Case"]
["","","","","","","","","","","","","","","","","","","","","","","","",""]
["   1/ Weighted average price includes fuels below as well as coal."]
["   2/ This quantity is the weighted average for all petroleum products, not just those listed below."]
["   3/ Includes energy for combined heat and power plants, except those whose primary business is to sell electricity, or electricity and heat, to the public."]
["   4/ Excludes use for lease and plant fuel."]
["   5/ Diesel fuel containing 500 parts per million (ppm) or 15 ppm sulfur.  Price includes Federal and State taxes while excluding county and local taxes."]
["   6/ Kerosene-type jet fuel.  Price includes Federal and State taxes while excluding county and local taxes."]
["   7/ Sales weighted-average price for all grades. Includes Federal, State, and local taxes."]
["   8/ Includes Federal and State taxes while excluding county and local taxes."]
["   9/ Compressed natural gas used as a vehicle fuel.  Price includes estimated motor vehicle fuel taxes."]
["   10/ E85 refers to a blend of 85 percent ethanol (renewable) and 15 percent motor gasoline (nonrenewable).  To address cold starting issues, the percentage of ethanol actually"]
["varies seasonally.  The annual average ethanol content of 74 percent is used for this forecast."]
["   11/ Includes electricity-only and combined heat and power plants whose primary business is to sell electricity, or electricity and heat, to the public."]
["   12/ Weighted averages of end-use fuel prices are derived from the prices shown in each sector and the corresponding sectoral consumption."]
["   Btu = British thermal unit."]
["   Note:  Data for 2002 and 2003 are model results and may differ slightly from official EIA data reports."]
["   Sources:  2002 and 2003 prices for motor gasoline, distillate, and jet fuel are based on prices in the Energy Information Administration (EIA), Petroleum Marketing Annual"]
["2003, DOE/EIA-0487(2003) (Washington, DC, August 2004).  2002 residential and commercial natural gas delivered prices:  EIA, Natural Gas Annual 2002, DOE/EIA-0131(2002)"]
["(Washington, DC, January 2004).  2003 residential and commercial natural gas delivered prices:  EIA, Natural Gas Monthly, DOE/EIA-0130(2004/07) (Washington, DC, July 2004)."]
["2002 and 2003 electric power sector natural gas prices:  EIA, Electric Power Monthly, DOE/EIA-0226, May 2003 through April 2004, Table 4.11.A.  2002 and 2003 industrial natural"]
["gas delivered prices are estimated based on:  EIA, Manufacturing Energy Consumption Survey 1994 and industrial and wellhead prices from the Natural Gas Annual 2002,"]
["DOE/EIA-0131(2002) (Washington, DC, January 2004) and the Natural Gas Monthly, DOE/EIA-0130(2004/07) (Washington, DC, July 2004).  2002 transportation sector natural"]
["gas delivered prices are based on:  EIA, Natural Gas Annual 2002, DOE/EIA-0131(2002) (Washington, DC, January 2004) and estimated state and federal taxes.  2003"]
["transportation sector natural gas delivered prices are model results.  2002 and 2003 coal prices based on:  EIA, Quarterly Coal Report, October-December 2003,"]
["DOE/EIA-0121(2003/4Q) (Washington, DC, March 2004) and EIA, AEO2005 National Energy Modeling System run aeo2005.d102004a.  2002 and 2003 electricity prices:"]
["Annual Energy Review 2003, DOE/EIA-0384(2003) (Washington, DC, September 2004).  2002 and 2003 ethanol prices derived from weekly spot prices in the Oxy Fuel"]
["News.  Projections:  EIA, AEO2005 National Energy Modeling System run aeo2005.d102004a."]
[]
[]
[]
["Energy Prices in High A Case File",null,"Projections Vary in Cases With Different Oil Price Assumptions  "]
["AEO 2005 Appendix C, Table 3",null,"The historical record shows substantial variability in world oil prices, and there is similar uncertainty about future prices. Four AEO2005 cases with different price paths allow an assessment of alternative views on the future of oil prices (Figure 40). In the reference case, with both OPEC and non-OPEC producers scheduled to add new production capacity over the next 5 years, prices in 2010 are projected to be more than $10 per barrel lower than current prices (all prices in 2003 dollars per barrel). After 2010, oil prices are projected to rise by about 1.3 percent per year, to more than $30 per barrel in 2025. (In nominal dollars, the reference case price is about $52 in 2025.) In the low price case, prices are projected to decline from their high in 2004 to $21 per barrel in 2009 and to remain at that level out to 2025. The high A price case projects that prices will remain at about $34 through 2015 and then increase on average by 1.4 percent per year, to more than $39 per barrel in 2025. In the high B case, world oil prices are projected to fall from current levels to $37 per barrel in 2010 and then rise to $48 per barrel in 2025.  "]
["Name of file: aeo_hw-3.xls",null,"Projected prices in all four cases are higher than in AEO2004 [130], reflecting recent improved production discipline by OPEC members and limited ability of other producers to expand production despite increasing demand and high utilization rates that have led to higher prices. The price projections in the high A and B cases are sufficiently robust to encourage greater market penetration of alternative energy supplies. "]
["http://www.eia.doe.gov/oiaf/aeo/index.html"]
[]
[" Table   3.  Energy Prices by Sector and Source"]
["                      (2003 Dollars per Million Btu, Unless Otherwise Noted)"]
[null,null,null,null,null,null,null,null,null,null,null,null,null,null,null,null,null,null,null,null,null,null,null,null,null,"Extrapolated values (DMS 8/14/07 based on PNNL Mini-CAM Model"]
["","2002","2003","2004","2005","2006","2007","2008","2009","2010","2011","2012","2013","2014","2015","2016","2017","2018","2019","2020","2021","2022","2023","2024","2025",2026]
["","","","","","","","","","","","","","","","","","","","","","","","",""]
[" Residential",15.0220499038696,15.811363220214799,16.426000595092798,16.4650573730469,15.8399600982666,15.268068313598601,14.8466091156006,14.7514638900757,14.6550188064575,14.6146650314331,14.723385810852101,14.890528678894,15.1057291030884,15.213768959045399,15.3079509735107,15.3113193511963,15.4291744232178,15.6326360702515,15.9024982452393,16.1096382141113,16.157627105712901,16.2051906585693,16.309419631958001,16.471462249755898]
["   Primary Energy 1/",8.3285751342773402,9.67810153961182,10.65163230896,10.5740642547607,9.9307842254638707,9.5159215927124006,9.1046285629272496,8.8910932540893608,8.7197055816650408,8.6297874450683594,8.6824674606323207,8.7884712219238299,8.9080095291137695,9.0072793960571307,9.0682640075683594,9.0415534973144496,9.1060371398925799,9.2553215026855504,9.4607038497924805,9.6327857971191406,9.6968526840209996,9.7728433609008807,9.8535881042480504,9.9786624908447301]
["     Petroleum Products 2/",10.0436496734619,11.266843795776399,13.0600233078003,12.5262851715088,12.207064628601101,12.234001159668001,12.201937675476101,12.2015285491943,12.262092590331999,12.1512393951416,12.1732091903687,12.1968584060669,12.177050590515099,12.2115392684937,12.3804988861084,12.519121170043899,12.6585578918457,12.798875808715801,12.8676557540894,13.13560962677,13.328717231750501,13.556846618652299,13.722979545593301,13.940701484680201]
["       Distillate Fuel",8.3698368072509801,9.5702075958252006,10.537187576293899,10.120927810668899,9.8627185821533203,9.8399791717529297,9.8302927017211896,9.8297405242919904,9.8252134323120099,9.7093524932861293,9.7021694183349592,9.7383060455322301,9.80072116851807,9.7244081497192401,9.8378829956054705,9.8340024948120099,9.9226865768432599,10.0213985443115,10.078977584838899,10.280327796936,10.3802833557129,10.4678192138672,10.5482635498047,10.6469841003418]
["       Liquefied Petroleum Gas",12.976583480835,14.582922935485801,17.570188522338899,17.073205947876001,16.564285278320298,16.581449508666999,16.4250888824463,16.346086502075199,16.4532871246338,16.288703918456999,16.298521041870099,16.236286163330099,15.99489402771,16.1197624206543,16.286623001098601,16.56103515625,16.690963745117202,16.804660797119102,16.7820129394531,17.028240203857401,17.2251377105713,17.515983581543001,17.670423507690401,17.9113578796387]
["     Natural Gas",7.8179483413696298,9.2187824249267596,9.9373655319213903,10.036292076110801,9.3139858245849592,8.7959203720092791,8.3035001754760707,8.0470056533813494,7.8287873268127397,7.7531881332397496,7.8190288543701199,7.9488449096679696,8.1063919067382795,8.2242641448974592,8.2648267745971697,8.2073183059692401,8.2647809982299805,8.4262142181396502,8.6721630096435494,8.83197021484375,8.8790025711059606,8.93493747711182,9.0109558105468803,9.1305398941040004]
["   Electricity",25.222642898559599,25.415189743041999,25.1915378570557,25.148117065429702,24.4542636871338,23.578901290893601,23.091381072998001,23.1348171234131,23.120912551879901,23.118898391723601,23.2529602050781,23.4250183105469,23.684103012085,23.7079162597656,23.7613220214844,23.722099304199201,23.8309440612793,24.013486862182599,24.267650604248001,24.4126377105713,24.3365364074707,24.2477512359619,24.2885627746582,24.396659851074201]
["","","","","","","","","","","","","","","","","","","","","","","","",""]
[" Commercial",15.064169883728001,15.629265785217299,15.835695266723601,15.918652534484901,15.2065124511719,14.526217460632299,14.119109153747599,14.0872592926025,14.0534925460815,14.108097076416,14.338217735290501,14.584888458251999,14.9309749603271,15.096228599548301,15.2413949966431,15.255002975463899,15.399823188781699,15.6329202651978,15.9477081298828,16.179660797119102,16.227045059204102,16.249193191528299,16.367641448974599,16.5326118469238]
["   Primary Energy 1/",6.5697088241577104,7.9157042503356898,8.3734045028686506,8.3685989379882795,7.9054894447326696,7.6067800521850604,7.3189792633056596,7.2159371376037598,7.1498117446899396,7.1872353553771999,7.2290387153625497,7.30631303787231,7.4108529090881303,7.4683656692504901,7.4930505752563503,7.43192434310913,7.4779849052429199,7.60019826889038,7.7867598533630398,7.91162109375,7.9430484771728498,7.9890594482421902,8.0587644577026403,8.1779403686523402]
["     Petroleum Products 2/",6.9482707977294904,8.0266513824462908,8.9197740554809606,8.6532411575317401,8.7558631896972692,8.8328323364257795,8.8167963027954102,8.8182945251464808,8.8873138427734393,8.9125509262084996,8.9192247390747106,8.8803482055664098,8.8586578369140607,8.7692289352416992,8.7682600021362305,8.7373514175415004,8.7862501144409197,8.8491783142089808,8.8908815383911097,9.0514831542968803,9.1475715637206996,9.2663307189941406,9.3906812667846697,9.6513500213622994]
["       Distillate Fuel",6.1493649482727104,7.03082323074341,7.7272830009460396,7.4210705757141104,7.6805524826049796,7.8215904235839799,7.8266153335571298,7.8668313026428196,7.9658513069152797,8.0328092575073207,8.0569534301757795,8.0234899520874006,8.0314903259277308,7.91062688827515,7.8695487976074201,7.7933855056762704,7.8344025611877397,7.89571285247803,7.9562859535217303,8.1191616058349592,8.2043952941894496,8.3111848831176793,8.4434480667114293,8.7515277862548793]
["       Residual Fuel",4.2683343887329102,4.9646224975585902,5.0606441497802699,5.3499693870544398,5.6657009124755904,5.6566004753112802,5.6533966064453098,5.65053033828735,5.6487455368042001,5.6555466651916504,5.6602473258972203,5.6679368019104004,5.6729874610900897,5.6782984733581499,5.7556295394897496,5.8296666145324698,5.9058866500854501,5.9829258918762198,6.0580596923828098,6.1354246139526403,6.2122497558593803,6.2891340255737296,6.3645572662353498,6.4413762092590297]
["     Natural Gas",6.6170339584350604,8.0769119262695295,8.4473829269409197,8.5046024322509801,7.8886041641235396,7.4893965721130398,7.1298856735229501,7.0003471374511701,6.9035739898681596,6.94567918777466,6.9973711967468297,7.1022868156433097,7.2368607521057102,7.3275256156921396,7.3574790954589799,7.2871475219726598,7.3330197334289604,7.4703903198242196,7.6915035247802699,7.8109488487243697,7.8279361724853498,7.8590941429138201,7.9183402061462402,8.0110416412353498,{"$f":"Y641+($AI$471-$Y$641)/10","v":8.0591226890564176}]
["   Electricity",23.353584289550799,23.2374382019043,23.0424194335938,22.939121246337901,21.907506942748999,20.807579040527301,20.2319431304932,20.2009677886963,20.132976531982401,20.128959655761701,20.445728302001999,20.757715225219702,21.231256484985401,21.404373168945298,21.571121215820298,21.578863143920898,21.739751815795898,21.989313125610401,22.322486877441399,22.5522785186768,22.5369548797607,22.469936370849599,22.555665969848601,22.682601928710898,{"$f":"Y642+($AI$472-$Y$642)/10","v":22.586698480675594}]
["","","","","","","","","","","","","","","","","","","","","","","","",""]
[" Industrial 3/",6.3922061920165998,7.7839651107788104,8.7313165664672905,8.5384979248046893,8.1135501861572301,7.8849329948425302,7.7104330062866202,7.6478543281555202,7.5814275741577104,7.5381202697753897,7.5780467987060502,7.6416735649108896,7.7132387161254901,7.8013410568237296,7.8755207061767596,7.9062352180481001,7.9948873519897496,8.1163215637206996,8.2487821578979492,8.4059162139892596,8.4608268737793004,8.5343141555786097,8.6114902496337908,8.7719221115112305]
["   Primary Energy",4.9298634529113796,6.4939708709716797,7.4592781066894496,7.2447438240051296,6.84521436691284,6.6732459068298304,6.51676225662231,6.4484291076660201,6.3966798782348597,6.3644347190856898,6.3782010078430202,6.3993859291076696,6.4120607376098597,6.4825568199157697,6.5450062751770002,6.5706739425659197,6.6389350891113299,6.7355680465698198,6.8303794860839799,6.9826822280883798,7.0502834320068404,7.1402068138122603,7.2155933380126998,7.3827753067016602]
["     Petroleum Products 2/",6.5291514396667498,8.2850980758666992,9.8001213073730504,9.3321943283081108,9.0226831436157209,9.0089912414550799,8.9738616943359393,8.8902368545532209,8.9552536010742205,8.9079008102416992,8.89520359039307,8.8468990325927699,8.7482786178588903,8.7885036468505895,8.8624305725097692,8.9473028182983398,9.0262336730956996,9.1055555343627894,9.0882310867309606,9.3312444686889595,9.4788913726806605,9.6528720855712908,9.7811794281005895,10.0579071044922]
["       Distillate Fuel",6.3323707580566397,7.2384452819824201,7.96527099609375,7.6527161598205602,7.9603652954101598,8.0741472244262695,8.2605934143066406,8.3100318908691406,8.4493141174316406,8.8189620971679705,8.8862495422363299,8.8418188095092791,8.8337812423706108,8.6748180389404297,8.5509977340698207,8.4207677841186506,8.4376201629638707,8.4841489791870099,8.5509052276611293,8.6700105667114293,8.74859523773193,8.8432664871215803,9.0058250427246094,9.3929624557495099]
["       Liquefied Petroleum Gas",8.4833917617797905,12.566796302795399,15.1471004486084,13.237501144409199,12.375891685485801,12.379506111145,12.2225999832153,12.080751419067401,12.212836265564,12.0270395278931,11.9549217224121,11.879666328430201,11.6303720474243,11.7905416488647,11.941043853759799,12.1426992416382,12.289721488952599,12.378883361816399,12.2595558166504,12.590350151061999,12.7815389633179,12.973883628845201,13.0949363708496,13.367587089538601]
["       Residual Fuel",3.9384419918060298,4.5867881774902299,4.6800308227539098,4.9388952255248997,5.2859730720520002,5.2723593711853001,5.2104086875915501,5.1732821464538601,5.1717634201049796,5.17871141433716,5.1878075599670401,5.1966009140014604,5.2060360908508301,5.2088470458984402,5.2896075248718297,5.3583388328552202,5.44156694412231,5.5192761421203604,5.5953726768493697,5.6724872589111301,5.7441039085388201,5.8200716972351101,5.9009070396423304,5.9898118972778303]
["     Natural Gas 4/",3.88655662536621,5.55936574935913,6.0491261482238796,6.0771641731262198,5.4298515319824201,5.0030980110168501,4.6280007362365696,4.5291852951049796,4.41147708892822,4.4342226982116699,4.4864263534545898,4.5912823677062997,4.7218933105468803,4.8130536079406703,4.8621869087219203,4.81842041015625,4.8841061592102104,5.0232949256896999,5.2583932876586896,5.3567323684692401,5.3575921058654803,5.37701320648193,5.4306664466857901,5.5327925682067898,{"$f":"Y650+($AI$480-$Y$650)/10","v":5.5600694801614594}]
["     Metallurgical Coal",1.88388228416443,1.8499996662139899,1.9633457660675,1.8999761343002299,1.88347840309143,1.8588999509811399,1.8578026294708301,1.85227739810944,1.8239538669586199,1.79700314998627,1.78184306621552,1.7756989002227801,1.77074086666107,1.7668309211730999,1.7627635002136199,1.7565006017684901,1.75614774227142,1.7571268081664999,1.75483202934265,1.7449706792831401,1.72660219669342,1.70969367027283,1.70006084442139,1.6866580247878999]
["     Steam Coal",1.5976041555404701,1.5543407201767001,1.5670678615570099,1.6038056612014799,1.6009258031845099,1.58739173412323,1.58863317966461,1.5846539735794101,1.5799860954284699,1.5764416456222501,1.5679914951324501,1.5610833168029801,1.5600349903106701,1.56054711341858,1.56748187541962,1.5675091743469201,1.5641727447509799,1.5615659952163701,1.58828938007355,1.58737933635712,1.59387278556824,1.5848928689956701,1.5860744714736901,1.5880702733993499]
["   Electricity",14.734835624694799,15.0261535644531,15.722662925720201,15.5983018875122,15.078427314758301,14.4692840576172,14.1632738113403,14.081834793090801,13.919806480407701,13.785112380981399,13.931169509887701,14.1889085769653,14.5255270004272,14.681715965271,14.814373970031699,14.8553409576416,15.0255784988403,15.2628774642944,15.5799751281738,15.7510900497437,15.7371273040771,15.705772399902299,15.779216766357401,15.8933115005493,{"$f":"Y653+($AI$483-$Y$653)/10","v":15.820176294068443}]
["","","","","","","","","","","","","","","","","","","","","","","","",""]
[" Transportation",10.068477630615201,11.4567165374756,12.984992980956999,12.648449897766101,12.9899549484253,12.831539154052701,12.772025108337401,12.778377532959,12.6527404785156,12.633409500122101,12.627567291259799,12.5634212493896,12.5677394866943,12.4416351318359,12.463407516479499,12.3592376708984,12.3700494766235,12.4214639663696,12.406385421752899,12.599157333374,12.7199811935425,12.8404388427734,12.9761352539063,13.180356025695801]
["   Primary Energy",10.0396184921265,11.4297380447388,12.961000442504901,12.6243276596069,12.9694175720215,12.812975883483899,12.7542219161987,12.7604532241821,12.634376525878899,12.614933013916,12.6084880828857,12.543541908264199,12.546923637390099,12.4202537536621,12.441800117492701,12.3374538421631,12.3479681015015,12.3989114761353,12.3829250335693,12.575768470764199,12.6970834732056,12.8181715011597,12.9540061950684,13.1585645675659]
["     Petroleum Products 2/",10.0409812927246,11.431476593017599,12.9638833999634,12.6272735595703,12.9738121032715,12.8180704116821,12.7602338790894,12.7672443389893,12.6416578292847,12.622591972351101,12.616462707519499,12.551496505737299,12.554883956909199,12.4279336929321,12.4496717453003,12.3454332351685,12.356036186218301,12.4068956375122,12.3903903961182,12.5835561752319,12.7052898406982,12.826750755310099,12.9629173278809,13.167941093444799]
["       Distillate Fuel 5/",9.5535230636596697,10.9202365875244,12.0208587646484,11.5461339950562,12.0997161865234,12.488727569580099,12.3829002380371,12.4196271896362,12.508094787597701,12.555921554565399,12.5986595153809,12.507498741149901,12.460197448730501,12.2335548400879,12.028847694396999,11.832740783691399,11.7916069030762,11.803469657897899,11.8377895355225,11.9129686355591,11.9319505691528,11.983411788940399,12.11021900177,12.4955101013184,{"$f":"Y658+($AI$488-$Y$658)/10","v":12.860153747735882}]
["       Jet Fuel 6/",6.0538434982299796,6.4578518867492702,8.1168746948242205,7.6875567436218297,7.8739576339721697,7.8265089988708496,7.9840884208679199,8.0166091918945295,7.8608303070068404,7.81276655197144,7.8045797348022496,7.7928524017334002,7.7725591659545898,7.7157216072082502,7.7164225578308097,7.6991229057312003,7.7546834945678702,7.8412432670593297,7.8916783332824698,8.0530261993408203,8.1459932327270508,8.2922735214233398,8.4199304580688494,8.7479171752929705]
["       Motor Gasoline 7/",11.3207235336304,12.9284992218018,14.6530704498291,14.346966743469199,14.7094535827637,14.3600215911865,14.2510118484497,14.250683784484901,14.0786781311035,14.0637760162354,14.0259552001953,13.906542778015099,13.9343166351318,13.819755554199199,13.920813560485801,13.821713447570801,13.8340721130371,13.8936500549316,13.8356838226318,14.0806474685669,14.2383365631104,14.3749399185181,14.5092010498047,14.605681419372599,{"$f":"Y660+($AI$490-$Y$660)/10","v":15.03173973157025}]
["       Residual Fuel",3.83150410652161,4.4939312934875497,4.5839381217956499,4.8374896049499503,5.1729192733764604,5.1682701110839799,5.1688323020935103,5.1695828437805202,5.16760349273682,5.1733479499816903,5.1798586845397896,5.1877336502075204,5.1953010559081996,5.2001247406005904,5.2810626029968297,5.3552770614623997,5.4362750053405797,5.5152239799499503,5.5921721458435103,5.6705627441406303,5.7475032806396502,5.8269476890564,5.9046044349670401,5.9824995994567898]
["       Liquefied Petroleum Gas8/",15.146578788757299,16.654964447021499,20.603065490722699,20.419296264648398,17.4092102050781,17.409763336181602,17.1964435577393,17.156021118164102,17.248268127441399,17.105394363403299,17.085474014282202,16.997465133666999,16.7497043609619,16.830522537231399,16.954969406127901,17.1650085449219,17.2562961578369,17.321376800537099,17.262313842773398,17.454835891723601,17.584600448608398,17.847267150878899,17.9585571289063,18.1527404785156]
["     Natural Gas 9/",7.2317700386047399,9.0444478988647496,9.7142210006713903,9.7955017089843803,9.2987012863159197,9.0087041854858398,8.73461818695068,8.6602125167846697,8.6087532043456996,8.6854057312011701,8.7734069824218803,8.9131555557250994,9.0697097778320295,9.1761322021484393,9.2086582183837908,9.1414461135864293,9.1881532669067401,9.3183298110961896,9.5262966156005895,9.6340904235839808,9.6386470794677699,9.6553201675415004,9.7052288055419904,9.7829256057739293]
["     Ethanol (E85) 10/",14.6543264389038,16.232709884643601,19.6646022796631,19.716905593872099,20.910398483276399,20.088336944580099,20.034643173217798,19.876234054565401,19.0899848937988,19.0770473480225,18.9334907531738,18.8203315734863,18.8769016265869,18.733657836914102,18.836368560791001,18.717578887939499,18.677961349487301,18.768825531005898,18.702945709228501,19.039726257324201,19.213029861450199,19.429216384887699,19.537574768066399,19.6945476531982,{"$f":"Y664+($AI$494-$Y$664)/10","v":19.593947309306923}]
["   Electricity",20.034517288208001,20.636144638061499,21.2071418762207,20.9249382019043,20.016746520996101,19.1842136383057,18.876358032226602,18.930015563964801,18.9569396972656,18.971715927123999,19.161241531372099,19.352525711059599,19.6624240875244,19.699916839599599,19.754545211791999,19.6803493499756,19.749149322509801,19.913064956665,20.148523330688501,20.261070251464801,20.168498992919901,20.043989181518601,20.096965789794901,20.154518127441399]
["","","","","","","","","","","","","","","","","","","","","","","","",""]
[" Average End-Use Energy",10.2607097625732,11.4965677261353,12.4990587234497,12.3170623779297,12.135007858276399,11.845267295837401,11.6573295593262,11.6295518875122,11.5503234863281,11.540096282959,11.6076335906982,11.667243003845201,11.774538040161101,11.796236991882299,11.871965408325201,11.843188285827599,11.9137773513794,12.034348487854,12.153738975524901,12.3460960388184,12.4321403503418,12.5191946029663,12.636996269226101,12.8200740814209]
["   Primary Energy",7.8488264083862296,9.3171482086181605,10.527009010314901,10.2968044281006,10.2268390655518,10.0435380935669,9.9028997421264595,9.8629217147827095,9.7728738784790004,9.75823974609375,9.7822933197021502,9.7888011932372994,9.8279809951782209,9.8149814605712908,9.8643417358398402,9.8190460205078107,9.8615427017211896,9.9469861984252894,10.0096731185913,10.190193176269499,10.288735389709499,10.396104812622101,10.5091648101807,10.694952964782701]
["   Electricity",21.599882125854499,21.735733032226602,21.731866836547901,21.659553527831999,20.918876647949201,20.055833816528299,19.596654891967798,19.579929351806602,19.517631530761701,19.486770629882798,19.702039718627901,19.955158233642599,20.317079544067401,20.442613601684599,20.578334808349599,20.580734252929702,20.7274265289307,20.953577041626001,21.262916564941399,21.454774856567401,21.4308891296387,21.3733520507813,21.452013015747099,21.5757865905762]
["","","","","","","","","","","","","","","","","","","","","","","","",""]
[" Electric Power 11/","","","","","","","","","","","","","","","","","","","","","","","",""]
["   Fossil Fuel Average",1.8996955156326301,2.2409727573394802,2.4239859580993701,2.3793189525604199,2.2557969093322798,2.16659760475159,2.1260316371917698,2.1242508888244598,2.1216156482696502,2.1531240940093999,2.1922359466552699,2.2451419830322301,2.2968165874481201,2.3293662071228001,2.3501963615417498,2.3520054817199698,2.3871843814849898,2.4302341938018799,2.5017471313476598,2.5190291404724099,2.50686860084534,2.48747658729553,2.5030989646911599,2.5170097351074201]
["     Petroleum Products",4.3748912811279297,5.2786889076232901,5.9517350196838397,5.8146204948425302,6.06520652770996,6.0658583641052202,6.0610094070434597,6.0499844551086399,6.0430412292480504,6.00789546966553,5.9784431457519496,5.9840416908264196,6.0042037963867196,6.0128812789917001,6.0971722602844203,6.1627969741821298,6.2556800842285201,6.3419466018676802,6.4189195632934597,6.5561437606811497,6.6497230529785201,6.7551417350768999,6.8526744842529297,6.9808459281921396]
["       Distillate Fuel",5.6938004493713397,6.4773354530334499,7.1750593185424796,6.8899416923522896,7.0708780288696298,7.0249619483947798,6.9838500022888201,6.9665460586547896,6.9450497627258301,6.8211231231689498,6.8083920478820801,6.7952175140380904,6.8354115486145002,6.8402228355407697,6.9283905029296902,6.9566001892089799,7.0452814102172896,7.1418867111206099,7.2127375602722203,7.4472899436950701,7.5714774131774902,7.7267389297485396,7.8528199195861799,8.0614786148071307]
["       Residual Fuel",3.9850425720214799,4.7911210060119602,5.5054440498352104,5.3836627006530797,5.6116971969604501,5.6101722717285201,5.61515140533447,5.6134881973266602,5.6123900413513201,5.6186213493347203,5.6204733848571804,5.6265015602111799,5.6295571327209499,5.6379580497741699,5.71999168395996,5.7965455055236799,5.8776378631591797,5.9570369720459002,6.0351238250732404,6.1149992942810103,6.1950988769531303,6.27585792541504,6.3545475006103498,6.4353322982788104]
["     Natural Gas",3.6857740879058798,5.4593739509582502,5.9836130142211896,5.9218006134033203,5.2758417129516602,4.86041164398193,4.5085921287536603,4.4009499549865696,4.3143215179443404,4.3619651794433603,4.4577717781066903,4.5935211181640598,4.72908592224121,4.8101162910461399,4.8377823829650897,4.7923994064331099,4.8652648925781303,5.0083761215209996,5.2321648597717303,5.32541704177856,5.3230118751525897,5.3357062339782697,5.3972234725952104,5.4970946311950701,{"$f":"Y676+($AI$506-$Y$676)/10","v":5.5250455710201605}]
["     Steam Coal",1.2699717283248899,1.27919089794159,1.2835900783538801,1.28959560394287,1.29778397083282,1.28695380687714,1.28577756881714,1.27679371833801,1.26281106472015,1.25397908687592,1.2489364147186299,1.2449804544448899,1.2430621385574301,1.24259686470032,1.24424111843109,1.2428184747695901,1.24728739261627,1.2513284683227499,1.2762980461120601,1.2851967811584499,1.2969329357147199,1.3016670942306501,1.31676089763641,1.3290703296661399,{"$f":"Y677+($AI$507-$Y$677)/10","v":1.3327822261431892}]
["","","","","","","","","","","","","","","","","","","","","","","","",""]
[" Average Price to All Users 12/","","","","","","","","","","","","","","","","","","","","","","","",""]
["   Petroleum Products 2/",9.0916013717651403,10.5092258453369,12.005053520202599,11.6376342773438,11.8251142501831,11.7351989746094,11.6926622390747,11.6848964691162,11.6311902999878,11.6124935150146,11.616386413574199,11.566198348999,11.5507049560547,11.475526809692401,11.520403861999499,11.477831840515099,11.5152139663696,11.577165603637701,11.5678558349609,11.7752237319946,11.90793800354,12.0465354919434,12.1843271255493,12.407506942749]
["     Distillate Fuel",8.7129955291747994,9.89868068695068,10.9323635101318,10.516573905944799,10.8896884918213,11.1545400619507,11.1602163314819,11.210696220397899,11.2655477523804,11.312797546386699,11.4240579605103,11.453408241271999,11.43030834198,11.241268157959,11.0996809005737,10.9476537704468,10.947796821594199,10.974308013916,11.019621849060099,11.1190385818481,11.172901153564499,11.2430562973022,11.376879692077599,11.7449541091919]
["     Jet Fuel",6.0538434982299796,6.4578518867492702,8.1168746948242205,7.6875567436218297,7.8739576339721697,7.8265089988708496,7.9840884208679199,8.0166091918945295,7.8608303070068404,7.81276655197144,7.8045797348022496,7.7928524017334002,7.7725591659545898,7.7157216072082502,7.7164225578308097,7.6991229057312003,7.7546834945678702,7.8412432670593297,7.8916783332824698,8.0530261993408203,8.1459932327270508,8.2922735214233398,8.4199304580688494,8.7479171752929705]
["     Liquefied Petroleum Gas",9.5166797637939506,13.0396432876587,15.6858806610107,14.0740518569946,13.2904262542725,13.309534072876,13.149743080139199,13.0244760513306,13.1580867767334,12.982262611389199,12.9337568283081,12.8646802902222,12.621651649475099,12.775475502014199,12.937217712402299,13.1492967605591,13.286898612976101,13.3753395080566,13.277045249939,13.584378242492701,13.775920867919901,13.987989425659199,14.116153717041,14.3756980895996]
["     Motor Gasoline 7/",11.3185987472534,12.9258327484131,14.650143623352101,14.344244956970201,14.6975507736206,14.347893714904799,14.238919258117701,14.238542556762701,14.0666351318359,14.0516872406006,14.0139780044556,13.894681930541999,13.9225015640259,13.8080444335938,13.9091501235962,13.810170173645,13.822598457336399,13.882239341735801,13.824323654174799,14.0693578720093,14.2271223068237,14.3637847900391,14.4981489181519,14.5947113037109]
["     Residual Fuel",3.9308724403381299,4.6628575325012198,5.07232666015625,5.1433587074279803,5.4173622131347701,5.4097323417663601,5.3977632522582999,5.3867764472961399,5.3854241371154803,5.3919448852539098,5.3981180191040004,5.4056487083435103,5.4104261398315403,5.4168543815612802,5.4972262382507298,5.5698432922363299,5.6456804275512704,5.7250947952270499,5.8020553588867196,5.88106393814087,5.9598326683044398,6.0394186973571804,6.11779880523682,6.2010583877563503]
["   Natural Gas",5.1461992263793901,6.8558807373046902,7.3508062362670898,7.3840570449829102,6.7167382240295401,6.27575588226318,5.86295366287231,5.7038016319274902,5.5520119667053196,5.5432248115539604,5.5985813140869096,5.70459079742432,5.8318381309509304,5.9191007614135698,5.9519534111022896,5.8878293037414604,5.94315385818481,6.08443307876587,6.3156557083129901,6.4281539916992196,6.4433326721191397,6.4763746261596697,6.5396862030029297,6.6462817192077601]
["   Coal",1.2938040494918801,1.29924309253693,1.3041912317276001,1.3119194507598899,1.3187216520309399,1.3072546720504801,1.3059933185577399,1.2971544265747099,1.2836289405822801,1.2749706506729099,1.26953566074371,1.2652333974838299,1.2631930112838701,1.2626041173934901,1.26433837413788,1.26277422904968,1.2691743373870801,1.27585673332214,1.3034254312515301,1.3139834403991699,1.32844221591949,1.3343856334686299,1.3519768714904801,1.3668735027313199]
["   Ethanol (E85) 10/",14.6543264389038,16.232709884643601,19.6646022796631,19.716905593872099,20.910398483276399,20.088336944580099,20.034643173217798,19.876234054565401,19.0899848937988,19.0770473480225,18.9334907531738,18.8203315734863,18.8769016265869,18.733657836914102,18.836368560791001,18.717578887939499,18.677961349487301,18.768825531005898,18.702945709228501,19.039726257324201,19.213029861450199,19.429216384887699,19.537574768066399,19.6945476531982]
["   Electricity",21.599882125854499,21.735733032226602,21.731866836547901,21.659553527831999,20.918876647949201,20.055833816528299,19.596654891967798,19.579929351806602,19.517631530761701,19.486770629882798,19.702039718627901,19.955158233642599,20.317079544067401,20.442613601684599,20.578334808349599,20.580734252929702,20.7274265289307,20.953577041626001,21.262916564941399,21.454774856567401,21.4308891296387,21.3733520507813,21.452013015747099,21.5757865905762]
["","","","","","","","","","","","","","","","","","","","","","","","",""]
["Non-Renewable Energy Expenditures by Sector","","","","","","","","","","","","","","","","","","","","","","","",""]
["(billion 2003 dollars)","","","","","","","","","","","","","","","","","","","","","","","",""]
[" Residential",163.90481567382801,177.16523742675801,181.73590087890599,185.241622924805,180.05682373046901,176.427001953125,175.07618713378901,176.51165771484401,178.08059692382801,180.014236450195,183.85498046875,187.18310546875,191.43936157226599,194.37899780273401,197.52023315429699,198.76248168945301,201.94073486328099,206.017013549805,211.20541381835901,214.41099548339801,216.40347290039099,218.64796447753901,222.25126647949199,225.36584472656301]
[" Commercial",122.690147399902,128.153732299805,130.48612976074199,132.29133605957,129.27566528320301,126.887260437012,126.692184448242,129.41491699218801,131.90731811523401,135.04089355468801,139.741943359375,144.63902282714801,150.53921508789099,154.864669799805,159.25378417968801,162.59527587890599,167.29981994628901,172.854415893555,179.18412780761699,184.76553344726599,188.65592956543,192.56275939941401,197.80290222168,203.64804077148401]
[" Industrial",124.39901733398401,147.11244201660199,168.13270568847699,167.53501892089801,157.82022094726599,152.842697143555,151.28466796875,151.59564208984401,151.94683837890599,152.62234497070301,154.60144042968801,156.88139343261699,159.98997497558599,162.62356567382801,164.507247924805,166.59835815429699,170.382568359375,174.95167541503901,179.57080078125,184.12712097168,186.42012023925801,189.56260681152301,192.98284912109401,198.25885009765599]
[" Transportation",263.72879028320301,302.59255981445301,352.23825073242199,351.13717651367199,366.34793090820301,368.76159667968801,374.76626586914102,382.39471435546898,385.90115356445301,392.12625122070301,398.68222045898398,403.06192016601602,409.94515991210898,412.30630493164102,418.64147949218801,421.60382080078102,428.44393920898398,436.35858154296898,441.71078491210898,454.05059814453102,464.07431030273398,474.87463378906301,486.72909545898398,501.322265625]
["   Total Non-Renewable Expenditures",674.72277832031295,755.02398681640602,832.593017578125,836.20513916015602,833.50061035156295,824.91857910156295,827.8193359375,839.91693115234398,847.8359375,859.8037109375,876.880615234375,891.76544189453102,911.91369628906295,924.17352294921898,939.92272949218795,949.55993652343795,968.06707763671898,990.18170166015602,1011.67114257813,1037.35424804688,1055.55383300781,1075.64794921875,1099.76611328125,1128.59497070313]
["   Transportation Renewable Expenditures",1.1704622767865699E-2,1.72001253813505E-2,2.0739471539855E-2,2.2715086117386801E-2,2.5078095495700801E-2,2.8324941173195801E-2,3.1410280615091303E-2,3.5102743655443198E-2,3.9645586162805599E-2,4.3348435312509502E-2,4.6531450003385502E-2,4.9735426902771003E-2,5.3442426025867497E-2,5.6060969829559298E-2,6.0336232185363797E-2,6.3296250998973805E-2,6.6096656024455996E-2,6.9950148463249207E-2,7.2811737656593295E-2,7.6670221984386402E-2,8.0276548862457303E-2,8.4626309573650402E-2,8.8446177542209597E-2,9.2330038547515897E-2]
["   Total Expenditures",674.73449707031295,755.04119873046898,832.61376953125,836.22784423828102,833.52569580078102,824.94689941406295,827.85076904296898,839.95202636718795,847.87561035156295,859.84704589843795,876.92712402343795,891.815185546875,911.96716308593795,924.22961425781295,939.98309326171898,949.62322998046898,968.13317871093795,990.25164794921898,1011.74395751953,1037.43090820313,1055.63415527344,1075.73254394531,1099.85461425781,1128.68725585938]
["Biomass and Methanol data added from h2a_central_biomass_gasification_current_final.xls"]
["Woody Biomass",1.1960935989170374,1.1960935989170374,1.1960935989170374,1.1960935989170374,1.1960935989170374,1.1960935989170374,1.1960935989170374,1.1960935989170374,1.1960935989170374,1.198027460839296,1.2067298394894606,1.2415393540901181,1.244440146973506,1.2657126281183524,1.2686134210017406,1.2840843163798106,1.2792496615741635,1.3034229356023981,1.3217946238638563,1.3759427576871011,1.3943144459485595,1.4001160317153356,1.4242893057435699,1.4378263391993813,{"$f":"Y701+($AI$531-$Y$701)/10","v":1.5542937052794432}]
["Methanol",8.7353999999999985,8.7353999999999985,8.7353999999999985,8.7353999999999985,8.7353999999999985,8.7353999999999985,8.7353999999999985,8.7353999999999985,8.7353999999999985,8.7353999999999985,8.7353999999999985,8.7353999999999985,8.7353999999999985,8.7353999999999985,8.7353999999999985,8.7353999999999985,8.7353999999999985,8.7353999999999985,8.7353999999999985,8.7353999999999985,8.7353999999999985,8.7353999999999985,8.7353999999999985,8.7353999999999985,8.7353999999999985]
["Steam $(2005)/GJ",4.78,4.78,4.78,4.78,4.78,4.78,4.78,4.78,4.78,4.78,4.78,4.78,4.78,4.78,4.78,4.78,4.78,4.78,4.78,4.78,4.78,4.78,4.78,4.78,4.78]
["Steam $(2005)/mmBTU",{"$f":"B703*GJ_p_MMBtu","v":{"$error":"#NAME?"}},{"$error":"#NAME?"},{"$error":"#NAME?"},{"$error":"#NAME?"},{"$error":"#NAME?"},{"$error":"#NAME?"},{"$error":"#NAME?"},{"$error":"#NAME?"},{"$error":"#NAME?"},{"$error":"#NAME?"},{"$error":"#NAME?"},{"$error":"#NAME?"},{"$error":"#NAME?"},{"$error":"#NAME?"},{"$error":"#NAME?"},{"$error":"#NAME?"},{"$error":"#NAME?"},{"$error":"#NAME?"},{"$error":"#NAME?"},{"$error":"#NAME?"},{"$error":"#NAME?"},{"$error":"#NAME?"},{"$error":"#NAME?"},{"$error":"#NAME?"},{"$error":"#NAME?"}]
["Values for steam were copied from the H2A model version 1.  Biomass values were taken from the note at the bottom of this section."]
["   1/ Weighted average price includes fuels below as well as coal.",null,null,null,"","","","","","","","","","","","","","","","","","","","",""]
["   2/ This quantity is the weighted average for all petroleum products, not just those listed below."]
["   3/ Includes energy for combined heat and power plants, except those whose primary business is to sell electricity, or electricity and heat, to the public."]
["   4/ Excludes use for lease and plant fuel."]
["   5/ Diesel fuel containing 500 parts per million (ppm) or 15 ppm sulfur.  Price includes Federal and State taxes while excluding county and local taxes."]
["   6/ Kerosene-type jet fuel.  Price includes Federal and State taxes while excluding county and local taxes."]
["   7/ Sales weighted-average price for all grades. Includes Federal, State, and local taxes."]
["   8/ Includes Federal and State taxes while excluding county and local taxes."]
["   9/ Compressed natural gas used as a vehicle fuel.  Price includes estimated motor vehicle fuel taxes."]
["   10/ E85 refers to a blend of 85 percent ethanol (renewable) and 15 percent motor gasoline (nonrenewable).  To address cold starting issues, the percentage of ethanol actually"]
["varies seasonally.  The annual average ethanol content of 74 percent is used for this forecast."]
["   11/ Includes electricity-only and combined heat and power plants whose primary business is to sell electricity, or electricity and heat, to the public."]
["   12/ Weighted averages of end-use fuel prices are derived from the prices shown in each sector and the corresponding sectoral consumption."]
["   Btu = British thermal unit."]
["   Note:  Data for 2002 and 2003 are model results and may differ slightly from official EIA data reports."]
["   Sources:  2002 and 2003 prices for motor gasoline, distillate, and jet fuel are based on prices in the Energy Information Administration (EIA), Petroleum Marketing Annual"]
["2003, DOE/EIA-0487(2003) (Washington, DC, August 2004).  2002 residential and commercial natural gas delivered prices:  EIA, Natural Gas Annual 2002, DOE/EIA-0131(2002)"]
["(Washington, DC, January 2004).  2003 residential and commercial natural gas delivered prices:  EIA, Natural Gas Monthly, DOE/EIA-0130(2004/07) (Washington, DC, July 2004)."]
["2002 and 2003 electric power sector natural gas prices:  EIA, Electric Power Monthly, DOE/EIA-0226, May 2003 through April 2004, Table 4.11.A.  2002 and 2003 industrial natural"]
["gas delivered prices are estimated based on:  EIA, Manufacturing Energy Consumption Survey 1994 and industrial and wellhead prices from the Natural Gas Annual 2002,"]
["DOE/EIA-0131(2002) (Washington, DC, January 2004) and the Natural Gas Monthly, DOE/EIA-0130(2004/07) (Washington, DC, July 2004).  2002 transportation sector natural"]
["gas delivered prices are based on:  EIA, Natural Gas Annual 2002, DOE/EIA-0131(2002) (Washington, DC, January 2004) and estimated state and federal taxes.  2003"]
["transportation sector natural gas delivered prices are model results.  2002 and 2003 coal prices based on:  EIA, Quarterly Coal Report, October-December 2003,"]
["DOE/EIA-0121(2003/4Q) (Washington, DC, March 2004) and EIA, AEO2005 National Energy Modeling System run aeo2005.d102004a.  2002 and 2003 electricity prices:"]
["Annual Energy Review 2003, DOE/EIA-0384(2003) (Washington, DC, September 2004).  2002 and 2003 ethanol prices derived from weekly spot prices in the Oxy Fuel"]
["News.  Projections:  EIA, AEO2005 National Energy Modeling System run hw2005.d102004a."]
["* Biomass prices shown for years 2001 through 2009 are the same as the EIA value for 2010.  For the post-2025 biomass prices:  The value for 2035 was chosen based on a review of the literature, which indicated a price of $2.50/MMBtu delivered dry English ton (in 2000$) was a reasonable mid-range projection.  Values for the 2026 through 2034 were interpolated from the 2025 and 2035 values.  The value of $5.00/MMBtu delivered dry English ton in 2065 was based on judgment.  An EIA paper by Zia Haq entitled, “Biomass for Electricity Generation” (available from EIA’s website) indicates that about 7 quads of biomass per year  would be available if the price rose to  $5/MMBtu."]
["Note:  when steam is an important input or output, the price should be externally provided and should be based on the specific characteristics of the steam needed or produced. "]
[]
[]
["Table E.  Price Ratios from PNNL Mini-CAM Model"]
[null," Ratio 2050 to 2035 Price"," Ratio 2065 to 2050 Price","Extrapolated Ratio 2070 to 2065 Price","Ratio 2035 to 2020 Price"]
[]
[]
["Coal Delivered to Utilities",1.0439774739816527,1.0284486209328481,1.0094828736442827,{"$f":"F752/E752","v":1.0704312355553662}]
["Wellhead Gas",1.2097805877102306,1.1729343042703535,1.0576447680901178,1.1340871534488071]
["Gas Delivered to Utilities",1.1697889782905726,1.1485262991479412,1.049508766382647,1.1040561955262993]
["Crude Oil Price",1.1587647303602575,1.0854096786599328,1.0284698928866443,1.363594657351775]
["Delivered Diesel",1.1587647303602575,1.0854096786599328,1.0284698928866443,1.3635946573517748]
["Average Electricity",0.99410318905494366,1.0095287120834378,1.0031762373611459,0.97316968165904427]
["Dry Biomass at Farmgate",1.0099752422488564,1.0050974522479115,1.0016991507493038,0.99922998787640482]
["Ethanol",1.0099752422488564,1.0050974522479115,1.0016991507493038,0.99922998787640471]
[]
[null,null,null,null,"From MiniCAM"]
["In Units Consistent with EIA AEO",null,"From AEO","From AEO"]
[null,"Units",2000,2005,2020,2035,2050,2065,2080]
["Coal Delivered to Utilities","$/English ton",25.276500000000002,25.071000000000002,24.427484559,26.147942478000001,27.297862937999998,28.074449492999999,29.9967939]
["Wellhead Gas","$/mcf",3.83,2.88,3.1020351176470586,3.5179781764705877,4.2559817058823528,4.9919869411764699,5.7211905294117642]
["Gas Delivered to Utilities","$/mcf",4.333333333333333,3.2058823529411766,4.0727964705882354,4.4965961764705868,5.2600686470588229,6.0413271764705883,6.8262844117647052]
["Crude Oil Price","$/bbl",28.35,23.27,17.294973600000002,23.583333599999996,27.327535199999996,29.661571199999997]
["Delivered Diesel","$/gallon",1.5176666666666667,1.2925714285714285,0.93587519480519499,1.2761544155844153,1.4787627272727271,1.6050633766233764]
["Average Electricity","c/kWh",6.9,6.4,6.9130361604720001,6.7275571995839982,6.6878860666559987,6.7516130074319989,6.8294477356799987]
["Dry Biomass at Farmgate","$/mmBtu",null,null,3.8637053999999993,3.8607302999999993,3.8992420199999995,3.9191182199999997,4.4580291000000001]
["Ethanol","$/mmBtu",null,null,19.318526999999996,19.303651499999994,19.496210099999995,19.595591099999996,22.290145499999998]
[]
["Biomass delivered (assuming $10/English ton average delivery price)","$/English ton",null,null,76.455732879999985,76.404561159999986,77.066962743999994,77.40883338399999,86.678100520000001]
[null,17.2,"MMBtu/English ton"]
[]
["AEO 2009 High price case"]
["Report #:DOE/EIA-0383(2009)"]
["Release date: March 2009"]
["Next release date, early release: November 2009"]
[]
[" Table   3.  Energy Prices by Sector and Source"]
["                      (2007 dollars per million Btu, unless otherwise noted)"]
[]
[]
[null,null,null,null,null,null,null,null,null,null,null,null,null,null,null,null,null,null,null,null,null,null,null,null,null,null,"2007-"]
[null,"2006","2007","2008","2009","2010","2011","2012","2013","2014","2015","2016","2017","2018","2019","2020","2021","2022","2023","2024","2025","2026","2027","2028","2029","2030","2030"]
[]
[]
[" Residential"]
["   Liquefied Petroleum Gases",23.883546829223601,24.976987838745099,28.3833827972412,22.3542995452881,27.926952362060501,30.764682769775401,33.661342620849602,36.453559875488303,39.494522094726598,41.980697631835902,43.916378021240199,45.360519409179702,46.395816802978501,47.017768859863303,47.646530151367202,48.008190155029297,48.261722564697301,48.628421783447301,48.848987579345703,49.201820373535199,49.638439178466797,49.873706817627003,50.123619079589801,50.456356048583999,50.7625923156738,3.13153266906738E-2]
["   Distillate Fuel Oil",18.464220046997099,19.6639919281006,23.795093536376999,18.337640762329102,20.694063186645501,23.041601181030298,25.2962837219238,27.2604274749756,30.121095657348601,32.154388427734403,33.5627632141113,34.602504730224602,35.554206848144503,36.023918151855497,36.510219573974602,36.482681274414098,36.622692108154297,37.053558349609403,37.097206115722699,37.402278900146499,37.843147277832003,38.237148284912102,38.632442474365199,38.983299255371101,39.194442749023402,3.0443191528320299E-2]
["   Natural Gas",13.7000589370728,12.691158294677701,13.015861511230501,11.686484336853001,12.3283596038818,12.249480247497599,12.273024559021,12.2969045639038,12.4211750030518,12.5907487869263,12.705096244811999,12.9095964431763,13.0879106521606,13.1304607391357,12.9131679534912,12.562335968017599,12.61110496521,12.871636390686,13.125649452209499,13.3413944244385,13.6169128417969,13.8638000488281,14.1467199325562,14.4200448989868,14.611619949340801,6.1453580856323199E-3]
["   Electricity",31.206779479980501,31.187788009643601,32.338191986083999,32.416282653808601,31.140913009643601,31.8760585784912,31.922065734863299,32.300529479980497,32.352581024169901,32.639389038085902,32.894443511962898,33.117340087890597,33.414459228515597,33.629150390625,33.777111053466797,33.604824066162102,33.664745330810497,34.025123596191399,34.538562774658203,35.105255126953097,35.529582977294901,35.8877983093262,36.209835052490199,36.388431549072301,36.494224548339801,6.8550109863281302E-3]
[]
[" Commercial"]
["   Liquefied Petroleum Gases",21.1974983215332,23.041419982910199,23.604557037353501,18.681890487670898,24.74609375,27.568971633911101,30.4514064788818,33.230876922607401,36.258987426757798,38.733001708984403,40.657176971435497,42.090251922607401,43.1152153015137,43.7275390625,44.347579956054702,44.701267242431598,44.947372436523402,45.307144165039098,45.5213012695313,45.867866516113303,46.298439025878899,46.528209686279297,46.772487640380902,47.099220275878899,47.399448394775398,3.1858563423156697E-2]
["   Distillate Fuel Oil",15.0199489593506,16.054103851318398,20.836805343627901,16.0582466125488,18.1372261047363,20.7669353485107,23.078548431396499,25.270603179931602,28.107904434204102,30.082014083862301,31.343215942382798,32.504638671875,33.3633842468262,33.805187225341797,34.229515075683601,34.103286743164098,34.2811889648438,34.681198120117202,34.715034484863303,35.0353393554688,35.459774017333999,35.835098266601598,36.246971130371101,36.616977691650398,36.9903373718262,3.6957502365112298E-2]
["   Residual Fuel",8.8815975189209002,10.2142028808594,13.357634544372599,6.7629709243774396,12.823133468627899,15.3392543792725,17.4722385406494,19.700599670410199,21.254331588745099,22.305961608886701,23.786525726318398,25.024957656860401,25.9401969909668,26.507759094238299,27.019905090331999,27.1827697753906,27.4323539733887,27.776666641235401,28.037864685058601,28.392919540405298,28.7309265136719,28.9971923828125,29.337739944458001,29.677482604980501,29.9862384796143,4.79378700256348E-2]
["   Natural Gas",11.896094322204601,10.9898433685303,11.522585868835399,10.173228263855,10.782675743103001,10.7339086532593,10.799374580383301,10.8246822357178,10.967120170593301,11.158206939697299,11.2802991867065,11.486307144165,11.6717615127563,11.7226161956787,11.525540351867701,11.1890621185303,11.2596950531006,11.5338354110718,11.800594329834,12.0026235580444,12.273542404174799,12.5177307128906,12.805614471435501,13.061990737915,13.243557929992701,8.1434249877929705E-3]
["   Electricity",28.3762531280518,28.073511123657202,29.5588493347168,29.575660705566399,27.526445388793899,27.8994140625,27.624683380126999,27.748167037963899,27.707677841186499,28.011663436889599,28.3554382324219,28.5976047515869,28.930782318115199,29.165691375732401,29.300102233886701,29.014184951782202,29.003173828125,29.329126358032202,29.795009613037099,30.299129486083999,30.6775302886963,31.039953231811499,31.389379501342798,31.541213989257798,31.7004203796387,5.2967071533203099E-3]
[]
[" Industrial 1/"]
["   Liquefied Petroleum Gases",21.0410861968994,23.3795356750488,25.519689559936499,18.770734786987301,23.917289733886701,26.7415580749512,29.674488067626999,32.454425811767599,35.485988616943402,37.9550170898438,39.876785278320298,41.308006286621101,42.332942962646499,42.9459419250488,43.565265655517599,43.919185638427699,44.164951324462898,44.525180816650398,44.739585876464801,45.087501525878899,45.519046783447301,45.747432708740199,45.991909027099602,46.318729400634801,46.6203422546387,3.0462384223937999E-2]
["   Distillate Fuel Oil",15.735449790954601,16.821935653686499,21.808429718017599,16.708997726440401,17.9886360168457,21.028125762939499,23.343002319335898,25.786291122436499,28.5029201507568,30.4483127593994,31.613187789916999,32.863849639892599,33.663894653320298,34.092327117919901,34.4815673828125,34.296230316162102,34.5044975280762,34.907333374023402,34.931465148925803,35.251617431640597,35.650547027587898,36.0166206359863,36.444431304931598,36.830661773681598,37.303695678710902,3.5232901573181201E-2]
["   Residual Fuel Oil",9.2125148773193395,10.494535446166999,13.694963455200201,6.9981408119201696,17.262666702270501,19.511152267456101,21.9067897796631,24.078254699706999,26.237388610839801,27.981674194335898,29.130001068115199,30.3923149108887,31.137657165527301,31.575212478637699,32.042640686035199,31.994066238403299,32.249111175537102,32.508918762207003,32.660282135009801,32.957084655761697,33.298637390136697,33.551937103271499,33.991706848144503,34.317066192627003,34.482418060302699,5.3082466125488302E-2]
["   Natural Gas 2/",7.9563031196594203,7.5151352882385298,8.9608917236328107,6.6214537620544398,7.1234536170959499,7.0705270767211896,7.1530704498290998,7.2213044166564897,7.3800201416015598,7.5896773338317898,7.6845889091491699,7.8647842407226598,8.0319690704345703,8.0643510818481392,7.8568081855773899,7.5151796340942401,7.5926008224487296,7.8076257705688503,8.0573301315307599,8.2859725952148402,8.5280551910400408,8.7343835830688494,8.9821290969848597,9.2285404205322301,9.4173421859741193,9.8584890365600603E-3]
["   Metallurgical Coal",3.6353600025177002,3.6099998950958301,4.0379996299743697,4.5020823478698704,4.3855228424072301,4.3762397766113299,4.3997368812561,4.4189567565918004,4.4347076416015598,4.4522905349731401,4.4603638648986799,4.4635276794433603,4.4729104042053196,4.4708456993103001,4.4873232841491699,4.5196957588195801,4.5735583305358896,4.6242790222168004,4.6478152275085396,4.6480631828308097,4.6606159210205096,4.6456594467163104,4.6185407638549796,4.56589651107788,4.4889969825744602,9.5199346542358398E-3]
["   Other Industrial Coal",2.4029979705810498,2.4299483299255402,2.5571811199188201,2.56162786483765,2.56748747825623,2.60902070999146,2.6235916614532502,2.6379292011261,2.6488504409789999,2.67559719085693,2.6456270217895499,2.6335513591766402,2.63612961769104,2.6347033977508501,2.63350534439087,2.6284878253936799,2.6334505081176802,2.6471104621887198,2.6563882827758798,2.6693737506866499,2.6800231933593799,2.6932156085968,2.7120738029479998,2.7318363189697301,2.7488965988159202,5.3765773773193403E-3]
["   Coal to Liquids","- -","- -",0,0,0,1.41293036937714,1.2184369564056401,1.17754483222961,1.3116322755813601,1.2733211517334,1.2851463556289699,1.28024590015411,1.30277991294861,1.29882299900055,1.29265284538269,1.32939457893372,1.3688597679138199,1.4024136066436801,1.4137438535690301,1.42857146263123,1.43632352352142,1.44281482696533,1.44536685943604,1.4501197338104199,1.4655066728591899,"- -"]
["   Electricity",18.411262512206999,18.634252548217798,20.706560134887699,20.639848709106399,18.9005832672119,18.9754123687744,18.748577117919901,18.7451286315918,18.622827529907202,18.823989868164102,19.081008911132798,19.220748901367202,19.446659088134801,19.608354568481399,19.6959743499756,19.505567550659201,19.549434661865199,19.802045822143601,20.232648849487301,20.693027496337901,21.023696899414102,21.339708328247099,21.629344940185501,21.733781814575199,21.762773513793899,6.7706108093261701E-3]
[]
[" Transportation"]
["   Liquefied Petroleum Gases 3/",22.2963676452637,25.0072422027588,28.459692001342798,22.469375610351602,27.7350177764893,30.574182510376001,33.472511291503899,36.259494781494098,39.291736602783203,41.768077850341797,43.697544097900398,45.127403259277301,46.152801513671903,46.761356353759801,47.381011962890597,47.734935760497997,47.977794647216797,48.333538055419901,48.545326232910199,48.889308929443402,49.317207336425803,49.543441772460902,49.784286499023402,50.108409881591797,50.406246185302699,3.0945181846618701E-2]
["   E85 4/",25.5142211914063,26.671012878418001,33.849239349365199,33.586345672607401,27.6864833831787,30.227962493896499,32.657257080078097,32.785953521728501,32.346141815185497,33.964523315429702,35.691123962402301,37.409137725830099,37.7480278015137,37.745933532714801,36.169681549072301,35.874843597412102,36.162742614746101,36.566848754882798,36.620006561279297,36.971061706542997,37.408500671386697,37.711296081542997,38.137138366699197,38.524795532226598,38.908096313476598,1.65539979934692E-2]
["   Motor Gasoline 5/",21.784559249877901,22.982162475585898,26.493778228759801,18.863723754882798,25.437911987304702,27.775495529174801,29.9758186340332,32.350837707519503,35.054023742675803,37.158294677734403,38.482601165771499,39.982501983642599,40.787757873535199,41.354404449462898,41.681800842285199,41.651054382324197,41.988578796386697,42.463710784912102,42.524349212646499,42.938045501708999,43.455722808837898,43.8155326843262,44.317115783691399,44.772129058837898,45.225753784179702,2.9869914054870599E-2]
["   Jet Fuel 6/",15.2446508407593,16.0964660644531,22.0368041992188,14.6258354187012,18.117679595947301,20.790958404541001,23.098089218139599,25.277437210083001,28.108070373535199,30.063097000122099,31.2007732391357,32.563095092773402,33.216217041015597,33.609565734863303,33.985622406005902,33.9229927062988,34.1160697937012,34.517745971679702,34.4479789733887,34.882648468017599,35.356975555419901,35.6980171203613,36.117191314697301,36.502471923828097,36.943180084228501,3.6781191825866699E-2]
["   Diesel Fuel (distillate fuel oil) 7/",20.2724208831787,20.921422958373999,27.137769699096701,19.170770645141602,22.028490066528299,24.713983535766602,27.011182785034201,29.495634078979499,32.183456420898402,34.083713531494098,35.161376953125,36.449062347412102,37.198707580566399,37.612049102783203,37.951786041259801,37.7472534179688,37.957847595214801,38.353157043457003,38.333263397216797,38.682945251464801,39.052806854247997,39.384151458740199,39.812137603759801,40.192409515380902,40.681694030761697,2.93352603912354E-2]
["   Residual Fuel Oil",8.20648097991943,9.3524312973022496,13.736819267272899,7.9047741889953604,13.998456954956101,16.239332199096701,18.616979598998999,20.834623336791999,23.251203536987301,25.300340652465799,26.520757675170898,27.721658706665,28.4222621917725,28.894708633422901,29.233545303344702,29.354173660278299,29.542749404907202,29.811567306518601,29.883472442626999,30.208297729492202,30.753358840942401,31.1088161468506,31.5337104797363,31.915937423706101,32.455944061279297,5.55877685546875E-2]
["   Natural Gas 8/",16.0437107086182,15.4583129882813,17.019536972045898,14.5970249176025,15.1249084472656,15.054651260376,15.074832916259799,15.052045822143601,15.142041206359901,15.2916584014893,15.3377676010132,15.4715919494629,15.583300590515099,15.570981025695801,15.303962707519499,14.909815788269,14.9584617614746,15.1840562820435,15.399169921875,15.568284988403301,15.7804002761841,15.981484413146999,16.220918655395501,16.434350967407202,16.567071914672901,3.0162334442138698E-3]
["   Electricity",30.389289855956999,30.640342712402301,34.162754058837898,33.815212249755902,30.533897399902301,30.904481887817401,30.761266708373999,30.656822204589801,30.208518981933601,30.091423034668001,30.193696975708001,30.0047798156738,29.991252899169901,30.379962921142599,30.558404922485401,30.327966690063501,30.564914703369102,31.263238906860401,32.143627166747997,32.985675811767599,33.582263946533203,34.167488098144503,34.703441619872997,34.847152709960902,34.984054565429702,5.7690143585205104E-3]
[]
[" Electric Power 9/"]
["   Distillate Fuel Oil",13.773189544677701,14.7723951339722,19.0520629882813,14.607873916626,17.083803176879901,19.3275451660156,21.593971252441399,23.5840148925781,26.404422760009801,28.420751571655298,29.800575256347699,30.8314094543457,31.78662109375,32.266555786132798,32.755008697509801,32.748939514160199,32.898239135742202,33.249435424804702,33.280975341796903,33.615665435791001,34.1393432617188,34.519859313964801,34.915023803710902,35.267223358154297,35.541374206542997,3.8909077644348103E-2]
["   Residual Fuel Oil",8.3781757354736293,8.3772602081298793,13.767860412597701,8.0074138641357404,15.1507024765015,17.445198059081999,19.8086948394775,22.028682708740199,24.317232131958001,26.1839485168457,27.423599243164102,28.603431701660199,29.3214435577393,29.774486541748001,30.1320896148682,30.226545333862301,30.416906356811499,30.663860321044901,30.799253463745099,31.115032196044901,31.5948371887207,31.898286819458001,32.294849395752003,32.6415824890137,33.036785125732401,6.1471939086914097E-2]
["   Natural Gas",7.0546379089355504,7.0191588401794398,9.1784105300903303,6.3232793807983398,6.7862815856933603,6.7554225921630904,6.8966388702392596,6.9007439613342303,7.0371451377868697,7.2394108772277797,7.3461008071899396,7.5131673812866202,7.6775636672973597,7.7008471488952601,7.47206687927246,7.1458010673522896,7.2566452026367196,7.4941387176513699,7.74432277679443,7.9791569709777797,8.1962327957153303,8.3967161178588903,8.6154594421386701,8.8489608764648402,9.0075101852416992,1.09031200408936E-2]
["   Steam Coal",1.7355251312255899,1.78000032901764,1.9430780410766599,1.9159911870956401,1.9215773344039899,1.94381320476532,1.96493256092072,1.9859246015548699,2.01386618614197,2.0425341129303001,2.0265669822692902,2.0264971256256099,2.0284991264343302,2.03088283538818,2.0331871509552002,2.0308041572570801,2.03707003593445,2.0511178970336901,2.0604875087738002,2.07539582252502,2.08802461624146,2.09706377983093,2.11007905006409,2.1255011558532702,2.14128541946411,8.0668926239013707E-3]
[]
[" Average Price to All Users 10/"]
["   Liquefied Petroleum Gases",15.6574239730835,18.532711029052699,19.588813781738299,17.695808410644499,22.89772605896,25.525800704956101,28.135374069213899,30.695905685424801,33.5143013000488,35.840816497802699,37.6836967468262,39.047306060791001,40.043754577636697,40.646400451660199,41.227584838867202,41.557403564453097,41.8039360046387,42.135208129882798,42.369644165039098,42.704635620117202,43.125633239746101,43.351551055908203,43.615390777587898,43.933467864990199,44.235824584960902,3.8550496101379401E-2]
["   E85 4/",25.5142211914063,26.671012878418001,33.849239349365199,33.586345672607401,27.6864833831787,30.227962493896499,32.657257080078097,32.785953521728501,32.346141815185497,33.964523315429702,35.691123962402301,37.409137725830099,37.7480278015137,37.745933532714801,36.169681549072301,35.874843597412102,36.162742614746101,36.566848754882798,36.620006561279297,36.971061706542997,37.408500671386697,37.711296081542997,38.137138366699197,38.524795532226598,38.908096313476598,1.65539979934692E-2]
["   Motor Gasoline 5/",21.648998260498001,22.819190979003899,26.322273254394499,18.9177551269531,25.436496734619102,27.772588729858398,29.973018646240199,32.347999572753899,35.050952911377003,37.155685424804702,38.4801635742188,39.979705810546903,40.785068511962898,41.3517036437988,41.679214477539098,41.648273468017599,41.985744476318402,42.461280822753899,42.522396087646499,42.935802459716797,43.453563690185497,43.8141899108887,44.316211700439503,44.771690368652301,45.225814819335902,3.0188679695129401E-2]
["   Jet Fuel",15.2446508407593,16.0964660644531,22.0368041992188,14.6258354187012,18.117679595947301,20.790958404541001,23.098089218139599,25.277437210083001,28.108070373535199,30.063097000122099,31.2007732391357,32.563095092773402,33.216217041015597,33.609565734863303,33.985622406005902,33.9229927062988,34.1160697937012,34.517745971679702,34.4479789733887,34.882648468017599,35.356975555419901,35.6980171203613,36.117191314697301,36.502471923828097,36.943180084228501,3.6781191825866699E-2]
["   Distillate Fuel Oil",19.1713962554932,19.9431247711182,25.703296661376999,18.5521545410156,20.9619140625,23.6791477203369,26.0628471374512,28.599927902221701,31.3183403015137,33.263851165771499,34.408931732177699,35.652828216552699,36.441574096679702,36.859718322753899,37.242115020752003,37.054904937744098,37.2623291015625,37.674507141113303,37.684783935546903,38.020187377929702,38.413318634033203,38.774890899658203,39.204498291015597,39.593456268310497,40.074676513671903,3.0806779861450199E-2]
["   Residual Fuel Oil",8.4246597290039098,9.2489309310913104,13.7205715179443,7.74660301208496,14.567358970642101,16.791095733642599,19.158735275268601,21.380689620971701,23.7013645172119,25.618089675903299,26.856208801269499,28.053350448608398,28.769941329956101,29.23703956604,29.5975856781006,29.6960258483887,29.894676208496101,30.160924911498999,30.265388488769499,30.587467193603501,31.0885925292969,31.417993545532202,31.8338527679443,32.200790405273402,32.660762786865199,5.6387543678283698E-2]
["   Natural Gas",9.5026035308837908,9.0057582855224592,10.3350286483765,8.2461471557617205,8.7815446853637695,8.7498798370361293,8.8216104507446307,8.8623371124267596,9.0222139358520508,9.1982822418212908,9.3107128143310494,9.4842357635497994,9.6566028594970703,9.6935338973999006,9.4843921661377006,9.1274719238281303,9.1924381256103498,9.4196281433105504,9.6638069152831996,9.8748388290405291,10.1317024230957,10.353573799133301,10.619698524475099,10.875740051269499,11.0649738311768,8.99326801300049E-3]
["   Metallurgical Coal",3.6353600025177002,3.6099998950958301,4.0379996299743697,4.5020823478698704,4.3855228424072301,4.3762397766113299,4.3997368812561,4.4189567565918004,4.4347076416015598,4.4522905349731401,4.4603638648986799,4.4635276794433603,4.4729104042053196,4.4708456993103001,4.4873232841491699,4.5196957588195801,4.5735583305358896,4.6242790222168004,4.6478152275085396,4.6480631828308097,4.6606159210205096,4.6456594467163104,4.6185407638549796,4.56589651107788,4.4889969825744602,9.5199346542358398E-3]
["   Other Coal",1.77764248847961,1.81885325908661,1.9807318449020399,1.95691537857056,1.96047616004944,1.9828474521637001,2.0030708312988299,2.0230474472045898,2.04939866065979,2.0778627395629901,2.0609514713287398,2.0600180625915501,2.0618624687194802,2.0638909339904798,2.06605005264282,2.0636281967163099,2.0698127746582,2.0836849212646502,2.0928261280059801,2.1075301170349099,2.11965775489807,2.12851786613464,2.1413710117340101,2.1563785076141402,2.1716537475585902,7.7377557754516602E-3]
["   Coal to Liquids","- -","- -",0,0,0,1.41293036937714,1.2184369564056401,1.17754483222961,1.3116322755813601,1.2733211517334,1.2851463556289699,1.28024590015411,1.30277991294861,1.29882299900055,1.29265284538269,1.32939457893372,1.3688597679138199,1.4024136066436801,1.4137438535690301,1.42857146263123,1.43632352352142,1.44281482696533,1.44536685943604,1.4501197338104199,1.4655066728591899,"- -"]
["   Electricity",26.6758422851563,26.701194763183601,28.207727432251001,28.274074554443398,26.651882171630898,27.076250076293899,26.8856010437012,27.034772872924801,27.029661178588899,27.3082084655762,27.613113403320298,27.833410263061499,28.1487426757813,28.391799926757798,28.5583095550537,28.353569030761701,28.399204254150401,28.738731384277301,29.230339050293001,29.757205963134801,30.155431747436499,30.516889572143601,30.855388641357401,31.007261276245099,31.1231689453125,6.6850185394287101E-3]
[]
["Non-Renewable Energy Expenditures by Sector"]
["(billion 2007 dollars)"]
[" Residential",231.08920288085901,238.37773132324199,252.94381713867199,239.17680358886699,239.69950866699199,245.75201416015599,249.44010925293,251.653884887695,255.77357482910199,260.52627563476602,265.15460205078102,269.22512817382801,274.38430786132801,278.28405761718801,280.47280883789102,279.25845336914102,282.19268798828102,287.70663452148398,294.26138305664102,299.7646484375,305.77548217773398,311.16711425781301,317.20748901367199,320.85021972656301,324.46701049804699,1.34958028793335E-2]
[" Commercial",170.28286743164099,173.08578491210901,185.76397705078099,178.33143615722699,175.53163146972699,180.70600891113301,182.55152893066401,186.30380249023401,190.25302124023401,195.77976989746099,200.96725463867199,206.10406494140599,211.46237182617199,215.83396911621099,218.91777038574199,219.36863708496099,222.59973144531301,228.27235412597699,234.30972290039099,240.46255493164099,246.24565124511699,251.95404052734401,257.89071655273398,262.67080688476602,267.35046386718801,1.9083023071289101E-2]
[" Industrial",216.12767028808599,226.84164428710901,256.28231811523398,205.24591064453099,215.22320556640599,231.62438964843801,251.65115356445301,268.80010986328102,283.12625122070301,295.85977172851602,303.21740722656301,310.33920288085898,314.45690917968801,315.63778686523398,314.44158935546898,311.38638305664102,313.677490234375,317.87069702148398,322.22720336914102,327.49166870117199,332.22317504882801,336.22024536132801,341.05575561523398,345.55453491210898,349.17462158203102,1.8929958343505901E-2]
[" Transportation",564.63043212890602,596.754638671875,694.30163574218795,484.89761352539102,634.28308105468795,713.26568603515602,779.22229003906295,844.09631347656295,905.84466552734398,934.9755859375,954.39727783203102,974.517578125,987.50305175781295,994.324462890625,995.15118408203102,988.80041503906295,994.07275390625,1004.81390380859,1007.67785644531,1021.18786621094,1038.30029296875,1054.15161132813,1073.83544921875,1093.56530761719,1116.07727050781,2.7594208717346198E-2]
["   Total Non-Renewable Expenditures",1182.13012695313,1235.05981445313,1389.29174804688,1107.65173339844,1264.73742675781,1371.34814453125,1462.86511230469,1550.85412597656,1634.99755859375,1687.14135742188,1723.73657226563,1760.18603515625,1787.806640625,1804.08032226563,1808.9833984375,1798.81384277344,1812.54272460938,1838.66357421875,1858.47619628906,1888.90673828125,1922.54455566406,1953.49304199219,1989.98937988281,2022.64086914063,2057.0693359375,2.2428870201110802E-2]
[" Transportation Renewable Expenditures",3.2134380191564602E-2,4.0766973048448597E-2,3.9758257567882503E-2,2.0912932232022299E-2,6.9471828639507294E-2,8.6778029799461406E-2,0.106363005936146,0.55913984775543202,7.9643964767456099,27.973939895629901,38.499557495117202,49.285560607910199,55.498867034912102,59.983543395996101,63.057430267333999,67.662658691406307,73.058197021484403,78.445304870605497,82.808517456054702,87.534194946289105,92.150848388671903,96.100090026855497,99.981544494628906,103.37892150878901,106.394973754883,0.407824020385742]
["   Total Expenditures",1182.16223144531,1235.1005859375,1389.33154296875,1107.67260742188,1264.80688476563,1371.43493652344,1462.97143554688,1551.41320800781,1642.9619140625,1715.11535644531,1762.23608398438,1809.47155761719,1843.30554199219,1864.06384277344,1872.04077148438,1866.4765625,1885.60095214844,1917.10888671875,1941.28466796875,1976.44091796875,2014.69543457031,2049.59301757813,2089.97094726563,2126.01977539063,2163.46435546875,2.4671554565429701E-2]
[]
[]
["Prices in Nominal Dollars"]
[" Residential"]
["   Liquefied Petroleum Gases",23.257051467895501,24.976987838745099,29.065778732299801,23.2960910797119,29.4280681610107,32.889183044433601,36.6288871765137,40.505104064941399,44.8352661132813,48.719963073730497,52.086635589599602,54.978519439697301,57.4362182617188,59.445770263671903,61.391433715820298,62.804817199707003,63.970870971679702,65.233825683593807,66.208908081054702,67.332000732421903,68.596176147460895,69.652244567871094,70.7481689453125,71.979537963867202,73.22802734375,4.7877073287963902E-2]
["   Distillate Fuel Oil",17.9798793792725,19.6639919281006,24.3671779632568,19.1102085113525,21.806400299072301,24.6327724456787,27.526374816894499,30.2902221679688,34.194293975830099,37.316211700439503,39.8068237304688,41.9394340515137,44.014728546142599,45.545963287353501,47.042560577392599,47.727027893066399,48.543346405029297,49.706432342529297,50.280788421630902,51.184494018554702,52.296066284179702,53.400947570800803,54.528671264648402,55.612415313720703,56.540290832519503,4.6990871429443401E-2]
["   Natural Gas",13.3406887054443,12.691158294677701,13.3287906646729,12.1788377761841,12.9910278320313,13.095386505126999,13.3549995422363,13.6636142730713,14.100858688354499,14.6119728088379,15.068768501281699,15.646878242492701,16.202325820922901,16.6011772155762,16.638313293456999,16.434179306030298,16.716007232666001,17.266981124877901,17.790235519409201,18.257511138916001,18.8174343109131,19.361801147460898,19.9677219390869,20.5712070465088,21.078121185302699,2.2302865982055699E-2]
["   Electricity",30.388185501098601,31.187788009643601,33.115669250488303,33.781986236572301,32.814785003662102,34.077308654785199,34.736278533935497,35.890495300292997,36.7275390625,37.879070281982401,39.014167785644503,40.139362335205099,41.365802764892599,42.518196105957003,43.5210151672363,43.962184906005902,44.622589111328097,45.6438598632813,46.812854766845703,48.041049957275398,49.098915100097699,50.119911193847699,51.109226226806598,51.910655975341797,52.645065307617202,2.3023962974548302E-2]
[]
[" Commercial"]
["   Liquefied Petroleum Gases",20.6414604187012,23.041419982910199,24.172060012817401,19.4689617156982,26.076234817504901,29.4727878570557,33.1359672546387,36.924243927002003,41.162197113037102,44.950904846191399,48.2210884094238,51.014842987060497,53.374961853027301,55.285846710205099,57.140815734863303,58.478668212890597,59.577701568603501,60.778411865234403,61.698631286621101,62.76953125,63.9805717468262,64.980018615722699,66.018135070800795,67.190345764160199,68.376495361328097,4.8429012298583998E-2]
["   Distillate Fuel Oil",14.6259565353394,16.054103851318398,21.337766647338899,16.734783172607401,19.112129211425799,22.201026916503899,25.113124847412099,28.0792446136475,31.9088649749756,34.911155700683601,37.174346923828097,39.3967475891113,41.302574157714801,42.740764617919901,44.103927612304702,44.6142768859863,45.439685821533203,46.523967742919901,47.052040100097699,47.945369720458999,49.002445220947301,50.046310424804702,51.161643981933601,52.236690521240199,53.3607368469238,5.3609848022460903E-2]
["   Residual Fuel",8.64862155914307,10.2142028808594,13.678780555725099,7.0478959083557102,13.512396812439,16.3985290527344,19.012569427490199,21.890174865722699,24.128501892089801,25.886793136596701,28.2118015289307,30.3311157226563,32.112957000732401,33.514438629150398,34.8145141601563,35.560783386230497,36.361560821533203,37.261711120605497,38.001945495605497,38.855312347412102,39.703739166259801,40.496681213378899,41.409446716308601,42.337013244628899,43.256912231445298,6.4766526222229004E-2]
["   Natural Gas",11.5840444564819,10.9898433685303,11.799612998962401,10.6018285751343,11.362260818481399,11.475154876709,11.7514343261719,12.0277652740479,12.4501762390137,12.9494619369507,13.3789005279541,13.921801567077599,14.449187278747599,14.8212032318115,14.8503885269165,14.6376485824585,14.924715995788601,15.472354888916,15.9942817687988,16.425422668456999,16.961009979248001,17.481918334960898,18.074787139892599,18.633848190307599,19.104610443115199,2.43330001831055E-2]
["   Electricity",27.631908416748001,28.073511123657202,30.269506454467798,30.8216876983643,29.006034851074201,29.8260498046875,30.060043334960898,30.832170486450199,31.454517364501999,32.508445739746101,33.630722045898402,34.661285400390597,35.815185546875,36.874931335449197,37.752494812011697,37.956661224365199,38.443679809570298,39.3442993164063,40.383541107177699,41.463935852050803,42.393783569335902,43.349544525146499,44.305282592773402,44.995758056640597,45.729721069335902,2.1440625190734901E-2]
[]
[" Industrial 1/"]
["   Liquefied Petroleum Gases",20.489151000976602,23.3795356750488,26.133235931396499,19.561550140380898,25.202880859375,28.5882358551025,32.290554046630902,36.061496734619098,40.28466796875,44.048030853271499,47.2955131530762,50.066734313964801,52.406539916992202,54.297653198242202,56.132820129394503,57.455539703369098,58.540603637695298,59.729427337646499,60.639110565185497,61.701614379882798,62.903518676757798,63.889602661132798,64.916366577148395,66.076919555664105,67.252586364746094,4.7010421752929701E-2]
["   Distillate Fuel Oil",15.3226890563965,16.821935653686499,22.332750320434599,17.412950515747099,18.955553054809599,22.4802551269531,25.400894165039102,28.652246475219702,32.3572998046875,35.336254119872997,37.494544982910199,39.832122802734403,41.674594879150398,43.103801727294901,44.428688049316399,44.866687774658203,45.735679626464801,46.827323913574197,47.345386505127003,48.241344451904297,49.266075134277301,50.299819946289098,51.440353393554702,52.541526794433601,53.812774658203097,5.1857590675353997E-2]
["   Residual Fuel Oil",8.9708585739135707,10.494535446166999,14.024219512939499,7.2929735183715803,18.1905612945557,20.858524322509801,23.838066101074201,26.7543754577637,29.785404205322301,32.473640441894503,34.549385070800803,36.836536407470703,38.547210693359403,39.921348571777301,41.286190032958999,41.854972839355497,42.746166229247997,43.609909057617202,44.267074584960902,45.101306915283203,46.015933990478501,46.857711791992202,47.978397369384801,48.9557075500488,49.742916107177699,6.9993734359741197E-2]
["   Natural Gas 2/",7.7475991249084499,7.5151352882385298,9.17633056640625,6.9004168510437003,7.5063500404357901,7.5587930679321298,7.7836766242981001,8.0238990783691406,8.3780012130737305,8.8080673217773402,9.1142396926879901,9.5323905944824201,9.9432659149169904,10.195965766906699,10.1233129501343,9.8314371109008807,10.063985824585,10.473736763000501,10.920739173889199,11.339237213134799,11.7850589752197,12.198199272155801,12.6780385971069,13.1651611328125,13.585069656372101,2.6075601577758799E-2]
["   Metallurgical Coal",3.53999996185303,3.6099998950958301,4.1350817680358896,4.6917557716369602,4.6212515830993697,4.6784477233886701,4.7876124382018999,4.9100909233093297,5.03440189361572,5.1670279502868697,5.2901754379272496,5.4099502563476598,5.5372896194457999,5.6526045799255398,5.7818107604980504,5.9127135276794398,6.0622472763061497,6.2033557891845703,6.2995529174804696,6.3608093261718803,6.4405817985534703,6.4879999160766602,6.5189485549926802,6.51357221603394,6.4756422042846697,2.57315635681152E-2]
["   Other Industrial Coal",2.3399641513824498,2.4299483299255402,2.6186611652374299,2.6695497035980198,2.70549392700195,2.7891905307769802,2.8548843860626198,2.9311156272888201,3.00704789161682,3.1051175594329798,3.1378228664398198,3.19195532798767,3.2634260654449498,3.3311228752136199,3.39320969581604,3.4386153221130402,3.4906363487243701,3.5510332584381099,3.60041379928589,3.6530005931854199,3.7035679817199698,3.7612707614898699,3.82802057266235,3.89715647697449,3.9654450416564901,2.1521687507629401E-2]
["   Coal to Liquids","- -","- -",0,0,0,1.5105023384094201,1.3258528709411599,1.3084201812744101,1.4890010356903101,1.4777305126190201,1.52423667907715,1.55170238018036,1.6127909421920801,1.64213514328003,1.6655528545379601,1.7391279935836801,1.8144223690032999,1.881303191185,1.91615927219391,1.9549800157546999,1.98487901687622,2.0149953365325901,2.0400972366332999,2.06869769096375,2.1140794754028298,"- -"]
["   Electricity",17.9283123016357,18.634252548217798,21.204389572143601,21.5094089508057,19.916519165039102,20.2857875823975,20.401430130004901,20.8285102844238,21.1411457061768,21.845851898193398,22.630865097045898,23.2962131500244,24.0742092132568,24.791343688964801,25.377799987793001,25.517387390136701,25.912757873535199,26.5639553070068,27.422914505004901,28.318119049072301,29.052991867065401,29.802448272705099,30.529249191284201,31.004766464233398,31.394081115722699,2.29382514953613E-2]
[]
[" Transportation"]
["   Liquefied Petroleum Gases 3/",21.711505889892599,25.0072422027588,29.143922805786101,23.416013717651399,29.225816726684599,32.6855278015137,36.423408508300803,40.289470672607401,44.605060577392599,48.473209381103501,51.827091217041001,54.695976257324197,57.1353759765625,59.121578216552699,61.049320220947301,62.447345733642599,63.594524383544901,64.838249206542997,65.797332763671903,66.904335021972699,68.152259826660199,69.191001892089801,70.269203186035199,71.483169555664105,72.713973999023395,4.7500967979431201E-2]
["   E85 4/",24.84494972229,26.671012878418001,34.663047790527301,35.0013427734375,29.174674987793001,32.315399169921903,35.536281585693402,36.4298706054688,36.720230102539098,39.4169311523438,42.331146240234403,45.341171264648402,46.730594635009801,47.723148345947301,46.603786468505902,46.931846618652301,47.933681488037102,49.053524017333999,49.634002685546903,50.5943794250488,51.695419311523402,52.666557312011697,53.829563140869098,54.958328247070298,56.1272163391113,3.2878637313842801E-2]
["   Motor Gasoline 5/",21.213121414184599,22.982162475585898,27.130744934081999,19.658454895019499,26.805238723754901,29.6935729980469,32.618450164794901,35.946395874023402,39.7942924499512,43.123409271240199,45.641952514648402,48.460178375244098,50.493659973144503,52.285430908203097,53.706020355224602,54.488346099853501,55.6558227539063,56.964015960693402,57.636627197265597,58.7601127624512,60.052177429199197,61.191566467285199,62.552440643310497,63.8705863952637,65.240806579589801,4.6408414840698201E-2]
["   Jet Fuel 6/",14.844763755798301,16.0964660644531,22.566616058349599,15.2420244216919,19.09153175354,22.226709365844702,25.1343898773193,28.086837768554702,31.909053802490199,34.889202117919901,37.005405426025398,39.467597961425803,41.120388031005902,42.493434906005902,43.789676666259801,44.378414154052699,45.220821380615199,46.304702758789098,46.690078735351598,47.736415863037102,48.860385894775398,49.854866027832003,50.978462219238303,52.073341369628899,53.292709350585902,5.3430676460266099E-2]
["   Diesel Fuel (distillate fuel oil) 7/",19.740650177001999,20.921422958373999,27.790218353271499,19.978439331054702,23.2125549316406,26.4206447601318,29.3924560546875,32.773857116699197,36.535545349121101,39.555255889892599,41.702842712402301,44.177524566650398,46.0505561828613,47.553874969482401,48.899986267089801,49.381351470947301,50.3130912780762,51.4498100280762,51.9561157226563,52.937068939208999,53.967716217041001,55.002819061279297,56.193782806396499,57.337295532226598,58.685737609863303,4.5865178108215297E-2]
["   Residual Fuel Oil",7.9912142753601101,9.3524312973022496,14.067081451416,8.2378034591674805,14.7508955001831,17.360763549804702,20.2582302093506,23.1502380371094,26.3954048156738,29.3618679046631,31.454713821411101,33.599609375,35.185657501220703,36.532318115234403,37.666736602783203,38.401439666747997,39.158885955810497,39.991481781005902,40.503440856933601,41.339633941650398,42.498569488525398,43.445716857910199,44.508998870849602,45.530326843261697,46.819606781005902,7.2539210319519001E-2]
["   Natural Gas 8/",15.6228637695313,15.4583129882813,17.4287223815918,15.2119998931885,15.9378957748413,16.094272613525401,16.403812408447301,16.724969863891602,17.189661026001001,17.746465682983398,18.191225051879901,18.7521057128906,19.291521072387699,19.686790466308601,19.718795776367202,19.5051784515381,19.827426910400401,20.369035720825199,20.871717453002901,21.304979324340799,21.807193756103501,22.319299697876001,22.895399093627901,23.444755554199201,23.898975372314499,1.91235542297363E-2]
["   Electricity",29.592140197753899,30.640342712402301,34.984100341796903,35.239852905273402,32.175140380859403,33.0386352539063,33.47314453125,34.064102172851598,34.293540954589801,34.922073364257798,35.810970306396499,36.366832733154297,37.128005981445298,38.410163879394503,39.373786926269503,39.675365447997997,40.513767242431598,41.9388618469238,43.566810607910199,45.140434265136697,46.407882690429702,47.717372894287102,48.982990264892599,49.711910247802699,50.466556549072301,2.1920561790466302E-2]
[]
[" Electric Power 9/"]
["   Distillate Fuel Oil",13.411901473999,14.7723951339722,19.510114669799801,15.2233066558838,18.0020847320557,20.662237167358398,23.4976692199707,26.205204010009801,29.975025177001999,32.983203887939503,35.344711303710902,37.368736267089801,39.350601196289098,40.795433044433601,42.204059600830099,42.842506408691399,43.6065864562988,44.603294372558601,45.108348846435497,46.002567291259801,47.177719116210902,48.209484100341797,49.2816352844238,50.311172485351598,51.270523071289098,5.5592775344848598E-2]
["   Residual Fuel Oil",8.1584053039550799,8.3772602081298793,14.098869323730501,8.3447675704956108,15.9650764465332,18.64990234375,21.555006027221701,24.477008819580099,27.6055908203125,30.387323379516602,32.525520324707003,34.668350219726598,36.2988090515137,37.644645690917997,38.824489593505902,39.542682647705099,40.317581176757798,41.134811401367202,41.744674682617202,42.580486297607401,43.661422729492202,44.548267364502003,45.583328247070298,46.565509796142599,47.657505035400398,7.8517913818359403E-2]
["   Natural Gas",6.8695855140686,7.0191588401794398,9.3990793228149396,6.5896801948547399,7.1510548591613796,7.2219285964965803,7.50463819503784,7.6677107810974103,7.9887604713439897,8.4015712738037092,8.7127790451049805,9.1062192916870099,9.5045261383056605,9.7363777160644496,9.6275825500488299,9.3482122421264595,9.6186761856079102,10.053201675415,10.4964952468872,10.919364929199199,11.3265085220337,11.7266225814819,12.160493850708001,12.623664855956999,12.993863105773899,2.71370410919189E-2]
["   Steam Coal",1.6900000572204601,1.78000032901764,1.9897937774658201,1.9967122077941899,2.0248651504516602,2.07804608345032,2.1381585597991899,2.2066454887390101,2.2861962318420401,2.3704271316528298,2.4035921096801802,2.4561846256256099,2.5112030506134002,2.5676970481872599,2.6197137832641602,2.6567192077636701,2.70013451576233,2.7515239715576199,2.79274225234985,2.8401501178741499,2.8854753971099898,2.9287014007568399,2.97832083702087,3.03217673301697,3.0889301300048801,2.4255156517028802E-2]
[]
[" Average Price to All Users 10/"]
["   Liquefied Petroleum Gases",15.2467098236084,18.532711029052699,20.059770584106399,18.4413356781006,24.128513336181602,27.2885227203369,30.6157550811768,34.107528686523402,38.046356201171903,41.594432830810497,44.694419860839801,47.326686859130902,49.5726127624512,51.390285491943402,53.120773315429702,54.365833282470703,55.411079406738303,56.523338317871101,57.4269409179688,58.440696716308601,59.596019744872997,60.543582916259801,61.561973571777301,62.674179077148402,63.812778472900398,5.5228352546691901E-2]
["   E85 4/",24.84494972229,26.671012878418001,34.663047790527301,35.0013427734375,29.174674987793001,32.315399169921903,35.536281585693402,36.4298706054688,36.720230102539098,39.4169311523438,42.331146240234403,45.341171264648402,46.730594635009801,47.723148345947301,46.603786468505902,46.931846618652301,47.933681488037102,49.053524017333999,49.634002685546903,50.5943794250488,51.695419311523402,52.666557312011697,53.829563140869098,54.958328247070298,56.1272163391113,3.2878637313842801E-2]
["   Motor Gasoline 5/",21.081117630004901,22.819190979003899,26.955116271972699,19.714763641357401,26.803747177123999,29.690465927123999,32.615406036377003,35.943241119384801,39.790805816650398,43.1203804016113,45.639060974121101,48.456787109375,50.490329742431598,52.282016754150398,53.702690124511697,54.484706878662102,55.652065277099602,56.960758209228501,57.633979797363303,58.757045745849602,60.0491943359375,61.189689636230497,62.551162719726598,63.869960784912102,65.240898132324205,4.6732306480407701E-2]
["   Jet Fuel",14.844763755798301,16.0964660644531,22.566616058349599,15.2420244216919,19.09153175354,22.226709365844702,25.1343898773193,28.086837768554702,31.909053802490199,34.889202117919901,37.005405426025398,39.467597961425803,41.120388031005902,42.493434906005902,43.789676666259801,44.378414154052699,45.220821380615199,46.304702758789098,46.690078735351598,47.736415863037102,48.860385894775398,49.854866027832003,50.978462219238303,52.073341369628899,53.292709350585902,5.3430676460266099E-2]
["   Distillate Fuel Oil",18.668506622314499,19.9431247711182,26.3212585449219,19.3337593078613,22.088649749755898,25.314346313476602,28.360517501831101,31.778598785400401,35.553440093994098,38.6037788391113,40.810413360595703,43.2124633789063,45.113254547119098,46.602684020996101,47.985591888427699,48.475616455078097,49.391181945800803,50.539421081542997,51.077178955078097,52.030094146728501,53.083995819091797,54.151943206787102,55.336112976074197,56.4828491210938,57.8100776672363,4.7360301017761203E-2]
["   Residual Fuel Oil",8.2036705017089808,9.2489309310913104,14.050442695617701,8.0729684829711896,15.3503770828247,17.950630187988299,20.8477458953857,23.756994247436499,26.906440734863299,29.730625152587901,31.8525714874268,34.001632690429702,35.6160697937012,36.965137481689503,38.135795593261697,38.8486518859863,39.6253662109375,40.460136413574197,41.021083831787102,41.8585205078125,42.961837768554702,43.8775024414063,44.932643890380902,45.936691284179702,47.115070343017599,7.3351860046386705E-2]
["   Natural Gas",9.2533378601074201,9.0057582855224592,10.5835046768188,8.5935592651367205,9.2535657882690394,9.3541154861450195,9.5993127822875994,9.8473205566406303,10.2422647476196,10.6749057769775,11.042889595031699,11.495222091674799,11.954499244689901,12.2557830810547,12.220417022705099,11.9406547546387,12.184568405151399,12.6361980438232,13.0981245040894,13.513578414916999,14.0011653900146,14.459515571594199,14.989423751831101,15.515007019043001,15.961875915527299,2.51965522766113E-2]
["   Metallurgical Coal",3.53999996185303,3.6099998950958301,4.1350817680358896,4.6917557716369602,4.6212515830993697,4.6784477233886701,4.7876124382018999,4.9100909233093297,5.03440189361572,5.1670279502868697,5.2901754379272496,5.4099502563476598,5.5372896194457999,5.6526045799255398,5.7818107604980504,5.9127135276794398,6.0622472763061497,6.2033557891845703,6.2995529174804696,6.3608093261718803,6.4405817985534703,6.4879999160766602,6.5189485549926802,6.51357221603394,6.4756422042846697,2.57315635681152E-2]
["   Other Coal",1.73101270198822,1.81885325908661,2.02835273742676,2.0393605232238801,2.0658547878265399,2.1197760105133101,2.17965912818909,2.2478942871093799,2.3265335559845002,2.41142725944519,2.4443736076354998,2.4968132972717298,2.5525057315826398,2.6094300746917698,2.6620569229125999,2.6996600627899201,2.7435350418090798,2.7952117919921902,2.8365733623504599,2.8841254711151101,2.9291899204254199,2.9726293087005602,3.0224885940551802,3.0762255191803001,3.1327383518218999,2.3920774459838898E-2]
["   Coal to Liquids","- -","- -",0,0,0,1.5105023384094201,1.3258528709411599,1.3084201812744101,1.4890010356903101,1.4777305126190201,1.52423667907715,1.55170238018036,1.6127909421920801,1.64213514328003,1.6655528545379601,1.7391279935836801,1.8144223690032999,1.881303191185,1.91615927219391,1.9549800157546999,1.98487901687622,2.0149953365325901,2.0400972366332999,2.06869769096375,2.1140794754028298,"- -"]
["   Electricity",25.976100921630898,26.701194763183601,28.885900497436499,29.465267181396499,28.0844612121582,28.946041107177699,29.255804061889599,30.039487838745099,30.684814453125,31.692062377929702,32.750293731689503,33.735057830810497,34.847049713134801,35.896480560302699,36.796710968017599,37.092437744140597,37.643119812011697,38.552295684814503,39.618198394775398,40.722320556640597,41.672286987304702,42.619045257568402,43.551567077636697,44.234035491943402,44.897003173828097,2.2851228713989299E-2]
[]
["Non-Renewable Energy Expenditures by Sector"]
["(billion nominal dollars)"]
[" Residential",225.02744706750701,238.37773132324199,259.02512631031902,249.25337512780601,252.583736500312,262.72278901234898,271.43045070142699,279.62336448741098,290.36118712182201,302.34922046937697,314.484301838607,326.31017799182001,339.67713347638499,351.841652659175,361.38263928723802,365.32884829527302,374.04615460167003,385.95134111753299,398.835809936602,410.22373705988099,422.55616886606703,434.56743167122602,447.73002080536401,457.71538257287102,468.062769957282,2.9771340183983201E-2]
[" Commercial",165.816137057829,173.08578491210901,190.230139498157,185.844578933267,184.96673437998101,193.184934067249,198.64505320450101,207.01010076743199,215.98045512613399,227.20879369248601,238.355458583971,249.80526361731199,261.78221655566898,272.88440826998601,282.07041522732101,286.98036020566298,295.05574420107399,306.22172255954098,317.57856616547701,329.069649877649,340.29091622717101,351.87208183072499,364.00595788799001,374.718362251543,385.668787945372,3.54482424126734E-2]
[" Industrial",210.45837399270499,226.84164428710901,262.44389197505598,213.892966172706,226.79179338269401,247.619560147584,273.83641803280398,298.67526634090802,321.41269661935701,343.35489244766001,359.62835975479601,376.14186022230598,389.28546003433701,399.06892807031301,405.15061668110599,407.35894410523099,415.77923171469001,426.41568562175598,436.74010603899097,448.16777725737001,459.10467071246399,469.55594536729899,481.39122134917898,492.95782400236197,503.70495393538602,3.5292797975979E-2]
[" Transportation",549.81947704453,596.754638671875,710.99412877519103,505.32645703543398,668.37680019736001,762.52132045534597,847.91759438910901,937.91141444555603,1028.33974387788,1085.06959183805,1131.9545626373499,1181.14904998321,1222.4904861899099,1257.1498536367301,1282.2289721541099,1293.5591115037901,1317.64254291509,1347.93302348928,1365.7857849230099,1397.4813404476599,1434.8442550222801,1472.1991410293999,1515.6904697150001,1560.0477492924799,1610.00718661163,4.4096217008691797E-2]
["   Total Non-Renewable Expenditures",1151.1213905869799,1235.05981445313,1422.6932865587301,1154.31734546592,1332.71906446034,1466.04865262005,1591.82954953581,1723.220162996,1856.09413471179,1957.9824453226099,2044.42271900984,2133.4064257913801,2213.2352962563,2280.9449005124402,2330.8327023315501,2353.2272042248301,2402.5237543345802,2466.5217523188298,2518.9403084269702,2584.9425046425499,2656.7959475688699,2728.1946425186502,2808.81762668277,2885.4393181192499,2967.4436544262699,3.8847823819442302E-2]
[" Transportation Renewable Expenditures",3.1291455626044802E-2,4.0766973048448597E-2,4.0714130927948497E-2,2.1793998683964599E-2,7.3206049344282806E-2,9.2770617127286306E-2,0.115739841221496,0.62128413204559196,9.0414016273646407,32.464667528422702,45.662064193132402,59.735806102059101,68.705445338854702,75.838728317784501,81.248020694409604,88.517002347113603,96.838574567007299,105.232438138034,112.23695677008899,119.789323919834,127.344773281206,134.21074205079,141.121318213276,147.47729532082599,153.48101506159901,0.43043202909376699]
["   Total Expenditures",1151.1526529385901,1235.1005859375,1422.73403823545,1154.33909891658,1332.7922559459801,1466.1414381637601,1591.9452461077601,1723.8413828856601,1865.13548978575,1990.4471814707699,2090.0847289103099,2193.14218565799,2281.9407840971799,2356.78359989211,2412.0806492987499,2441.7442864187801,2499.3623693526101,2571.7542006915,2631.1772031527198,2704.7318076809502,2784.14076302281,2862.4052247444101,2949.93897720213,3032.91659167235,3120.92473552298,4.1126546811574502E-2]
[]
[]
[]
["   1/ Includes energy for combined heat and power plants, except those whose primary business is to sell electricity, or electricity and heat, to the public."]
["   2/ Excludes use for lease and plant fuel."]
["   3/ Includes Federal and State taxes while excluding county and local taxes."]
["   4/ E85 refers to a blend of 85 percent ethanol (renewable) and 15 percent motor gasoline (nonrenewable).  To address cold starting issues, the percentage of ethanol varies"]
["seasonally.  The annual average ethanol content of 74 percent is used for this forecast."]
["   5/ Sales weighted-average price for all grades.  Includes Federal, State, and local taxes."]
["   6/ Kerosene-type jet fuel.  Includes Federal and State taxes while excluding county and local taxes."]
["   7/ Diesel fuel for on-road use.  Includes Federal and State taxes while excluding county and local taxes."]
["   8/ Compressed natural gas used as a vehicle fuel.  Includes estimated motor vehicle fuel taxes and estimated dispensing costs or charges."]
["   9/ Includes electricity-only and combined heat and power plants whose primary business is to sell electricity, or electricity and heat, to the public."]
["   10/ Weighted averages of end-use fuel prices are derived from the prices shown in each sector and the corresponding sectoral consumption."]
["   Btu = British thermal unit."]
["   - - = Not applicable."]
["   Note:  Data for 2006 and 2007 are model results and may differ slightly from official EIA data reports."]
["   Sources:  2006 and 2007 prices for motor gasoline, distillate fuel oil, and jet fuel are based on prices in the Energy Information Administration (EIA), Petroleum Marketing Annual"]
["2007, DOE/EIA-0487(2007) (Washington, DC, August 2008).  2006 residential and commercial natural gas delivered prices:  EIA, Natural Gas Annual 2006, DOE/EIA-0131(2006)"]
["(Washington, DC, October, 2007).  2007 residential and commercial natural gas delivered prices:  EIA, Natural Gas Monthly, DOE/EIA-0130(2008/04) (Washington, DC, April 2008)."]
["2006 and 2007 industrial natural gas delivered prices are estimated based on:  EIA, Manufacturing Energy Consumption Survey 1994 and industrial and wellhead prices from the"]
["Natural Gas Annual 2006, DOE/EIA-0131(2006) (Washington, DC, October, 2007) and the Natural Gas Monthly, DOE/EIA-0130(2008/04) (Washington, DC, April 2008).  2006"]
["transportation sector natural gas delivered prices are based on:  EIA, Natural Gas Annual 2006, DOE/EIA-0131(2006) (Washington, DC, October, 2007) and estimated State taxes,"]
["Federal taxes, and dispensing costs or charges.  2007 transportation sector natural gas delivered prices are model results.  2006 and 2007 electric power sector natural gas prices:"]
["EIA, Electric Power Monthly, April 2007 and April 2008, Table 4.13.B.  2006 and 2007 coal prices based on:  EIA, Quarterly Coal Report, October-December 2007,"]
["DOE/EIA-0121(2007/4Q) (Washington, DC, March 2008) and EIA, AEO2009 National Energy Modeling System run aeo2009.d120908a.  2006 and 2007 electricity prices:  EIA, Annual"]
["Energy Review 2007, DOE/EIA-0384(2007) (Washington, DC, June 2008).  2006 and 2007 E85 prices derived from monthly prices in the Clean Cities Alternative Fuel Price Report."]
["Projections:  EIA, AEO2009 National Energy Modeling System run hp2009.d121108a."]

{"sheet":"HyARC Physical Property Data","index":14,"n_rows":524,"n_cols":21,"rows_kept":524,"cut":false,"hidden":false,"merged":[[51,0,51,10],[50,0,50,10],[90,3,90,4],[58,0,58,10],[1,0,1,10],[2,0,2,10],[3,2,3,4],[3,6,3,8],[55,0,55,10],[56,0,56,10],[91,10,91,11],[90,0,90,1],[57,0,57,10],[52,0,52,10],[133,2,133,4],[133,5,133,7],[53,0,53,10],[90,6,90,7],[91,3,91,4],[54,0,54,10],[60,0,60,10],[61,0,61,10],[90,10,90,11]]}
["HyARC Energy Constants and Assumptions"]
["Hydrogen Analysis Resource Center:  Lower and Higher Heating Values of Hydrogen and Fuels"]
[]
["Fuels",null,"Lower Heating Value (LHV) [1]",null,null,null,"Higher Heating Value (HHV) [1]",null,null,null,"Density",null,null,null,"HHV/LHV Ratios for Price Tables (HHV values from EIA, LHV values from GREET)"]
["Gaseous Fuels @ 32 F and 1 atm",null,"Btu/ft3 [2]","Btu/lb [3]","MJ/kg [4]",null,"Btu/ft3 [2]","Btu/lb [3]","MJ/kg [4]",null,"grams/ft3",null,null,null,null,null,null,2005,2007,2005,2007]
["Natural gas",null,983,{"$f":"C6/$K6*453.59","v":20267.225909090906},{"$f":"D6*1.05506/1000*2.2046","v":47.141269049911173},null,1089,{"$f":"G6/$K6*453.59","v":22452.704999999998},{"$f":"H6*1.05506/1000*2.2046","v":52.224661236371581},null,22,null,null,null,"Feedstock","Units","LHV","HHV","HHV","HHV/LHV","HHV/LHV"]
["Hydrogen",null,290,{"$f":"C7/K7*453.59","v":51682.028917177428},{"$f":"D7*1.05506/1000*2.2046","v":120.21163829516094},null,343,{"$f":"G7/$K7*453.59","v":61127.365236523648},{"$f":"H7*1.05506/1000*2.2046","v":142.1813515008283},null,2.5451999999999999,null,null,null,"Commercial Natural Gas_metric","Btu/scf",930,1027,1030,{"$f":"R7/Q7","v":1.1043010752688172},{"$f":"S7/Q7","v":1.10752688172043}]
["Still gas (in refineries)",null,1458,20162.628658536585,46.897977385211739,null,1584,21905.078048780488,50.950889011094226,null,32.799999999999997,null,null,null,"Industrial Natural Gas_metric","Btu/scf",930,1027,1030,{"$f":"R8/Q8","v":1.1043010752688172},{"$f":"S8/Q8","v":1.10752688172043}]
["Liquid Fuels",null,"Btu/gal [2]","Btu/lb [3]","MJ/kg [4]",null,"Btu/gal [2]","Btu/lb [3]","MJ/kg [4]",null,"grams/gal",null,null,null,"Electric Utility Natural Gas_metric","Btu/scf",930,1027,1030,{"$f":"R9/Q9","v":1.1043010752688172},{"$f":"S9/Q9","v":1.10752688172043}]
["Crude oil",null,129670,18351.642839313572,42.685651034654214,null,138350,19580.086271450855,45.542992370204438,null,3205,null,null,null,"Commercial Electricity_metric",null,null,null,null,1,1]
["Conventional gasoline",null,116090,18679.412238382403,43.448037830811678,null,124340,20006.874991131608,46.535696648144757,null,2819,null,null,null,"Industrial Electricity_metric",null,null,null,null,1,1]
["Reformulated or low-sulfur gasoline",null,113601.50975397152,18210.67343395916,42.357758273433376,null,121848.38036482914,19532.672304147527,45.432708180380153,null,2829.5773353012783,null,null,null,"Electric Utility Steam Coal_metric","Btu/short ton",19546300,20754000,20231000,{"$f":"R12/Q12","v":1.0617866296946226},{"$f":"S12/Q12","v":1.0350296475547802}]
["CA reformulated gasoline",null,113927.15396104372,18271.813278014368,42.499968650482714,null,122174.43408423416,19594.524828536756,45.576576241392928,null,2828.193183616288,null,null,null,"Retail Diesel_metric","Btu/gallon",128450,{"$f":"5825000/42","v":138690.47619047618},{"$f":"5799000/42","v":138071.42857142858},{"$f":"R13/Q13","v":1.0797234425105191},{"$f":"S13/Q13","v":1.0749040760718458}]
["U.S. conventional diesel",null,128450,18397.106251973477,42.791398263097854,null,137380,19676.095421534574,45.766308239660439,null,3167,null,null,null,"E85 Ethanol_metric","Btu/gallon",86668,94706,94854,{"$f":"R14/Q14","v":1.0927447270041999},{"$f":"S14/Q14","v":1.0944523930401071}]
["Low-sulfur diesel",null,129487.84757606639,18320.147467881456,42.612393264440954,null,138490,19593.786369307545,45.574858596098856,null,3206,null,null,null,"Methanol_metric","Btu/gallon",null,null,null,{"$f":"$I$19/$E$19","v":1.1388646288209607},{"$f":"$I$19/$E$19","v":1.1388646288209607}]
["Petroleum naphtha",null,116920,19320.124881602911,44.938326005089621,null,125080,20668.501712204008,48.074630659567319,null,2745,null,null,null,"Retail Gasoline_metric","Btu/gallon",116090,{"$f":"5194000/42","v":123666.66666666667},{"$f":"5218000/42","v":124238.09523809524},{"$f":"R16/Q16","v":1.0652654549631033},{"$f":"S16/Q16","v":1.0701877443198831}]
["NG-based FT naphtha",null,111520,19081.236061863448,44.382674127774621,null,119740,20487.69015465862,47.654065638986118,null,2651,null,null,null,"Woody Biomass_metric","Btu/short ton",16811000,17200000,17200000,{"$f":"R17/Q17","v":1.0231396109690083},{"$f":"S17/Q17","v":1.0231396109690083}]
["Residual oil",null,140352.52220119376,16967.617416108602,39.466428278669781,null,150110,18147.226785714287,42.210182303804245,null,3752,null,null,null,"Steam_metric","GJ/kg",2.8300000000000001E-3,null,null,1,1]
["Methanol",null,57250,8638.7317032601459,20.093562745097504,null,65200,9838.345974717231,22.883847877386152,null,3006]
["Ethanol",null,76330,11587.19032797858,26.95163409308779,null,84530,12831.982161981257,29.847001570663057,null,2988]
["Butanol",null,99837,14774.898802610114,34.366197069261162,null,108458,16050.722420880913,37.33374402013208,null,3065]
["Acetone",null,83127,12721.179463562754,29.589276125600549,null,89511,13698.142540485829,31.861677857719279,null,2964]
["E-Diesel Additives",null,116090,18679.412238382403,43.448037830811678,null,124340,20006.874991131608,46.535696648144757,null,2819]
["Liquefied petroleum gas (LPG)",null,84950,20037.686167446696,46.607362990589891,null,91410,21561.446645865835,50.151607427543532,null,1923]
["Liquefied natural gas (LNG)",null,74720,20908.23244910549,48.632240823804793,null,84820,23734.425539790249,55.205924339870478,null,1621]
["Dimethyl ether (DME)",null,68930,12416.981215250198,28.881715479040551,null,75610,13620.3097299444,31.680639886410216,null,2518]
["Dimethoxy methane (DMM)",null,72200,10061.197542242702,23.402197342183918,null,79196.89540113158,11036.227276497471,25.670102147722705,null,3255]
["Methyl ester (biodiesel, BD)",null,119550,16134.09238321928,37.527661324991804,null,127960,17269.079559654863,40.167624785829787,null,3361]
["Fischer-Tropsch diesel (FTD)",null,123670,18593.130692741131,43.247348226059557,null,130030,19549.323069274113,45.471437614898726,null,3017]
["Renewable Diesel I (SuperCetane)",null,117059,18729.027093474426,43.563441253226593,null,125294,20046.598045855379,46.628091888549989,null,2835]
["Renewable Diesel II (UOP-HDO)",null,122887,18907.840681818183,43.979359026862895,null,130817,20127.979318181817,46.817383529723436,null,2948]
["Renewable Gasoline",null,115983,18589.656879858656,43.23926818844334,null,124230,19911.479045936394,46.313807084230582,null,2830]
["Liquid Hydrogen",null,30500,51621.249999999993,120.070267428715,null,36020,60963.849999999991,141.80101746827262,null,268]
["Methyl tertiary butyl ether (MTBE)",null,93540,15093.848665955175,35.108069755183983,null,101130,16318.59007470651,37.95680023884708,null,2811]
["Ethyl tertiary butyl ether (ETBE)",null,96720,15612.535516014234,36.314527731276172,null,104530,16873.225160142349,39.246873281123854,null,2810]
["Tertiary amyl methyl ether (TAME)",null,100480,15645.974322004806,36.392305901657274,null,108570,16905.687023686918,39.322379097760042,null,2913]
["Butane",null,94970,19465.631405332126,45.27677203684572,null,103220,21156.601807501127,49.209944294442614,null,2213]
["Isobutane",null,90060,19287.212181303115,44.861771548798892,null,98560,21107.568649669498,49.095893891290459,null,2118]
["Isobutylene",null,95720,19271.031868619615,44.824136379735997,null,103010,20738.706569019083,48.237926122822877,null,2253]
["Propane",null,84250,19903.623697916668,46.295535660398848,null,91420,21597.498854166668,50.235464333218552,null,1920]
["Solid Fuels",null,"Btu/ton [2]","Btu/lb [5]","MJ/kg [4]",null,"Btu/ton [2]","Btu/lb [5]","MJ/kg [4]"]
["Coal (wet basis) [6]",null,19546300,{"$f":"C42/2000","v":9773.15},{"$f":"D42*1.05506/1000*2.2046","v":22.7322030001394},null,20608570,{"$f":"G42/2000","v":10304.285},{"$f":"H42*1.05506/1000*2.2046","v":23.967615189707661}]
["Bituminous coal (wet basis) [7]",null,22460600,11230.3,26.121512445062798,null,23445900,{"$f":"G43/2000","v":11722.95},27.267409091284208]
["Coking coal (wet basis)",null,24600497.144575384,12300.248572287692,28.610197070281195,null,25679670,12839.834999999999,29.865267156269461]
["Farmed trees (dry basis)",null,16811000,8405.5,19.551069237418005,null,17703170,8851.5849999999991,20.588656379262464]
["Herbaceous biomass (dry basis)",null,14797554.763920812,7398.7773819604063,17.209447250841734,null,15582870,7791.4350000000004,18.122763088911064]
["Corn stover (dry basis)",null,14075990,7037.9949999999999,16.370272742561625,null,14974460,7487.23,17.415186738025483]
["Forest residue (dry basis)",null,13243490,6621.7449999999999,15.40208137142662,null,14164160,7082.08,16.472813803454081]
["Sugar cane bagasse",null,12947318,6473.6589999999997,15.057635515844886,null,14062678,7031.3389999999999,16.354790984564566]
["Petroleum coke",null,25370000,12685,29.505123226060004,null,26920000,13460,31.307761814960006]
["Notes:"]
["[1] The lower heating value (also known as net calorific value) of a fuel is defined as the amount of heat released by combusting a specified quantity (initially at 25°C) and returning the temperature of the combustion products to 150°C, which assumes the latent heat of vaporization of water in the reaction products is not recovered."]
["The higher heating value (also known as gross calorific value or gross energy) of a fuel is defined as the amount of heat released by a specified quantity (initially at 25°C) once it is combusted and the products have returned to a temperature of 25°C, which takes into account the latent heat of vaporization of water in the combustion products."]
["[2] Btu =  British thermal unit. "]
["[3] The heating values for gaseous fuels in units of Btu/lb are calculated based on the heating values in units of Btu/ft3 and the corresponding fuel density values. The heating values for liquid fuels in units of Btu/lb are calculated based on heating values in units of Btu/gal and the corresponding fuel density values."]
["[4] The heating values in units of MJ/kg, are converted from the heating values in units of Btu/lb."]
["[5] For solid fuels, the heating values in units of Btu/lb are converted from the heating values in units of Btu/ton."]
["[6] Coal characteristics assumed by GREET for electric power production."]
["[7] Coal characteristics assumed by GREET for hydrogen and Fischer-Tropsch diesel production."]
[]
["Source:"]
["GREET Transportation Fuel Cycle Analysis Model, GREET 1.8b, developed by Argonne National Laboratory, Argonne, IL, released May 8, 2008. http://www.transportation.anl.gov/software/GREET/index.html"]
[]
[]
[]
[]
[]
[]
["TABLE A - Energy Feedstock and Utility Properties Table"]
["Feedstock Type","Source","Source Year (for original price data)","H2a Reference Year","Units for Feedstock Price Table","HHV/LHV Source","HHV/LHV","H2A Usage Input Unit/ kg H2","H2A LHV (GJ/ H2A usage input unit)","List","CO2 Emissions Factor (kg CO2 produced/GJ feed)","Unit System","CH4 Emissions Factor (kg CH4 produced/GJ or mmBtu feed)","N2O Emissions Factor (kg N2O produced/GJ or mmBtu feed)"]
["Commercial Natural Gas","Energy Information Administration Annual Energy Outlook.  See AEO Data sheet for original data","see Energy Feed Tab",2007,"$(2007)/GJ LHV",null,null,"mmBtu",{"$f":"mmBTU_to_GJ","v":1.0549999999999999},"Feed Utility",56.31533863997597,"Metric"]
["Industrial Natural Gas","Energy Information Administration Annual Energy Outlook.  See AEO Data sheet for original data","see Energy Feed Tab",2007,"$(2007)/GJ LHV",null,null,"mmBtu",{"$f":"mmBTU_to_GJ","v":1.0549999999999999},"Feed Utility",56.31533863997597,"Metric"]
["Residential Natural Gas","Energy Information Administration Annual Energy Outlook.  See AEO Data sheet for original data","see Energy Feed Tab",2007,"$(2007)/GJ LHV",null,null,"mmBtu",{"$f":"mmBTU_to_GJ","v":1.0549999999999999},"Feed Utility",56.31533863997597,"Metric"]
["Electric Utility Natural Gas","Energy Information Administration Annual Energy Outlook.  See AEO Data sheet for original data","see Energy Feed Tab",2007,"$(2007)/GJ LHV",null,null,"mmBtu",{"$f":"mmBTU_to_GJ","v":1.0549999999999999},"Feed Utility",56.31533863997597,"Metric"]
["Bio Methane",null,"see Energy Feed Tab",2007,"$(2007)/GJ LHV",null,null,"mmBtu",{"$f":"mmBTU_to_GJ","v":1.0549999999999999},"Feed Utility",56.31533863997597,"Metric"]
["Commercial Electricity","Energy Information Administration Annual Energy Outlook.  See AEO Data sheet for original data","see Energy Feed Tab",2007,"$(2007)/GJ",null,null,"kWh",{"$f":"1/MJ_to_kWh/1000","v":3.5999999999999995E-3},"Feed Utility Byprod",0,"Metric"]
["Industrial Electricity","Energy Information Administration Annual Energy Outlook.  See AEO Data sheet for original data","see Energy Feed Tab",2007,"$(2007)/GJ",null,null,"kWh",{"$f":"1/MJ_to_kWh/1000","v":3.5999999999999995E-3},"Feed Utility Byprod",0,"Metric"]
["Residential Electricity","Energy Information Administration Annual Energy Outlook.  See AEO Data sheet for original data","see Energy Feed Tab",2007,"$(2007)/GJ",null,null,"kWh",{"$f":"1/MJ_to_kWh/1000","v":3.5999999999999995E-3},"Feed Utility Byprod",0,"Metric"]
["Electric Utility Steam Coal","Energy Information Administration Annual Energy Outlook.  See AEO Data sheet for original data","see Energy Feed Tab",2007,"$(2007)/GJ LHV",null,null,"kg",{"$f":"$C$42/2000/lb_to_kg/1000000*mmBTU_to_GJ","v":2.2735034516249999E-2},"Feed",102.75287348239476,"Metric"]
["Metallurgical Coal","Energy Information Administration Annual Energy Outlook.  See AEO Data sheet for original data","see Energy Feed Tab",2007,"$(2007)/GJ LHV",null,null,"kg",{"$f":"$C$42/2000/lb_to_kg/1000000*mmBTU_to_GJ","v":2.2735034516249999E-2},"Feed",102.75287348239476,"Metric"]
["Other Industrial Coal","Energy Information Administration Annual Energy Outlook.  See AEO Data sheet for original data","see Energy Feed Tab",2007,"$(2007)/GJ LHV",null,null,"kg",{"$f":"$C$42/2000/lb_to_kg/1000000*mmBTU_to_GJ","v":2.2735034516249999E-2},"Feed",102.75287348239476,"Metric"]
["Retail Diesel","Energy Information Administration Annual Energy Outlook.  See AEO Data sheet for original data","see Energy Feed Tab",2007,"$(2007)/GJ LHV",null,null,"L",{"$f":"$C$14/gal_to_liters*mmBTU_to_GJ/1000000","v":3.5803104359313075E-2},"Feed Utility",74.122324937568308,"Metric"]
["E85 Ethanol","Energy Information Administration Annual Energy Outlook.  See AEO Data sheet for original data","see Energy Feed Tab",2007,"$(2007)/GJ LHV",null,null,"L",{"$f":"$Q$14/gal_to_liters*mmBTU_to_GJ/1000000","v":2.4157130779392338E-2},"Feed",71.019041167591709,"Metric"]
["Retail Gasoline","Energy Information Administration Annual Energy Outlook.  See AEO Data sheet for original data","see Energy Feed Tab",2007,"$(2007)/GJ LHV",null,null,"L",{"$f":"$C$11/gal_to_liters*mmBTU_to_GJ/1000000","v":3.2357978863936591E-2},"Feed",72.833307273582633,"Metric"]
["Woody Biomass","* Biomass prices shown for years 2001 through 2009 are the same as the EIA value for 2010.  For the post-2025 biomass prices:  The value for 2035 was chosen based on a review of the literature, which indicated a price of $2.50/MMBtu delivered dry English ton (in 2000$) was a reasonable mid-range projection.  Values for the 2026 through 2034 were interpolated from the 2025 and 2035 values.  The value of $5.00/MMBtu delivered dry English ton in 2065 was based on judgment.  An EIA paper by Zia Haq entitled, “Biomass for Electricity Generation” (available from EIA’s website) indicates that about 7 quads of biomass per year  would be available if the price rose to  $5/MMBtu.","see Energy Feed Tab",2007,"$(2007)/GJ",null,null,"kg",{"$f":"$E$45/1000","v":1.9551069237418006E-2},"Feed",97.876597052612851,"Metric"]
["Woody Biomass B2A",null,null,null,"$(2007)/GJ",null,null,"kg",{"$f":"$E$45/1000","v":1.9551069237418006E-2},"Feed",97.876597052612851,"Metric"]
["Woody Biomass MYPP","Biomass Multi-Year Program Plan April 2011, Table B-4. LHV from Table B-7 (8,000 Btu/lb). Prices starting in 2010 $82.70, 2011 $71.60, 2012, $61.57, 2013; $68.97",null,null,"$(2007)/GJ",null,null,"kg",{"$f":"18.608/1000","v":1.8608E-2},"Feed",97.876597052612851,"Metric"]
["Steam","Note:  when steam is an important input or output, the price should be externally provided and should be based on the specific characteristics of the steam needed or produced. ","see Energy Feed Tab",2007,"$(2007)/GJ",null,null,"kg",2.8300000000000001E-3,"Feed Utility Byprod",0,"Metric"]
[]
[]
["TABLE B - GDP Implicit Deflator Price Index",null,null,"TABLE B2 - Plant Cost Index",null,null,"TABLE B3 - Labor Index",null,null,null,"TABLE B4 - SRI Chemical Price Index"]
["GDP Implicit Price Deflator (Index, 2005=100), Available from Federal Reserve Bank of St. Louis (FRED): http://research.stlouisfed.org/fred2/series/GDPDEF/",null,null,"From Chemical Engineering Magazine                                              Averaged Annual Index",null,null,"From the Bureau of Labor Statistics, Average Hourly Earnings of Chemical Manufacturing Workers (Production and Nonsupervisory Employees)  From series CEU3232500008",null,null,null,"SRI Inorganic Price Index  (Index, 1982=100),                                                     Current Index at http://www.sriconsulting.com/CEH/ "]
["Year","Value",null,"Year","Value",null,"Year","Value",null,null,"Year","Value"]
[1992,70.563999999999993,null,1992,358.2,null,1992,13.7,null,null,1980,55.195749555178075]
[1993,72.244,null,1993,359.2,null,1993,13.97,null,null,1981,61.025412991342954]
[1994,73.781000000000006,null,1994,368.1,null,1994,14.33,null,null,1982,62.017696129413558]
[1995,75.320999999999998,null,1995,381.1,null,1995,14.86,null,null,1983,62.203749217801807]
[1996,76.694999999999993,null,1996,381.7,null,1996,15.37,null,null,1984,63.81620931716656]
[1997,78.009,null,1997,386.5,null,1997,15.78,null,null,1985,64.262922782386738]
[1998,78.855000000000004,null,1998,389.5,null,1998,16.23,null,null,1986,64.135290363752389]
[1999,80.061000000000007,null,1999,390.6,null,1999,16.399999999999999,null,null,1987,66.11359285258456]
[2000,81.882999999999996,null,2000,394.1,null,2000,17.09,null,null,1988,72.112316528398225]
[2001,83.753,null,2001,394.3,null,2001,17.57,null,null,1989,76.324186343331206]
[2002,85.037999999999997,null,2002,395.6,null,2002,17.97,null,null,1990,77.217613273771548]
[2003,86.728999999999999,null,2003,402,null,2003,18.5,null,null,1991,79.38736439055522]
[2004,89.114000000000004,null,2004,444.2,null,2004,19.170000000000002,null,null,1992,80.280791320995533]
[2005,91.980999999999995,null,2005,468.2,null,2005,19.670000000000002,null,null,1993,81.174218251435875]
[2006,94.811999999999998,null,2006,499.6,null,2006,19.600000000000001,null,null,1994,82.961072112316543]
[2007,97.334000000000003,null,2007,525.4,null,2007,19.55,null,null,1995,91.512444160816855]
[2008,99.25,null,2008,575.4,null,2008,19.5,null,null,1996,93.044033184428855]
[2009,100,null,2009,521.9,null,2009,20.3,null,null,1997,93.873643905552015]
[2010,101.217,null,2010,550.79999999999995,null,2010,21.07,null,null,1998,94.894703254626677]
[2011,103.307,null,2011,585.70000000000005,null,2011,21.45,null,null,1999,95.532865347798349]
[2012,105.21299999999999,null,2012,584.6,null,2012,21.45,null,null,2000,100]
[2013,106.91,null,2013,567.29999999999995,null,2013,21.4,null,null,2001,101.08487555839186]
[2014,108.827,null,2014,576.1,null,2014,21.488333333333333,null,null,2002,100.38289725590302]
[2015,110.01,null,2015,556.79999999999995,null,2015,21.754999999999999,null,null,2003,105.04148053605616]
[2016,111.41200000000001,null,2016,541.70000000000005,null,2016,22.714999999999993,null,null,2004,110.27440970006384]
[2017,112.854,null,null,null,null,"Source: http://data.bls.gov/timeseries/CEU3232500008?data_tool=Xgtable",null,null,null,2005,119.52776005105299]
[null,null,null,null,null,null,null,null,null,null,2006,125.5902999361838]
[null,null,null,null,null,null,null,null,null,null,2007,129.73835354179963]
[null,null,null,null,null,null,null,null,null,null,2008,145.6285896617741]
[null,null,null,null,null,null,null,null,null,null,2009,143.39502233567327]
[null,null,null,null,null,null,null,null,null,null,2010,149.13848117421827]
[null,null,null,null,null,null,null,null,null,null,2011,160.8806636885769]
[null,null,null,null,null,null,null,null,null,null,2012,166.11359285258459]
[null,null,null,null,null,null,null,null,null,null,2013,168.41097638800255]
[null,null,null,null,null,null,null,null,null,null,2014,171.79323548181239]
[null,null,null,null,null,null,null,null,null,null,2015,168.98532227185709]
[null,null,null,null,null,null,null,null,null,null,2016,170.4530950861519]
[null,null,null,null,null,null,null,null,null,null,"Base date: December 1984 for the Producer price index - chemical mfg (adjusted to 1982 base)"]
[null,null,null,null,null,null,null,null,null,null,"5/15/17:  Same information as BLS data for Chemical Mfg:  https://data.bls.gov/pdq/SurveyOutputServlet"]
["Table C1 2010 Upstream Energy and Emissions for H2 Feedstocks: for each MJ (LHV, or as noted) of feedstock available at H2 production site.  Source: GREET1_2013, 01/20/2014 for year 2010 technologies"]
[null,null,"Energy: J/MJ",null,null,"Greenhouse Gas Emissions: grams/MJ",null,null,"Total Greenhouse Gas Emissions: grams/MJ"]
["Feedstock/Fuel","Description","Total Energy ","Fossil Fuels","Petroleum","CO2","CH4","N2O","GHGs"]
["Commercial Natural Gas","North American sources -- at plant gate",{"$f":"+AVERAGEIFS(D$165:D$524,$B$165:$B$524,$A136,$C$165:$C$524,\">=\"&startup_year,$C$165:$C$524,\"<=\"&(startup_year+anal_period))","v":1092428.5714285714},1092000,3986.5714285714284,5.7707285714285712,0.18463557142857145,8.6157142857142856E-4,11.597300000000001]
["Industrial Natural Gas","North American sources -- at plant gate",1092428.5714285714,1092000,3986.5714285714284,5.7707285714285712,0.18463557142857145,8.6157142857142856E-4,11.597300000000001]
["Electric Utility Natural Gas","North American sources -- at plant gate",1092428.5714285714,1092000,3986.5714285714284,5.7707285714285712,0.18463557142857145,8.6157142857142856E-4,11.597300000000001]
["Residential Natural Gas","North American sources -- at plant gate",1092428.5714285714,1092000,3986.5714285714284,5.7707285714285712,0.18463557142857145,8.6157142857142856E-4,11.597300000000001]
["Bio Methane","From waste and intermediate fuels",-1186285.7142857143,0,0,-85.798571428571421,0.54694285714285729,-1.8306285714285715E-3,-70.082857142857137]
["Commercial Electricity","U.S. Average - at Wall Outlet",1805857.142857143,1392142.857142857,22850,144.41857142857143,0.21479457142857142,2.1261428571428573E-3,150.04142857142855]
["Industrial Electricity","U.S. Average - at Wall Outlet",1805857.142857143,1392142.857142857,22850,144.41857142857143,0.21479457142857142,2.1261428571428573E-3,150.04142857142855]
["Residential Electricity","U.S. Average - at Wall Outlet",1805857.142857143,1392142.857142857,22850,144.41857142857143,0.21479457142857142,2.1261428571428573E-3,150.04142857142855]
["Electric Utility Steam Coal","at Plant Gate",1022000,1021000,15530,1.7352142857142856,0.14097615142857142,3.3450857142857139E-5,5.9950857142857146]
["Metallurgical Coal","at Plant Gate",1022000,1021000,15530,1.7352142857142856,0.14097615142857142,3.3450857142857139E-5,5.9950857142857146]
["Other Industrial Coal","at Plant Gate",{"$f":"+AVERAGEIFS(D$165:D$524,$B$165:$B$524,$A146,$C$165:$C$524,\">=\"&startup_year,$C$165:$C$524,\"<=\"&(startup_year+anal_period))","v":1022000},1021000,15530,1.7352142857142856,0.14097615142857142,3.3450857142857139E-5,5.9950857142857146]
["Retail Diesel","at Forecourt",1209571.4285714286,1202857.142857143,1052142.857142857,18.241142857142858,0.16393314285714286,2.9462999999999999E-4,23.269000000000002]
["E85 Ethanol","84 wt% ethanol from corn and 16 wt% gasoline",1595000,701814.28571428568,286814.28571428574,38.889714285714284,0.11244285714285715,2.5675714285714291E-2,45.941428571428574]
["Retail Gasoline","at Forecourt",1250571.4285714286,1243000,1078428.5714285714,24.139571428571426,0.16961914285714288,3.828957142857143E-4,29.461285714285712]
["Woody Biomass","Biomass for Gasification Hydrogen Production ",1190142.857142857,51982.857142857145,29331.428571428572,3.8235857142857141,8.4691714285714276E-3,-3.8252005714285715E-3,3.0757142857142861]
["Woody Biomass B2A","Biomass for Gasification Hydrogen Production ",1190142.857142857,51982.857142857145,29331.428571428572,3.8235857142857141,8.4691714285714276E-3,-3.8252005714285715E-3,3.0757142857142861]
["Woody Biomass MYPP","Biomass for Gasification Hydrogen Production ",1190142.857142857,51982.857142857145,29331.428571428572,3.8235857142857141,8.4691714285714276E-3,-3.8252005714285715E-3,3.0757142857142861]
["Steam","GREET.NET, natural gas feedstock",1384142.857142857,1383285.7142857143,5053.4285714285716,78.613200000000006,0.27492571428571427,2.3312142857142859E-3,87.636585714285715]
[]
[]
[]
[]
[]
[]
[]
[]
[null,"GREET.NET 2017 upstream emmissions tables"]
[null,null,null,"Energy: J/MJ",null,null,"Greenhouse Gas Emissions: grams/MJ",null,null,"Total Greenhouse Gas Emissions: grams/MJ"]
[null,"Feedstock","Year","Total Energy ","Fossil Fuels","Petroleum","CO2","CH4","N2O","GHGs"]
[null,"Commercial Natural Gas",2005,1094000,1094000,4252,5.9984999999999999,0.18232600000000002,8.8801999999999994E-5,11.536999999999999]
[null,"Industrial Natural Gas",2005,1094000,1094000,4252,5.9984999999999999,0.18232600000000002,8.8801999999999994E-5,11.536999999999999]
[null,"Electric Utility Natural Gas",2005,1094000,1094000,4252,5.9984999999999999,0.18232600000000002,8.8801999999999994E-5,11.536999999999999]
[null,"Residential Natural Gas",2005,1094000,1094000,4252,5.9984999999999999,0.18232600000000002,8.8801999999999994E-5,11.536999999999999]
[null,"Bio Methane",2005,-1208000,0,0,-85.789999999999992,0.54689999999999994,-1.4884E-3,-70]
[null,"Commercial Electricity",2005,2475000,2129000,124000,251.83,0.31369799999999998,3.6604999999999997E-3,255.85999999999999]
[null,"Industrial Electricity",2005,2475000,2129000,124000,251.83,0.31369799999999998,3.6604999999999997E-3,255.85999999999999]
[null,"Residential Electricity",2005,2475000,2129000,124000,251.83,0.31369799999999998,3.6604999999999997E-3,255.85999999999999]
[null,"Electric Utility Steam Coal",2005,1023000,1022000,15840,1.9352,0.14136591000000001,3.6392E-5,6.2023000000000001]
[null,"Metallurgical Coal",2005,1023000,1022000,15840,1.9352,0.14136591000000001,3.6392E-5,6.2023000000000001]
[null,"Other Industrial Coal",2005,1023000,1022000,15840,1.9352,0.14136591000000001,3.6392E-5,6.2023000000000001]
[null,"Retail Diesel",2005,1205000,1200000,1056000,18.433,0.18217,2.0549999999999998E-4,23.908999999999999]
[null,"E85 Ethanol",2005,1760000,783400,307400,47.923999999999999,0.13161500000000001,3.3619999999999997E-2,56.43]
[null,"Retail Gasoline",2005,1248000,1242000,1084000,24.465,0.18840200000000001,2.7361999999999997E-4,30.237000000000002]
[null,"Woody Biomass",2005,1195000,56800,32280,4.3339999999999996,9.434399999999999E-3,-3.8369229999999999E-3,3.6147]
[null,"Woody Biomass B2A",2005,1195000,56800,32280,4.3339999999999996,9.434399999999999E-3,-3.8369229999999999E-3,3.6147]
[null,"Woody Biomass MYPP",2005,1195000,56800,32280,4.3339999999999996,9.434399999999999E-3,-3.8369229999999999E-3,3.6147]
[null,"Steam",2005,1387000,1386000,5427,78.934799999999996,0.27050000000000002,1.418723E-3,87.571399999999997]
[null,"Commercial Natural Gas",2010,1094000,1093000,4104,5.9177,0.18431800000000001,8.6370000000000001E-4,11.7387]
[null,"Industrial Natural Gas",2010,1094000,1093000,4104,5.9177,0.18431800000000001,8.6370000000000001E-4,11.7387]
[null,"Electric Utility Natural Gas",2010,1094000,1093000,4104,5.9177,0.18431800000000001,8.6370000000000001E-4,11.7387]
[null,"Residential Natural Gas",2010,1094000,1093000,4104,5.9177,0.18431800000000001,8.6370000000000001E-4,11.7387]
[null,"Bio Methane",2010,-1208000,0,0,-85.789999999999992,0.54600000000000004,-1.8614999999999999E-3,-70.12]
[null,"Commercial Electricity",2010,2254000,1938000,52730,220.67,0.288267,3.4012000000000001E-3,228.91000000000003]
[null,"Industrial Electricity",2010,2254000,1938000,52730,220.67,0.288267,3.4012000000000001E-3,228.91000000000003]
[null,"Residential Electricity",2010,2254000,1938000,52730,220.67,0.288267,3.4012000000000001E-3,228.91000000000003]
[null,"Electric Utility Steam Coal",2010,1023000,1022000,15710,1.8761000000000001,0.14136795000000002,3.5802E-5,6.1511000000000005]
[null,"Metallurgical Coal",2010,1023000,1022000,15710,1.8761000000000001,0.14136795000000002,3.5802E-5,6.1511000000000005]
[null,"Other Industrial Coal",2010,1023000,1022000,15710,1.8761000000000001,0.14136795000000002,3.5802E-5,6.1511000000000005]
[null,"Retail Diesel",2010,1206000,1201000,1056000,18.166999999999998,0.18199899999999999,2.9639E-4,23.741999999999997]
[null,"E85 Ethanol",2010,1687000,740000,297100,42.921999999999997,0.12687100000000001,2.955E-2,50.54]
[null,"Retail Gasoline",2010,1248000,1242000,1083000,24.158999999999999,0.18823500000000001,3.8572999999999998E-4,30.041]
[null,"Woody Biomass",2010,1194000,56320,32080,4.2514000000000003,9.6048000000000001E-3,-3.820487E-3,3.5488999999999997]
[null,"Woody Biomass B2A",2010,1194000,56320,32080,4.2514000000000003,9.6048000000000001E-3,-3.820487E-3,3.5488999999999997]
[null,"Woody Biomass MYPP",2010,1194000,56320,32080,4.2514000000000003,9.6048000000000001E-3,-3.820487E-3,3.5488999999999997]
[null,"Steam",2010,1386000,1385000,5215,78.8352,0.27453,2.3346E-3,87.848799999999997]
[null,"Commercial Natural Gas",2015,1093000,1092000,4020,5.8287000000000004,0.18472100000000002,8.6249999999999999E-4,11.659600000000001]
[null,"Industrial Natural Gas",2015,1093000,1092000,4020,5.8287000000000004,0.18472100000000002,8.6249999999999999E-4,11.659600000000001]
[null,"Electric Utility Natural Gas",2015,1093000,1092000,4020,5.8287000000000004,0.18472100000000002,8.6249999999999999E-4,11.659600000000001]
[null,"Residential Natural Gas",2015,1093000,1092000,4020,5.8287000000000004,0.18472100000000002,8.6249999999999999E-4,11.659600000000001]
[null,"Bio Methane",2015,-1194000,0,0,-85.789999999999992,0.54659999999999997,-1.8422E-3,-70.099999999999994]
[null,"Commercial Electricity",2015,2038000,1688000,38920,180.61,0.25748300000000002,2.7356999999999998E-3,187.32]
[null,"Industrial Electricity",2015,2038000,1688000,38920,180.61,0.25748300000000002,2.7356999999999998E-3,187.32]
[null,"Residential Electricity",2015,2038000,1688000,38920,180.61,0.25748300000000002,2.7356999999999998E-3,187.32]
[null,"Electric Utility Steam Coal",2015,1022000,1021000,15590,1.8048999999999999,0.14106285999999998,3.4603000000000001E-5,6.0683999999999996]
[null,"Metallurgical Coal",2015,1022000,1021000,15590,1.8048999999999999,0.14106285999999998,3.4603000000000001E-5,6.0683999999999996]
[null,"Other Industrial Coal",2015,1022000,1021000,15590,1.8048999999999999,0.14106285999999998,3.4603000000000001E-5,6.0683999999999996]
[null,"Retail Diesel",2015,1210000,1204000,1053000,18.527999999999999,0.16494200000000001,2.9771000000000002E-4,23.579000000000001]
[null,"E85 Ethanol",2015,1642000,724000,290600,41.042999999999999,0.1162,2.7609999999999999E-2,48.36]
[null,"Retail Gasoline",2015,1252000,1245000,1081000,24.462,0.17067199999999999,3.8633E-4,29.811999999999998]
[null,"Woody Biomass",2015,1191000,53390,29910,3.9701,8.6864999999999998E-3,-3.8232459999999998E-3,3.2326999999999999]
[null,"Woody Biomass B2A",2015,1191000,53390,29910,3.9701,8.6864999999999998E-3,-3.8232459999999998E-3,3.2326999999999999]
[null,"Woody Biomass MYPP",2015,1191000,53390,29910,3.9701,8.6864999999999998E-3,-3.8232459999999998E-3,3.2326999999999999]
[null,"Steam",2015,1385000,1384000,5105,78.707400000000007,0.27494000000000002,2.3330999999999998E-3,87.730800000000002]
[null,"Commercial Natural Gas",2020,1093000,1092000,3993,5.7995000000000001,0.18462100000000001,8.6209999999999998E-4,11.6227]
[null,"Industrial Natural Gas",2020,1093000,1092000,3993,5.7995000000000001,0.18462100000000001,8.6209999999999998E-4,11.6227]
[null,"Electric Utility Natural Gas",2020,1093000,1092000,3993,5.7995000000000001,0.18462100000000001,8.6209999999999998E-4,11.6227]
[null,"Residential Natural Gas",2020,1093000,1092000,3993,5.7995000000000001,0.18462100000000001,8.6209999999999998E-4,11.6227]
[null,"Bio Methane",2020,-1185000,0,0,-85.800000000000011,0.54700000000000004,-1.8286999999999999E-3,-70.08]
[null,"Commercial Electricity",2020,1866000,1484000,26490,161.61000000000001,0.22423899999999999,2.4153E-3,168.06]
[null,"Industrial Electricity",2020,1866000,1484000,26490,161.61000000000001,0.22423899999999999,2.4153E-3,168.06]
[null,"Residential Electricity",2020,1866000,1484000,26490,161.61000000000001,0.22423899999999999,2.4153E-3,168.06]
[null,"Electric Utility Steam Coal",2020,1022000,1021000,15530,1.7706,0.14096106,3.4058000000000005E-5,6.0322999999999993]
[null,"Metallurgical Coal",2020,1022000,1021000,15530,1.7706,0.14096106,3.4058000000000005E-5,6.0322999999999993]
[null,"Other Industrial Coal",2020,1022000,1021000,15530,1.7706,0.14096106,3.4058000000000005E-5,6.0322999999999993]
[null,"Retail Diesel",2020,1211000,1205000,1052000,18.605999999999998,0.162991,3.0018999999999998E-4,23.607999999999997]
[null,"E85 Ethanol",2020,1591000,703100,286400,39.366999999999997,0.11210000000000001,2.5360000000000001E-2,46.16]
[null,"Retail Gasoline",2020,1252000,1245000,1078000,24.533999999999999,0.16861900000000002,3.8906999999999999E-4,29.833999999999996]
[null,"Woody Biomass",2020,1190000,52190,29260,3.8701999999999996,8.4535000000000009E-3,-3.824488E-3,3.1251000000000002]
[null,"Woody Biomass B2A",2020,1190000,52190,29260,3.8701999999999996,8.4535000000000009E-3,-3.824488E-3,3.1251000000000002]
[null,"Woody Biomass MYPP",2020,1190000,52190,29260,3.8701999999999996,8.4535000000000009E-3,-3.824488E-3,3.1251000000000002]
[null,"Steam",2020,1384000,1384000,5066,78.656899999999993,0.27494000000000002,2.3319E-3,87.680599999999998]
[null,"Commercial Natural Gas",2025,1093000,1092000,3984,5.7702,0.18462100000000001,8.6159999999999991E-4,11.5953]
[null,"Industrial Natural Gas",2025,1093000,1092000,3984,5.7702,0.18462100000000001,8.6159999999999991E-4,11.5953]
[null,"Electric Utility Natural Gas",2025,1093000,1092000,3984,5.7702,0.18462100000000001,8.6159999999999991E-4,11.5953]
[null,"Residential Natural Gas",2025,1093000,1092000,3984,5.7702,0.18462100000000001,8.6159999999999991E-4,11.5953]
[null,"Bio Methane",2025,-1185000,0,0,-85.800000000000011,0.54700000000000004,-1.8286999999999999E-3,-70.08]
[null,"Commercial Electricity",2025,1787000,1356000,23200,145.11000000000001,0.20658799999999999,2.1538999999999998E-3,150.89999999999998]
[null,"Industrial Electricity",2025,1787000,1356000,23200,145.11000000000001,0.20658799999999999,2.1538999999999998E-3,150.89999999999998]
[null,"Residential Electricity",2025,1787000,1356000,23200,145.11000000000001,0.20658799999999999,2.1538999999999998E-3,150.89999999999998]
[null,"Electric Utility Steam Coal",2025,1022000,1021000,15530,1.7374000000000001,0.14096106999999999,3.3522000000000002E-5,5.9969999999999999]
[null,"Metallurgical Coal",2025,1022000,1021000,15530,1.7374000000000001,0.14096106999999999,3.3522000000000002E-5,5.9969999999999999]
[null,"Other Industrial Coal",2025,1022000,1021000,15530,1.7374000000000001,0.14096106999999999,3.3522000000000002E-5,5.9969999999999999]
[null,"Retail Diesel",2025,1210000,1203000,1052000,18.323,0.16309799999999999,2.9605000000000001E-4,23.334]
[null,"E85 Ethanol",2025,1588000,698600,286300,38.775999999999996,0.1116,2.5360000000000001E-2,45.71]
[null,"Retail Gasoline",2025,1251000,1243000,1078000,24.223999999999997,0.16872600000000001,3.8451000000000002E-4,29.523000000000003]
[null,"Woody Biomass",2025,1190000,51790,29250,3.8201000000000001,8.410599999999999E-3,-3.8247120000000001E-3,3.0718000000000001]
[null,"Woody Biomass B2A",2025,1190000,51790,29250,3.8201000000000001,8.410599999999999E-3,-3.8247120000000001E-3,3.0718000000000001]
[null,"Woody Biomass MYPP",2025,1190000,51790,29250,3.8201000000000001,8.410599999999999E-3,-3.8247120000000001E-3,3.0718000000000001]
[null,"Steam",2025,1384000,1383000,5053,78.616100000000003,0.27494000000000002,2.3316999999999999E-3,87.639700000000005]
[null,"Commercial Natural Gas",2030,1092000,1092000,3981,5.7552000000000003,0.18462100000000001,8.6129999999999996E-4,11.5802]
[null,"Industrial Natural Gas",2030,1092000,1092000,3981,5.7552000000000003,0.18462100000000001,8.6129999999999996E-4,11.5802]
[null,"Electric Utility Natural Gas",2030,1092000,1092000,3981,5.7552000000000003,0.18462100000000001,8.6129999999999996E-4,11.5802]
[null,"Residential Natural Gas",2030,1092000,1092000,3981,5.7552000000000003,0.18462100000000001,8.6129999999999996E-4,11.5802]
[null,"Bio Methane",2030,-1185000,0,0,-85.800000000000011,0.54700000000000004,-1.8286999999999999E-3,-70.08]
[null,"Commercial Electricity",2030,1749000,1310000,19790,134.88,0.20275799999999999,1.9713E-3,140.09]
[null,"Industrial Electricity",2030,1749000,1310000,19790,134.88,0.20275799999999999,1.9713E-3,140.09]
[null,"Residential Electricity",2030,1749000,1310000,19790,134.88,0.20275799999999999,1.9713E-3,140.09]
[null,"Electric Utility Steam Coal",2030,1022000,1021000,15520,1.716,0.14096175,3.3149000000000004E-5,5.9754000000000005]
[null,"Metallurgical Coal",2030,1022000,1021000,15520,1.716,0.14096175,3.3149000000000004E-5,5.9754000000000005]
[null,"Other Industrial Coal",2030,1022000,1021000,15520,1.716,0.14096175,3.3149000000000004E-5,5.9754000000000005]
[null,"Retail Diesel",2030,1209000,1202000,1052000,18.120999999999999,0.16412299999999999,2.9339999999999998E-4,23.162000000000003]
[null,"E85 Ethanol",2030,1586000,697000,286200,38.404000000000003,0.1118,2.5350000000000001E-2,45.44]
[null,"Retail Gasoline",2030,1250000,1242000,1078000,24.006999999999998,0.16975200000000001,3.8147000000000002E-4,29.335999999999999]
[null,"Woody Biomass",2030,1190000,51650,29230,3.7881999999999998,8.4297E-3,-3.825901E-3,3.0377000000000001]
[null,"Woody Biomass B2A",2030,1190000,51650,29230,3.7881999999999998,8.4297E-3,-3.825901E-3,3.0377000000000001]
[null,"Woody Biomass MYPP",2030,1190000,51650,29230,3.7881999999999998,8.4297E-3,-3.825901E-3,3.0377000000000001]
[null,"Steam",2030,1384000,1383000,5048,78.598700000000008,0.27484000000000003,2.3306000000000004E-3,87.622100000000003]
[null,"Commercial Natural Gas",2035,1092000,1092000,3981,5.7552000000000003,0.18462100000000001,8.6129999999999996E-4,11.5802]
[null,"Industrial Natural Gas",2035,1092000,1092000,3981,5.7552000000000003,0.18462100000000001,8.6129999999999996E-4,11.5802]
[null,"Electric Utility Natural Gas",2035,1092000,1092000,3981,5.7552000000000003,0.18462100000000001,8.6129999999999996E-4,11.5802]
[null,"Residential Natural Gas",2035,1092000,1092000,3981,5.7552000000000003,0.18462100000000001,8.6129999999999996E-4,11.5802]
[null,"Bio Methane",2035,-1185000,0,0,-85.800000000000011,0.54700000000000004,-1.8286999999999999E-3,-70.08]
[null,"Commercial Electricity",2035,1745000,1314000,18650,132.69,0.204869,1.9257999999999999E-3,137.91999999999999]
[null,"Industrial Electricity",2035,1745000,1314000,18650,132.69,0.204869,1.9257999999999999E-3,137.91999999999999]
[null,"Residential Electricity",2035,1745000,1314000,18650,132.69,0.204869,1.9257999999999999E-3,137.91999999999999]
[null,"Electric Utility Steam Coal",2035,1022000,1021000,15520,1.7124999999999999,0.14096197999999999,3.3061000000000001E-5,5.9708000000000006]
[null,"Metallurgical Coal",2035,1022000,1021000,15520,1.7124999999999999,0.14096197999999999,3.3061000000000001E-5,5.9708000000000006]
[null,"Other Industrial Coal",2035,1022000,1021000,15520,1.7124999999999999,0.14096197999999999,3.3061000000000001E-5,5.9708000000000006]
[null,"Retail Diesel",2035,1209000,1202000,1052000,18.088999999999999,0.16412499999999999,2.9260000000000001E-4,23.119]
[null,"E85 Ethanol",2035,1586000,697100,286100,38.326999999999998,0.1118,2.5350000000000001E-2,45.39]
[null,"Retail Gasoline",2035,1250000,1242000,1078000,23.973999999999997,0.169854,3.8064000000000001E-4,29.302]
[null,"Woody Biomass",2035,1190000,51660,29230,3.7818000000000001,8.4370999999999995E-3,-3.8259590000000003E-3,3.0312999999999999]
[null,"Woody Biomass B2A",2035,1190000,51660,29230,3.7818000000000001,8.4370999999999995E-3,-3.8259590000000003E-3,3.0312999999999999]
[null,"Woody Biomass MYPP",2035,1190000,51660,29230,3.7818000000000001,8.4370999999999995E-3,-3.8259590000000003E-3,3.0312999999999999]
[null,"Steam",2035,1384000,1383000,5034,78.571100000000001,0.27494000000000002,2.3304000000000003E-3,87.594300000000004]
[null,"Commercial Natural Gas",2040,1092000,1092000,3975,5.7453000000000003,0.18462200000000001,8.6110000000000006E-4,11.577199999999999]
[null,"Industrial Natural Gas",2040,1092000,1092000,3975,5.7453000000000003,0.18462200000000001,8.6110000000000006E-4,11.577199999999999]
[null,"Electric Utility Natural Gas",2040,1092000,1092000,3975,5.7453000000000003,0.18462200000000001,8.6110000000000006E-4,11.577199999999999]
[null,"Residential Natural Gas",2040,1092000,1092000,3975,5.7453000000000003,0.18462200000000001,8.6110000000000006E-4,11.577199999999999]
[null,"Bio Methane",2040,-1185000,0,0,-85.800000000000011,0.54700000000000004,-1.8286999999999999E-3,-70.08]
[null,"Commercial Electricity",2040,1732000,1300000,17320,129.32,0.20383000000000001,1.8644999999999998E-3,134.37]
[null,"Industrial Electricity",2040,1732000,1300000,17320,129.32,0.20383000000000001,1.8644999999999998E-3,134.37]
[null,"Residential Electricity",2040,1732000,1300000,17320,129.32,0.20383000000000001,1.8644999999999998E-3,134.37]
[null,"Electric Utility Steam Coal",2040,1022000,1021000,15510,1.7054,0.14096210000000001,3.2928999999999996E-5,5.9637000000000002]
[null,"Metallurgical Coal",2040,1022000,1021000,15510,1.7054,0.14096210000000001,3.2928999999999996E-5,5.9637000000000002]
[null,"Other Industrial Coal",2040,1022000,1021000,15510,1.7054,0.14096210000000001,3.2928999999999996E-5,5.9637000000000002]
[null,"Retail Diesel",2040,1209000,1202000,1052000,18.032,0.16412599999999999,2.9167E-4,23.062000000000001]
[null,"E85 Ethanol",2040,1586000,696600,286100,38.200000000000003,0.1118,2.5350000000000001E-2,45.3]
[null,"Retail Gasoline",2040,1250000,1242000,1078000,23.914999999999999,0.16985499999999998,3.7957999999999997E-4,29.232999999999997]
[null,"Woody Biomass",2040,1190000,51610,29220,3.7715999999999998,8.4332999999999995E-3,-3.8260220000000001E-3,3.02]
[null,"Woody Biomass B2A",2040,1190000,51610,29220,3.7715999999999998,8.4332999999999995E-3,-3.8260220000000001E-3,3.02]
[null,"Woody Biomass MYPP",2040,1190000,51610,29220,3.7715999999999998,8.4332999999999995E-3,-3.8260220000000001E-3,3.02]
[null,"Steam",2040,1384000,1383000,5034,78.571100000000001,0.27494000000000002,2.3304000000000003E-3,87.594300000000004]
[null,"Commercial Natural Gas",2045,1092000,1092000,3972,5.7410000000000005,0.18462200000000001,8.6110000000000006E-4,11.565900000000001]
[null,"Industrial Natural Gas",2045,1092000,1092000,3972,5.7410000000000005,0.18462200000000001,8.6110000000000006E-4,11.565900000000001]
[null,"Electric Utility Natural Gas",2045,1092000,1092000,3972,5.7410000000000005,0.18462200000000001,8.6110000000000006E-4,11.565900000000001]
[null,"Residential Natural Gas",2045,1092000,1092000,3972,5.7410000000000005,0.18462200000000001,8.6110000000000006E-4,11.565900000000001]
[null,"Bio Methane",2045,-1185000,0,0,-85.800000000000011,0.54700000000000004,-1.8286999999999999E-3,-70.08]
[null,"Commercial Electricity",2045,1724000,1293000,15580,126.71000000000001,0.203795,1.8165E-3,131.63]
[null,"Industrial Electricity",2045,1724000,1293000,15580,126.71000000000001,0.203795,1.8165E-3,131.63]
[null,"Residential Electricity",2045,1724000,1293000,15580,126.71000000000001,0.203795,1.8165E-3,131.63]
[null,"Electric Utility Steam Coal",2045,1022000,1021000,15510,1.6997,0.14096223999999999,3.2833999999999998E-5,5.9580000000000002]
[null,"Metallurgical Coal",2045,1022000,1021000,15510,1.6997,0.14096223999999999,3.2833999999999998E-5,5.9580000000000002]
[null,"Other Industrial Coal",2045,1022000,1021000,15510,1.6997,0.14096223999999999,3.2833999999999998E-5,5.9580000000000002]
[null,"Retail Diesel",2045,1209000,1202000,1052000,17.989000000000001,0.164127,2.9079000000000003E-4,23.018999999999998]
[null,"E85 Ethanol",2045,1586000,696300,286000,38.110999999999997,0.1118,2.5350000000000001E-2,45.23]
[null,"Retail Gasoline",2045,1249000,1242000,1078000,23.861000000000001,0.16985599999999998,3.7867E-4,29.189]
[null,"Woody Biomass",2045,1190000,51590,29220,3.7631000000000001,8.4335E-3,-3.8260760000000003E-3,3.0114000000000001]
[null,"Woody Biomass B2A",2045,1190000,51590,29220,3.7631000000000001,8.4335E-3,-3.8260760000000003E-3,3.0114000000000001]
[null,"Woody Biomass MYPP",2045,1190000,51590,29220,3.7631000000000001,8.4335E-3,-3.8260760000000003E-3,3.0114000000000001]
[null,"Steam",2045,1384000,1383000,5034,78.571100000000001,0.27494000000000002,2.3304000000000003E-3,87.594300000000004]
[null,"Commercial Natural Gas",2050,1092000,1092000,3971,5.7390999999999996,0.18462200000000001,8.61E-4,11.5648]
[null,"Industrial Natural Gas",2050,1092000,1092000,3971,5.7390999999999996,0.18462200000000001,8.61E-4,11.5648]
[null,"Electric Utility Natural Gas",2050,1092000,1092000,3971,5.7390999999999996,0.18462200000000001,8.61E-4,11.5648]
[null,"Residential Natural Gas",2050,1092000,1092000,3971,5.7390999999999996,0.18462200000000001,8.61E-4,11.5648]
[null,"Bio Methane",2050,-1185000,0,0,-85.800000000000011,0.54700000000000004,-1.8286999999999999E-3,-70.08]
[null,"Commercial Electricity",2050,1721000,1293000,15050,125.08,0.20477100000000001,1.7827000000000001E-3,129.82]
[null,"Industrial Electricity",2050,1721000,1293000,15050,125.08,0.20477100000000001,1.7827000000000001E-3,129.82]
[null,"Residential Electricity",2050,1721000,1293000,15050,125.08,0.20477100000000001,1.7827000000000001E-3,129.82]
[null,"Electric Utility Steam Coal",2050,1022000,1021000,15510,1.6964999999999999,0.14096238999999999,3.2765999999999998E-5,5.9536999999999995]
[null,"Metallurgical Coal",2050,1022000,1021000,15510,1.6964999999999999,0.14096238999999999,3.2765999999999998E-5,5.9536999999999995]
[null,"Other Industrial Coal",2050,1022000,1021000,15510,1.6964999999999999,0.14096238999999999,3.2765999999999998E-5,5.9536999999999995]
[null,"Retail Diesel",2050,1209000,1202000,1052000,17.969000000000001,0.164128,2.9025999999999998E-4,22.988]
[null,"E85 Ethanol",2050,1585000,696300,286000,38.049999999999997,0.1118,2.5350000000000001E-2,45.19]
[null,"Retail Gasoline",2050,1249000,1242000,1078000,23.84,0.16985799999999998,3.7813000000000001E-4,29.157000000000004]
[null,"Woody Biomass",2050,1190000,51590,29220,3.7582,8.4366999999999984E-3,-3.8261190000000002E-3,3.0054000000000003]
[null,"Woody Biomass B2A",2050,1190000,51590,29220,3.7582,8.4366999999999984E-3,-3.8261190000000002E-3,3.0054000000000003]
[null,"Woody Biomass MYPP",2050,1190000,51590,29220,3.7582,8.4366999999999984E-3,-3.8261190000000002E-3,3.0054000000000003]
[null,"Steam",2050,1384000,1383000,5034,78.571100000000001,0.27494000000000002,2.3304000000000003E-3,87.594300000000004]
[null,"Commercial Natural Gas",2055,1092000,1092000,3971,5.7390999999999996,0.18462200000000001,8.61E-4,11.5648]
[null,"Industrial Natural Gas",2055,1092000,1092000,3971,5.7390999999999996,0.18462200000000001,8.61E-4,11.5648]
[null,"Electric Utility Natural Gas",2055,1092000,1092000,3971,5.7390999999999996,0.18462200000000001,8.61E-4,11.5648]
[null,"Residential Natural Gas",2055,1092000,1092000,3971,5.7390999999999996,0.18462200000000001,8.61E-4,11.5648]
[null,"Bio Methane",2055,-1185000,0,0,-85.800000000000011,0.54700000000000004,-1.8286999999999999E-3,-70.08]
[null,"Commercial Electricity",2055,1721000,1293000,15050,125.08,0.20477100000000001,1.7827000000000001E-3,129.82]
[null,"Industrial Electricity",2055,1721000,1293000,15050,125.08,0.20477100000000001,1.7827000000000001E-3,129.82]
[null,"Residential Electricity",2055,1721000,1293000,15050,125.08,0.20477100000000001,1.7827000000000001E-3,129.82]
[null,"Electric Utility Steam Coal",2055,1022000,1021000,15510,1.6964999999999999,0.14096238999999999,3.2765999999999998E-5,5.9536999999999995]
[null,"Metallurgical Coal",2055,1022000,1021000,15510,1.6964999999999999,0.14096238999999999,3.2765999999999998E-5,5.9536999999999995]
[null,"Other Industrial Coal",2055,1022000,1021000,15510,1.6964999999999999,0.14096238999999999,3.2765999999999998E-5,5.9536999999999995]
[null,"Retail Diesel",2055,1209000,1202000,1052000,17.969000000000001,0.164128,2.9025999999999998E-4,22.988]
[null,"E85 Ethanol",2055,1585000,696300,286000,38.049999999999997,0.1118,2.5350000000000001E-2,45.19]
[null,"Retail Gasoline",2055,1249000,1242000,1078000,23.84,0.16985799999999998,3.7813000000000001E-4,29.157000000000004]
[null,"Woody Biomass",2055,1190000,51590,29220,3.7582,8.4366999999999984E-3,-3.8261190000000002E-3,3.0054000000000003]
[null,"Woody Biomass B2A",2055,1190000,51590,29220,3.7582,8.4366999999999984E-3,-3.8261190000000002E-3,3.0054000000000003]
[null,"Woody Biomass MYPP",2055,1190000,51590,29220,3.7582,8.4366999999999984E-3,-3.8261190000000002E-3,3.0054000000000003]
[null,"Steam",2055,1384000,1383000,5034,78.571100000000001,0.27494000000000002,2.3304000000000003E-3,87.594300000000004]
[null,"Commercial Natural Gas",2060,1092000,1092000,3971,5.7390999999999996,0.18462200000000001,8.61E-4,11.5648]
[null,"Industrial Natural Gas",2060,1092000,1092000,3971,5.7390999999999996,0.18462200000000001,8.61E-4,11.5648]
[null,"Electric Utility Natural Gas",2060,1092000,1092000,3971,5.7390999999999996,0.18462200000000001,8.61E-4,11.5648]
[null,"Residential Natural Gas",2060,1092000,1092000,3971,5.7390999999999996,0.18462200000000001,8.61E-4,11.5648]
[null,"Bio Methane",2060,-1185000,0,0,-85.800000000000011,0.54700000000000004,-1.8286999999999999E-3,-70.08]
[null,"Commercial Electricity",2060,1721000,1293000,15050,125.08,0.20477100000000001,1.7827000000000001E-3,129.82]
[null,"Industrial Electricity",2060,1721000,1293000,15050,125.08,0.20477100000000001,1.7827000000000001E-3,129.82]
[null,"Residential Electricity",2060,1721000,1293000,15050,125.08,0.20477100000000001,1.7827000000000001E-3,129.82]
[null,"Electric Utility Steam Coal",2060,1022000,1021000,15510,1.6964999999999999,0.14096238999999999,3.2765999999999998E-5,5.9536999999999995]
[null,"Metallurgical Coal",2060,1022000,1021000,15510,1.6964999999999999,0.14096238999999999,3.2765999999999998E-5,5.9536999999999995]
[null,"Other Industrial Coal",2060,1022000,1021000,15510,1.6964999999999999,0.14096238999999999,3.2765999999999998E-5,5.9536999999999995]
[null,"Retail Diesel",2060,1209000,1202000,1052000,17.969000000000001,0.164128,2.9025999999999998E-4,22.988]
[null,"E85 Ethanol",2060,1585000,696300,286000,38.049999999999997,0.1118,2.5350000000000001E-2,45.19]
[null,"Retail Gasoline",2060,1249000,1242000,1078000,23.84,0.16985799999999998,3.7813000000000001E-4,29.157000000000004]
[null,"Woody Biomass",2060,1190000,51590,29220,3.7582,8.4366999999999984E-3,-3.8261190000000002E-3,3.0054000000000003]
[null,"Woody Biomass B2A",2060,1190000,51590,29220,3.7582,8.4366999999999984E-3,-3.8261190000000002E-3,3.0054000000000003]
[null,"Woody Biomass MYPP",2060,1190000,51590,29220,3.7582,8.4366999999999984E-3,-3.8261190000000002E-3,3.0054000000000003]
[null,"Steam",2060,1384000,1383000,5034,78.571100000000001,0.27494000000000002,2.3304000000000003E-3,87.594300000000004]
[null,"Commercial Natural Gas",2065,1092000,1092000,3971,5.7390999999999996,0.18462200000000001,8.61E-4,11.5648]
[null,"Industrial Natural Gas",2065,1092000,1092000,3971,5.7390999999999996,0.18462200000000001,8.61E-4,11.5648]
[null,"Electric Utility Natural Gas",2065,1092000,1092000,3971,5.7390999999999996,0.18462200000000001,8.61E-4,11.5648]
[null,"Residential Natural Gas",2065,1092000,1092000,3971,5.7390999999999996,0.18462200000000001,8.61E-4,11.5648]
[null,"Bio Methane",2065,-1185000,0,0,-85.800000000000011,0.54700000000000004,-1.8286999999999999E-3,-70.08]
[null,"Commercial Electricity",2065,1721000,1293000,15050,125.08,0.20477100000000001,1.7827000000000001E-3,129.82]
[null,"Industrial Electricity",2065,1721000,1293000,15050,125.08,0.20477100000000001,1.7827000000000001E-3,129.82]
[null,"Residential Electricity",2065,1721000,1293000,15050,125.08,0.20477100000000001,1.7827000000000001E-3,129.82]
[null,"Electric Utility Steam Coal",2065,1022000,1021000,15510,1.6964999999999999,0.14096238999999999,3.2765999999999998E-5,5.9536999999999995]
[null,"Metallurgical Coal",2065,1022000,1021000,15510,1.6964999999999999,0.14096238999999999,3.2765999999999998E-5,5.9536999999999995]
[null,"Other Industrial Coal",2065,1022000,1021000,15510,1.6964999999999999,0.14096238999999999,3.2765999999999998E-5,5.9536999999999995]
[null,"Retail Diesel",2065,1209000,1202000,1052000,17.969000000000001,0.164128,2.9025999999999998E-4,22.988]
[null,"E85 Ethanol",2065,1585000,696300,286000,38.049999999999997,0.1118,2.5350000000000001E-2,45.19]
[null,"Retail Gasoline",2065,1249000,1242000,1078000,23.84,0.16985799999999998,3.7813000000000001E-4,29.157000000000004]
[null,"Woody Biomass",2065,1190000,51590,29220,3.7582,8.4366999999999984E-3,-3.8261190000000002E-3,3.0054000000000003]
[null,"Woody Biomass B2A",2065,1190000,51590,29220,3.7582,8.4366999999999984E-3,-3.8261190000000002E-3,3.0054000000000003]
[null,"Woody Biomass MYPP",2065,1190000,51590,29220,3.7582,8.4366999999999984E-3,-3.8261190000000002E-3,3.0054000000000003]
[null,"Steam",2065,1384000,1383000,5034,78.571100000000001,0.27494000000000002,2.3304000000000003E-3,87.594300000000004]
[null,"Commercial Natural Gas",2070,1092000,1092000,3971,5.7390999999999996,0.18462200000000001,8.61E-4,11.5648]
[null,"Industrial Natural Gas",2070,1092000,1092000,3971,5.7390999999999996,0.18462200000000001,8.61E-4,11.5648]
[null,"Electric Utility Natural Gas",2070,1092000,1092000,3971,5.7390999999999996,0.18462200000000001,8.61E-4,11.5648]
[null,"Residential Natural Gas",2070,1092000,1092000,3971,5.7390999999999996,0.18462200000000001,8.61E-4,11.5648]
[null,"Bio Methane",2070,-1185000,0,0,-85.800000000000011,0.54700000000000004,-1.8286999999999999E-3,-70.08]
[null,"Commercial Electricity",2070,1721000,1293000,15050,125.08,0.20477100000000001,1.7827000000000001E-3,129.82]
[null,"Industrial Electricity",2070,1721000,1293000,15050,125.08,0.20477100000000001,1.7827000000000001E-3,129.82]
[null,"Residential Electricity",2070,1721000,1293000,15050,125.08,0.20477100000000001,1.7827000000000001E-3,129.82]
[null,"Electric Utility Steam Coal",2070,1022000,1021000,15510,1.6964999999999999,0.14096238999999999,3.2765999999999998E-5,5.9536999999999995]
[null,"Metallurgical Coal",2070,1022000,1021000,15510,1.6964999999999999,0.14096238999999999,3.2765999999999998E-5,5.9536999999999995]
[null,"Other Industrial Coal",2070,1022000,1021000,15510,1.6964999999999999,0.14096238999999999,3.2765999999999998E-5,5.9536999999999995]
[null,"Retail Diesel",2070,1209000,1202000,1052000,17.969000000000001,0.164128,2.9025999999999998E-4,22.988]
[null,"E85 Ethanol",2070,1585000,696300,286000,38.049999999999997,0.1118,2.5350000000000001E-2,45.19]
[null,"Retail Gasoline",2070,1249000,1242000,1078000,23.84,0.16985799999999998,3.7813000000000001E-4,29.157000000000004]
[null,"Woody Biomass",2070,1190000,51590,29220,3.7582,8.4366999999999984E-3,-3.8261190000000002E-3,3.0054000000000003]
[null,"Woody Biomass B2A",2070,1190000,51590,29220,3.7582,8.4366999999999984E-3,-3.8261190000000002E-3,3.0054000000000003]
[null,"Woody Biomass MYPP",2070,1190000,51590,29220,3.7582,8.4366999999999984E-3,-3.8261190000000002E-3,3.0054000000000003]
[null,"Steam",2070,1384000,1383000,5034,78.571100000000001,0.27494000000000002,2.3304000000000003E-3,87.594300000000004]
[null,"Commercial Natural Gas",2075,1092000,1092000,3971,5.7390999999999996,0.18462200000000001,8.61E-4,11.5648]
[null,"Industrial Natural Gas",2075,1092000,1092000,3971,5.7390999999999996,0.18462200000000001,8.61E-4,11.5648]
[null,"Electric Utility Natural Gas",2075,1092000,1092000,3971,5.7390999999999996,0.18462200000000001,8.61E-4,11.5648]
[null,"Residential Natural Gas",2075,1092000,1092000,3971,5.7390999999999996,0.18462200000000001,8.61E-4,11.5648]
[null,"Bio Methane",2075,-1185000,0,0,-85.800000000000011,0.54700000000000004,-1.8286999999999999E-3,-70.08]
[null,"Commercial Electricity",2075,1721000,1293000,15050,125.08,0.20477100000000001,1.7827000000000001E-3,129.82]
[null,"Industrial Electricity",2075,1721000,1293000,15050,125.08,0.20477100000000001,1.7827000000000001E-3,129.82]
[null,"Residential Electricity",2075,1721000,1293000,15050,125.08,0.20477100000000001,1.7827000000000001E-3,129.82]
[null,"Electric Utility Steam Coal",2075,1022000,1021000,15510,1.6964999999999999,0.14096238999999999,3.2765999999999998E-5,5.9536999999999995]
[null,"Metallurgical Coal",2075,1022000,1021000,15510,1.6964999999999999,0.14096238999999999,3.2765999999999998E-5,5.9536999999999995]
[null,"Other Industrial Coal",2075,1022000,1021000,15510,1.6964999999999999,0.14096238999999999,3.2765999999999998E-5,5.9536999999999995]
[null,"Retail Diesel",2075,1209000,1202000,1052000,17.969000000000001,0.164128,2.9025999999999998E-4,22.988]
[null,"E85 Ethanol",2075,1585000,696300,286000,38.049999999999997,0.1118,2.5350000000000001E-2,45.19]
[null,"Retail Gasoline",2075,1249000,1242000,1078000,23.84,0.16985799999999998,3.7813000000000001E-4,29.157000000000004]
[null,"Woody Biomass",2075,1190000,51590,29220,3.7582,8.4366999999999984E-3,-3.8261190000000002E-3,3.0054000000000003]
[null,"Woody Biomass B2A",2075,1190000,51590,29220,3.7582,8.4366999999999984E-3,-3.8261190000000002E-3,3.0054000000000003]
[null,"Woody Biomass MYPP",2075,1190000,51590,29220,3.7582,8.4366999999999984E-3,-3.8261190000000002E-3,3.0054000000000003]
[null,"Steam",2075,1384000,1383000,5034,78.571100000000001,0.27494000000000002,2.3304000000000003E-3,87.594300000000004]
[null,"Commercial Natural Gas",2080,1092000,1092000,3971,5.7390999999999996,0.18462200000000001,8.61E-4,11.5648]
[null,"Industrial Natural Gas",2080,1092000,1092000,3971,5.7390999999999996,0.18462200000000001,8.61E-4,11.5648]
[null,"Electric Utility Natural Gas",2080,1092000,1092000,3971,5.7390999999999996,0.18462200000000001,8.61E-4,11.5648]
[null,"Residential Natural Gas",2080,1092000,1092000,3971,5.7390999999999996,0.18462200000000001,8.61E-4,11.5648]
[null,"Bio Methane",2080,-1185000,0,0,-85.800000000000011,0.54700000000000004,-1.8286999999999999E-3,-70.08]
[null,"Commercial Electricity",2080,1721000,1293000,15050,125.08,0.20477100000000001,1.7827000000000001E-3,129.82]
[null,"Industrial Electricity",2080,1721000,1293000,15050,125.08,0.20477100000000001,1.7827000000000001E-3,129.82]
[null,"Residential Electricity",2080,1721000,1293000,15050,125.08,0.20477100000000001,1.7827000000000001E-3,129.82]
[null,"Electric Utility Steam Coal",2080,1022000,1021000,15510,1.6964999999999999,0.14096238999999999,3.2765999999999998E-5,5.9536999999999995]
[null,"Metallurgical Coal",2080,1022000,1021000,15510,1.6964999999999999,0.14096238999999999,3.2765999999999998E-5,5.9536999999999995]
[null,"Other Industrial Coal",2080,1022000,1021000,15510,1.6964999999999999,0.14096238999999999,3.2765999999999998E-5,5.9536999999999995]
[null,"Retail Diesel",2080,1209000,1202000,1052000,17.969000000000001,0.164128,2.9025999999999998E-4,22.988]
[null,"E85 Ethanol",2080,1585000,696300,286000,38.049999999999997,0.1118,2.5350000000000001E-2,45.19]
[null,"Retail Gasoline",2080,1249000,1242000,1078000,23.84,0.16985799999999998,3.7813000000000001E-4,29.157000000000004]
[null,"Woody Biomass",2080,1190000,51590,29220,3.7582,8.4366999999999984E-3,-3.8261190000000002E-3,3.0054000000000003]
[null,"Woody Biomass B2A",2080,1190000,51590,29220,3.7582,8.4366999999999984E-3,-3.8261190000000002E-3,3.0054000000000003]
[null,"Woody Biomass MYPP",2080,1190000,51590,29220,3.7582,8.4366999999999984E-3,-3.8261190000000002E-3,3.0054000000000003]
[null,"Steam",2080,1384000,1383000,5034,78.571100000000001,0.27494000000000002,2.3304000000000003E-3,87.594300000000004]
[null,"Commercial Natural Gas",2085,1092000,1092000,3971,5.7390999999999996,0.18462200000000001,8.61E-4,11.5648]
[null,"Industrial Natural Gas",2085,1092000,1092000,3971,5.7390999999999996,0.18462200000000001,8.61E-4,11.5648]
[null,"Electric Utility Natural Gas",2085,1092000,1092000,3971,5.7390999999999996,0.18462200000000001,8.61E-4,11.5648]
[null,"Residential Natural Gas",2085,1092000,1092000,3971,5.7390999999999996,0.18462200000000001,8.61E-4,11.5648]
[null,"Bio Methane",2085,-1185000,0,0,-85.800000000000011,0.54700000000000004,-1.8286999999999999E-3,-70.08]
[null,"Commercial Electricity",2085,1721000,1293000,15050,125.08,0.20477100000000001,1.7827000000000001E-3,129.82]
[null,"Industrial Electricity",2085,1721000,1293000,15050,125.08,0.20477100000000001,1.7827000000000001E-3,129.82]
[null,"Residential Electricity",2085,1721000,1293000,15050,125.08,0.20477100000000001,1.7827000000000001E-3,129.82]
[null,"Electric Utility Steam Coal",2085,1022000,1021000,15510,1.6964999999999999,0.14096238999999999,3.2765999999999998E-5,5.9536999999999995]
[null,"Metallurgical Coal",2085,1022000,1021000,15510,1.6964999999999999,0.14096238999999999,3.2765999999999998E-5,5.9536999999999995]
[null,"Other Industrial Coal",2085,1022000,1021000,15510,1.6964999999999999,0.14096238999999999,3.2765999999999998E-5,5.9536999999999995]
[null,"Retail Diesel",2085,1209000,1202000,1052000,17.969000000000001,0.164128,2.9025999999999998E-4,22.988]
[null,"E85 Ethanol",2085,1585000,696300,286000,38.049999999999997,0.1118,2.5350000000000001E-2,45.19]
[null,"Retail Gasoline",2085,1249000,1242000,1078000,23.84,0.16985799999999998,3.7813000000000001E-4,29.157000000000004]
[null,"Woody Biomass",2085,1190000,51590,29220,3.7582,8.4366999999999984E-3,-3.8261190000000002E-3,3.0054000000000003]
[null,"Woody Biomass B2A",2085,1190000,51590,29220,3.7582,8.4366999999999984E-3,-3.8261190000000002E-3,3.0054000000000003]
[null,"Woody Biomass MYPP",2085,1190000,51590,29220,3.7582,8.4366999999999984E-3,-3.8261190000000002E-3,3.0054000000000003]
[null,"Steam",2085,1384000,1383000,5034,78.571100000000001,0.27494000000000002,2.3304000000000003E-3,87.594300000000004]
[null,"Commercial Natural Gas",2090,1092000,1092000,3971,5.7390999999999996,0.18462200000000001,8.61E-4,11.5648]
[null,"Industrial Natural Gas",2090,1092000,1092000,3971,5.7390999999999996,0.18462200000000001,8.61E-4,11.5648]
[null,"Electric Utility Natural Gas",2090,1092000,1092000,3971,5.7390999999999996,0.18462200000000001,8.61E-4,11.5648]
[null,"Residential Natural Gas",2090,1092000,1092000,3971,5.7390999999999996,0.18462200000000001,8.61E-4,11.5648]
[null,"Bio Methane",2090,-1185000,0,0,-85.800000000000011,0.54700000000000004,-1.8286999999999999E-3,-70.08]
[null,"Commercial Electricity",2090,1721000,1293000,15050,125.08,0.20477100000000001,1.7827000000000001E-3,129.82]
[null,"Industrial Electricity",2090,1721000,1293000,15050,125.08,0.20477100000000001,1.7827000000000001E-3,129.82]
[null,"Residential Electricity",2090,1721000,1293000,15050,125.08,0.20477100000000001,1.7827000000000001E-3,129.82]
[null,"Electric Utility Steam Coal",2090,1022000,1021000,15510,1.6964999999999999,0.14096238999999999,3.2765999999999998E-5,5.9536999999999995]
[null,"Metallurgical Coal",2090,1022000,1021000,15510,1.6964999999999999,0.14096238999999999,3.2765999999999998E-5,5.9536999999999995]
[null,"Other Industrial Coal",2090,1022000,1021000,15510,1.6964999999999999,0.14096238999999999,3.2765999999999998E-5,5.9536999999999995]
[null,"Retail Diesel",2090,1209000,1202000,1052000,17.969000000000001,0.164128,2.9025999999999998E-4,22.988]
[null,"E85 Ethanol",2090,1585000,696300,286000,38.049999999999997,0.1118,2.5350000000000001E-2,45.19]
[null,"Retail Gasoline",2090,1249000,1242000,1078000,23.84,0.16985799999999998,3.7813000000000001E-4,29.157000000000004]
[null,"Woody Biomass",2090,1190000,51590,29220,3.7582,8.4366999999999984E-3,-3.8261190000000002E-3,3.0054000000000003]
[null,"Woody Biomass B2A",2090,1190000,51590,29220,3.7582,8.4366999999999984E-3,-3.8261190000000002E-3,3.0054000000000003]
[null,"Woody Biomass MYPP",2090,1190000,51590,29220,3.7582,8.4366999999999984E-3,-3.8261190000000002E-3,3.0054000000000003]
[null,"Steam",2090,1384000,1383000,5034,78.571100000000001,0.27494000000000002,2.3304000000000003E-3,87.594300000000004]
[null,"Commercial Natural Gas",2095,1092000,1092000,3971,5.7390999999999996,0.18462200000000001,8.61E-4,11.5648]
[null,"Industrial Natural Gas",2095,1092000,1092000,3971,5.7390999999999996,0.18462200000000001,8.61E-4,11.5648]
[null,"Electric Utility Natural Gas",2095,1092000,1092000,3971,5.7390999999999996,0.18462200000000001,8.61E-4,11.5648]
[null,"Residential Natural Gas",2095,1092000,1092000,3971,5.7390999999999996,0.18462200000000001,8.61E-4,11.5648]
[null,"Bio Methane",2095,-1185000,0,0,-85.800000000000011,0.54700000000000004,-1.8286999999999999E-3,-70.08]
[null,"Commercial Electricity",2095,1721000,1293000,15050,125.08,0.20477100000000001,1.7827000000000001E-3,129.82]
[null,"Industrial Electricity",2095,1721000,1293000,15050,125.08,0.20477100000000001,1.7827000000000001E-3,129.82]
[null,"Residential Electricity",2095,1721000,1293000,15050,125.08,0.20477100000000001,1.7827000000000001E-3,129.82]
[null,"Electric Utility Steam Coal",2095,1022000,1021000,15510,1.6964999999999999,0.14096238999999999,3.2765999999999998E-5,5.9536999999999995]
[null,"Metallurgical Coal",2095,1022000,1021000,15510,1.6964999999999999,0.14096238999999999,3.2765999999999998E-5,5.9536999999999995]
[null,"Other Industrial Coal",2095,1022000,1021000,15510,1.6964999999999999,0.14096238999999999,3.2765999999999998E-5,5.9536999999999995]
[null,"Retail Diesel",2095,1209000,1202000,1052000,17.969000000000001,0.164128,2.9025999999999998E-4,22.988]
[null,"E85 Ethanol",2095,1585000,696300,286000,38.049999999999997,0.1118,2.5350000000000001E-2,45.19]
[null,"Retail Gasoline",2095,1249000,1242000,1078000,23.84,0.16985799999999998,3.7813000000000001E-4,29.157000000000004]
[null,"Woody Biomass",2095,1190000,51590,29220,3.7582,8.4366999999999984E-3,-3.8261190000000002E-3,3.0054000000000003]
[null,"Woody Biomass B2A",2095,1190000,51590,29220,3.7582,8.4366999999999984E-3,-3.8261190000000002E-3,3.0054000000000003]
[null,"Woody Biomass MYPP",2095,1190000,51590,29220,3.7582,8.4366999999999984E-3,-3.8261190000000002E-3,3.0054000000000003]
[null,"Steam",2095,1384000,1383000,5034,78.571100000000001,0.27494000000000002,2.3304000000000003E-3,87.594300000000004]
[null,"Commercial Natural Gas",2100,1092000,1092000,3971,5.7390999999999996,0.18462200000000001,8.61E-4,11.5648]
[null,"Industrial Natural Gas",2100,1092000,1092000,3971,5.7390999999999996,0.18462200000000001,8.61E-4,11.5648]
[null,"Electric Utility Natural Gas",2100,1092000,1092000,3971,5.7390999999999996,0.18462200000000001,8.61E-4,11.5648]
[null,"Residential Natural Gas",2100,1092000,1092000,3971,5.7390999999999996,0.18462200000000001,8.61E-4,11.5648]
[null,"Bio Methane",2100,-1185000,0,0,-85.800000000000011,0.54700000000000004,-1.8286999999999999E-3,-70.08]
[null,"Commercial Electricity",2100,1721000,1293000,15050,125.08,0.20477100000000001,1.7827000000000001E-3,129.82]
[null,"Industrial Electricity",2100,1721000,1293000,15050,125.08,0.20477100000000001,1.7827000000000001E-3,129.82]
[null,"Residential Electricity",2100,1721000,1293000,15050,125.08,0.20477100000000001,1.7827000000000001E-3,129.82]
[null,"Electric Utility Steam Coal",2100,1022000,1021000,15510,1.6964999999999999,0.14096238999999999,3.2765999999999998E-5,5.9536999999999995]
[null,"Metallurgical Coal",2100,1022000,1021000,15510,1.6964999999999999,0.14096238999999999,3.2765999999999998E-5,5.9536999999999995]
[null,"Other Industrial Coal",2100,1022000,1021000,15510,1.6964999999999999,0.14096238999999999,3.2765999999999998E-5,5.9536999999999995]
[null,"Retail Diesel",2100,1209000,1202000,1052000,17.969000000000001,0.164128,2.9025999999999998E-4,22.988]
[null,"E85 Ethanol",2100,1585000,696300,286000,38.049999999999997,0.1118,2.5350000000000001E-2,45.19]
[null,"Retail Gasoline",2100,1249000,1242000,1078000,23.84,0.16985799999999998,3.7813000000000001E-4,29.157000000000004]
[null,"Woody Biomass",2100,1190000,51590,29220,3.7582,8.4366999999999984E-3,-3.8261190000000002E-3,3.0054000000000003]
[null,"Woody Biomass B2A",2100,1190000,51590,29220,3.7582,8.4366999999999984E-3,-3.8261190000000002E-3,3.0054000000000003]
[null,"Woody Biomass MYPP",2100,1190000,51590,29220,3.7582,8.4366999999999984E-3,-3.8261190000000002E-3,3.0054000000000003]
[null,"Steam",2100,1384000,1383000,5034,78.571100000000001,0.27494000000000002,2.3304000000000003E-3,87.594300000000004]

{"sheet":"Debt Financing Calculations","index":15,"n_rows":57,"n_cols":7,"rows_kept":57,"cut":false,"hidden":false,"merged":[[11,1,11,6]]}
["Debt Financing Calculations"]
[]
[]
[]
[]
[]
[]
[]
[]
[]
["ANNUAL LOAN CALCULATION (if debt financing is assumed)"]
[]
["Analysis Year","Loan Year","Principal Owed","Annual Payment","Interest","Principal Payment","New Principal"]
[{"$f":"'Cash Flow Analysis'!B65","v":1},{"$f":"IF(B13=\"\",\"\",IF('Cash Flow Analysis'!$B$31=0,\"N/A\",IF(A14=1,1,IF(A13=debt_period,\"\",B13+1))))","v":1},{"$f":"IF(OR(A14=\"\",B14=\"\",B14=\"N/A\"),\"\",IF(B14=1,-'Cash Flow Analysis'!G65,IF(B14=\"N/A\",0,G13)))","v":982892426.33857536},{"$f":"IF(debt_period=0,\nE14+F14,\nIF(OR(A14=\"\",B14=\"\",B14=\"N/A\"),\"\",IF(B14=1,((debt_interest*(1+debt_interest)^debt_period)/((1+debt_interest)^debt_period-1))*(-'Cash Flow Analysis'!G65),IF(G13=0,\"\",D13))))","v":36367019.774527289},{"$f":"IF(OR(A14=\"\",B14=\"\",B14=\"N/A\"),\"\",C14*debt_interest)","v":36367019.774527289},{"$f":"IF(debt_period=0,\nIF(B14=(anal_period+construct),0,0),\nIF(OR(A14=\"\",B14=\"\",B14=\"N/A\"),\"\",D14-E14))","v":0},{"$f":"IF(OR(A14=\"\",B14=\"\",B14=\"N/A\"),\"\",C14-F14)","v":982892426.33857536}]
[{"$f":"'Cash Flow Analysis'!B66","v":2},{"$f":"IF(B14=\"\",\"\",IF('Cash Flow Analysis'!$B$31=0,\"N/A\",IF(A15=1,1,IF(A14=debt_period,\"\",B14+1))))","v":2},{"$f":"IF(OR(A15=\"\",B15=\"\",B15=\"N/A\"),\"\",IF(B15=1,-'Cash Flow Analysis'!G66,IF(B15=\"N/A\",0,G14)))","v":982892426.33857536},{"$f":"IF(debt_period=0,\nE15+F15,\nIF(OR(A15=\"\",B15=\"\",B15=\"N/A\"),\"\",IF(B15=1,((debt_interest*(1+debt_interest)^debt_period)/((1+debt_interest)^debt_period-1))*(-'Cash Flow Analysis'!G66),IF(G14=0,\"\",D14))))","v":36367019.774527289},36367019.774527289,{"$f":"IF(debt_period=0,\nIF(B15=(anal_period+construct),C14,0),\nIF(OR(A15=\"\",B15=\"\",B15=\"N/A\"),\"\",D15-E15))","v":0},982892426.33857536]
[{"$f":"'Cash Flow Analysis'!B67","v":3},{"$f":"IF(B15=\"\",\"\",IF('Cash Flow Analysis'!$B$31=0,\"N/A\",IF(A16=1,1,IF(A15=debt_period,\"\",B15+1))))","v":3},{"$f":"IF(OR(A16=\"\",B16=\"\",B16=\"N/A\"),\"\",IF(B16=1,-'Cash Flow Analysis'!G67,IF(B16=\"N/A\",0,G15)))","v":982892426.33857536},{"$f":"IF(debt_period=0,\nE16+F16,\nIF(OR(A16=\"\",B16=\"\",B16=\"N/A\"),\"\",IF(B16=1,((debt_interest*(1+debt_interest)^debt_period)/((1+debt_interest)^debt_period-1))*(-'Cash Flow Analysis'!G67),IF(G15=0,\"\",D15))))","v":36367019.774527289},36367019.774527289,{"$f":"IF(debt_period=0,\nIF(B16=(anal_period+construct),C16,0),\nIF(OR(A16=\"\",B16=\"\",B16=\"N/A\"),\"\",D16-E16))","v":0},982892426.33857536]
[{"$f":"'Cash Flow Analysis'!B68","v":4},{"$f":"IF(B16=\"\",\"\",IF('Cash Flow Analysis'!$B$31=0,\"N/A\",IF(A17=1,1,IF(A16=debt_period,\"\",B16+1))))","v":4},{"$f":"IF(OR(A17=\"\",B17=\"\",B17=\"N/A\"),\"\",IF(B17=1,-'Cash Flow Analysis'!G68,IF(B17=\"N/A\",0,G16)))","v":982892426.33857536},{"$f":"IF(debt_period=0,\nE17+F17,\nIF(OR(A17=\"\",B17=\"\",B17=\"N/A\"),\"\",IF(B17=1,((debt_interest*(1+debt_interest)^debt_period)/((1+debt_interest)^debt_period-1))*(-'Cash Flow Analysis'!G68),IF(G16=0,\"\",D16))))","v":36367019.774527289},36367019.774527289,0,982892426.33857536]
[{"$f":"'Cash Flow Analysis'!B69","v":5},{"$f":"IF(B17=\"\",\"\",IF('Cash Flow Analysis'!$B$31=0,\"N/A\",IF(A18=1,1,IF(A17=debt_period,\"\",B17+1))))","v":5},{"$f":"IF(OR(A18=\"\",B18=\"\",B18=\"N/A\"),\"\",IF(B18=1,-'Cash Flow Analysis'!G69,IF(B18=\"N/A\",0,G17)))","v":982892426.33857536},{"$f":"IF(debt_period=0,\nE18+F18,\nIF(OR(A18=\"\",B18=\"\",B18=\"N/A\"),\"\",IF(B18=1,((debt_interest*(1+debt_interest)^debt_period)/((1+debt_interest)^debt_period-1))*(-'Cash Flow Analysis'!G69),IF(G17=0,\"\",D17))))","v":36367019.774527289},36367019.774527289,0,982892426.33857536]
[{"$f":"'Cash Flow Analysis'!B70","v":6},{"$f":"IF(B18=\"\",\"\",IF('Cash Flow Analysis'!$B$31=0,\"N/A\",IF(A19=1,1,IF(A18=debt_period,\"\",B18+1))))","v":6},{"$f":"IF(OR(A19=\"\",B19=\"\",B19=\"N/A\"),\"\",IF(B19=1,-'Cash Flow Analysis'!G70,IF(B19=\"N/A\",0,G18)))","v":982892426.33857536},{"$f":"IF(debt_period=0,\nE19+F19,\nIF(OR(A19=\"\",B19=\"\",B19=\"N/A\"),\"\",IF(B19=1,((debt_interest*(1+debt_interest)^debt_period)/((1+debt_interest)^debt_period-1))*(-'Cash Flow Analysis'!G70),IF(G18=0,\"\",D18))))","v":36367019.774527289},36367019.774527289,0,982892426.33857536]
[{"$f":"'Cash Flow Analysis'!B71","v":7},{"$f":"IF(B19=\"\",\"\",IF('Cash Flow Analysis'!$B$31=0,\"N/A\",IF(A20=1,1,IF(A19=debt_period,\"\",B19+1))))","v":7},{"$f":"IF(OR(A20=\"\",B20=\"\",B20=\"N/A\"),\"\",IF(B20=1,-'Cash Flow Analysis'!G71,IF(B20=\"N/A\",0,G19)))","v":982892426.33857536},{"$f":"IF(debt_period=0,\nE20+F20,\nIF(OR(A20=\"\",B20=\"\",B20=\"N/A\"),\"\",IF(B20=1,((debt_interest*(1+debt_interest)^debt_period)/((1+debt_interest)^debt_period-1))*(-'Cash Flow Analysis'!G71),IF(G19=0,\"\",D19))))","v":36367019.774527289},36367019.774527289,0,982892426.33857536]
[{"$f":"'Cash Flow Analysis'!B72","v":8},{"$f":"IF(B20=\"\",\"\",IF('Cash Flow Analysis'!$B$31=0,\"N/A\",IF(A21=1,1,IF(A20=debt_period,\"\",B20+1))))","v":8},{"$f":"IF(OR(A21=\"\",B21=\"\",B21=\"N/A\"),\"\",IF(B21=1,-'Cash Flow Analysis'!G72,IF(B21=\"N/A\",0,G20)))","v":982892426.33857536},{"$f":"IF(debt_period=0,\nE21+F21,\nIF(OR(A21=\"\",B21=\"\",B21=\"N/A\"),\"\",IF(B21=1,((debt_interest*(1+debt_interest)^debt_period)/((1+debt_interest)^debt_period-1))*(-'Cash Flow Analysis'!G72),IF(G20=0,\"\",D20))))","v":36367019.774527289},36367019.774527289,0,982892426.33857536]
[{"$f":"'Cash Flow Analysis'!B73","v":9},{"$f":"IF(B21=\"\",\"\",IF('Cash Flow Analysis'!$B$31=0,\"N/A\",IF(A22=1,1,IF(A21=debt_period,\"\",B21+1))))","v":9},{"$f":"IF(OR(A22=\"\",B22=\"\",B22=\"N/A\"),\"\",IF(B22=1,-'Cash Flow Analysis'!G73,IF(B22=\"N/A\",0,G21)))","v":982892426.33857536},{"$f":"IF(debt_period=0,\nE22+F22,\nIF(OR(A22=\"\",B22=\"\",B22=\"N/A\"),\"\",IF(B22=1,((debt_interest*(1+debt_interest)^debt_period)/((1+debt_interest)^debt_period-1))*(-'Cash Flow Analysis'!G73),IF(G21=0,\"\",D21))))","v":36367019.774527289},36367019.774527289,0,982892426.33857536]
[{"$f":"'Cash Flow Analysis'!B74","v":10},{"$f":"IF(B22=\"\",\"\",IF('Cash Flow Analysis'!$B$31=0,\"N/A\",IF(A23=1,1,IF(A22=debt_period,\"\",B22+1))))","v":10},{"$f":"IF(OR(A23=\"\",B23=\"\",B23=\"N/A\"),\"\",IF(B23=1,-'Cash Flow Analysis'!G74,IF(B23=\"N/A\",0,G22)))","v":982892426.33857536},{"$f":"IF(debt_period=0,\nE23+F23,\nIF(OR(A23=\"\",B23=\"\",B23=\"N/A\"),\"\",IF(B23=1,((debt_interest*(1+debt_interest)^debt_period)/((1+debt_interest)^debt_period-1))*(-'Cash Flow Analysis'!G74),IF(G22=0,\"\",D22))))","v":36367019.774527289},36367019.774527289,0,982892426.33857536]
[{"$f":"'Cash Flow Analysis'!B75","v":11},{"$f":"IF(B23=\"\",\"\",IF('Cash Flow Analysis'!$B$31=0,\"N/A\",IF(A24=1,1,IF(A23=debt_period,\"\",B23+1))))","v":11},{"$f":"IF(OR(A24=\"\",B24=\"\",B24=\"N/A\"),\"\",IF(B24=1,-'Cash Flow Analysis'!G75,IF(B24=\"N/A\",0,G23)))","v":982892426.33857536},{"$f":"IF(debt_period=0,\nE24+F24,\nIF(OR(A24=\"\",B24=\"\",B24=\"N/A\"),\"\",IF(B24=1,((debt_interest*(1+debt_interest)^debt_period)/((1+debt_interest)^debt_period-1))*(-'Cash Flow Analysis'!G75),IF(G23=0,\"\",D23))))","v":36367019.774527289},36367019.774527289,0,982892426.33857536]
[{"$f":"'Cash Flow Analysis'!B76","v":12},{"$f":"IF(B24=\"\",\"\",IF('Cash Flow Analysis'!$B$31=0,\"N/A\",IF(A25=1,1,IF(A24=debt_period,\"\",B24+1))))","v":12},{"$f":"IF(OR(A25=\"\",B25=\"\",B25=\"N/A\"),\"\",IF(B25=1,-'Cash Flow Analysis'!G76,IF(B25=\"N/A\",0,G24)))","v":982892426.33857536},{"$f":"IF(debt_period=0,\nE25+F25,\nIF(OR(A25=\"\",B25=\"\",B25=\"N/A\"),\"\",IF(B25=1,((debt_interest*(1+debt_interest)^debt_period)/((1+debt_interest)^debt_period-1))*(-'Cash Flow Analysis'!G76),IF(G24=0,\"\",D24))))","v":36367019.774527289},36367019.774527289,0,982892426.33857536]
[{"$f":"'Cash Flow Analysis'!B77","v":13},{"$f":"IF(B25=\"\",\"\",IF('Cash Flow Analysis'!$B$31=0,\"N/A\",IF(A26=1,1,IF(A25=debt_period,\"\",B25+1))))","v":13},{"$f":"IF(OR(A26=\"\",B26=\"\",B26=\"N/A\"),\"\",IF(B26=1,-'Cash Flow Analysis'!G77,IF(B26=\"N/A\",0,G25)))","v":982892426.33857536},{"$f":"IF(debt_period=0,\nE26+F26,\nIF(OR(A26=\"\",B26=\"\",B26=\"N/A\"),\"\",IF(B26=1,((debt_interest*(1+debt_interest)^debt_period)/((1+debt_interest)^debt_period-1))*(-'Cash Flow Analysis'!G77),IF(G25=0,\"\",D25))))","v":36367019.774527289},36367019.774527289,0,982892426.33857536]
[{"$f":"'Cash Flow Analysis'!B78","v":14},{"$f":"IF(B26=\"\",\"\",IF('Cash Flow Analysis'!$B$31=0,\"N/A\",IF(A27=1,1,IF(A26=debt_period,\"\",B26+1))))","v":14},{"$f":"IF(OR(A27=\"\",B27=\"\",B27=\"N/A\"),\"\",IF(B27=1,-'Cash Flow Analysis'!G78,IF(B27=\"N/A\",0,G26)))","v":982892426.33857536},{"$f":"IF(debt_period=0,\nE27+F27,\nIF(OR(A27=\"\",B27=\"\",B27=\"N/A\"),\"\",IF(B27=1,((debt_interest*(1+debt_interest)^debt_period)/((1+debt_interest)^debt_period-1))*(-'Cash Flow Analysis'!G78),IF(G26=0,\"\",D26))))","v":36367019.774527289},36367019.774527289,0,982892426.33857536]
[{"$f":"'Cash Flow Analysis'!B79","v":15},{"$f":"IF(B27=\"\",\"\",IF('Cash Flow Analysis'!$B$31=0,\"N/A\",IF(A28=1,1,IF(A27=debt_period,\"\",B27+1))))","v":15},{"$f":"IF(OR(A28=\"\",B28=\"\",B28=\"N/A\"),\"\",IF(B28=1,-'Cash Flow Analysis'!G79,IF(B28=\"N/A\",0,G27)))","v":982892426.33857536},{"$f":"IF(debt_period=0,\nE28+F28,\nIF(OR(A28=\"\",B28=\"\",B28=\"N/A\"),\"\",IF(B28=1,((debt_interest*(1+debt_interest)^debt_period)/((1+debt_interest)^debt_period-1))*(-'Cash Flow Analysis'!G79),IF(G27=0,\"\",D27))))","v":36367019.774527289},36367019.774527289,0,982892426.33857536]
[{"$f":"'Cash Flow Analysis'!B80","v":16},{"$f":"IF(B28=\"\",\"\",IF('Cash Flow Analysis'!$B$31=0,\"N/A\",IF(A29=1,1,IF(A28=debt_period,\"\",B28+1))))","v":16},{"$f":"IF(OR(A29=\"\",B29=\"\",B29=\"N/A\"),\"\",IF(B29=1,-'Cash Flow Analysis'!G80,IF(B29=\"N/A\",0,G28)))","v":982892426.33857536},{"$f":"IF(debt_period=0,\nE29+F29,\nIF(OR(A29=\"\",B29=\"\",B29=\"N/A\"),\"\",IF(B29=1,((debt_interest*(1+debt_interest)^debt_period)/((1+debt_interest)^debt_period-1))*(-'Cash Flow Analysis'!G80),IF(G28=0,\"\",D28))))","v":36367019.774527289},36367019.774527289,0,982892426.33857536]
[{"$f":"'Cash Flow Analysis'!B81","v":17},{"$f":"IF(B29=\"\",\"\",IF('Cash Flow Analysis'!$B$31=0,\"N/A\",IF(A30=1,1,IF(A29=debt_period,\"\",B29+1))))","v":17},{"$f":"IF(OR(A30=\"\",B30=\"\",B30=\"N/A\"),\"\",IF(B30=1,-'Cash Flow Analysis'!G81,IF(B30=\"N/A\",0,G29)))","v":982892426.33857536},{"$f":"IF(debt_period=0,\nE30+F30,\nIF(OR(A30=\"\",B30=\"\",B30=\"N/A\"),\"\",IF(B30=1,((debt_interest*(1+debt_interest)^debt_period)/((1+debt_interest)^debt_period-1))*(-'Cash Flow Analysis'!G81),IF(G29=0,\"\",D29))))","v":36367019.774527289},36367019.774527289,0,982892426.33857536]
[{"$f":"'Cash Flow Analysis'!B82","v":18},{"$f":"IF(B30=\"\",\"\",IF('Cash Flow Analysis'!$B$31=0,\"N/A\",IF(A31=1,1,IF(A30=debt_period,\"\",B30+1))))","v":18},{"$f":"IF(OR(A31=\"\",B31=\"\",B31=\"N/A\"),\"\",IF(B31=1,-'Cash Flow Analysis'!G82,IF(B31=\"N/A\",0,G30)))","v":982892426.33857536},{"$f":"IF(debt_period=0,\nE31+F31,\nIF(OR(A31=\"\",B31=\"\",B31=\"N/A\"),\"\",IF(B31=1,((debt_interest*(1+debt_interest)^debt_period)/((1+debt_interest)^debt_period-1))*(-'Cash Flow Analysis'!G82),IF(G30=0,\"\",D30))))","v":36367019.774527289},36367019.774527289,0,982892426.33857536]
[{"$f":"'Cash Flow Analysis'!B83","v":19},{"$f":"IF(B31=\"\",\"\",IF('Cash Flow Analysis'!$B$31=0,\"N/A\",IF(A32=1,1,IF(A31=debt_period,\"\",B31+1))))","v":19},{"$f":"IF(OR(A32=\"\",B32=\"\",B32=\"N/A\"),\"\",IF(B32=1,-'Cash Flow Analysis'!G83,IF(B32=\"N/A\",0,G31)))","v":982892426.33857536},{"$f":"IF(debt_period=0,\nE32+F32,\nIF(OR(A32=\"\",B32=\"\",B32=\"N/A\"),\"\",IF(B32=1,((debt_interest*(1+debt_interest)^debt_period)/((1+debt_interest)^debt_period-1))*(-'Cash Flow Analysis'!G83),IF(G31=0,\"\",D31))))","v":36367019.774527289},36367019.774527289,0,982892426.33857536]
[{"$f":"'Cash Flow Analysis'!B84","v":20},{"$f":"IF(B32=\"\",\"\",IF('Cash Flow Analysis'!$B$31=0,\"N/A\",IF(A33=1,1,IF(A32=debt_period,\"\",B32+1))))","v":20},{"$f":"IF(OR(A33=\"\",B33=\"\",B33=\"N/A\"),\"\",IF(B33=1,-'Cash Flow Analysis'!G84,IF(B33=\"N/A\",0,G32)))","v":982892426.33857536},{"$f":"IF(debt_period=0,\nE33+F33,\nIF(OR(A33=\"\",B33=\"\",B33=\"N/A\"),\"\",IF(B33=1,((debt_interest*(1+debt_interest)^debt_period)/((1+debt_interest)^debt_period-1))*(-'Cash Flow Analysis'!G84),IF(G32=0,\"\",D32))))","v":36367019.774527289},36367019.774527289,0,982892426.33857536]
[{"$f":"'Cash Flow Analysis'!B85","v":21},{"$f":"IF(B33=\"\",\"\",IF('Cash Flow Analysis'!$B$31=0,\"N/A\",IF(A34=1,1,IF(A33=debt_period,\"\",B33+1))))","v":21},{"$f":"IF(OR(A34=\"\",B34=\"\",B34=\"N/A\"),\"\",IF(B34=1,-'Cash Flow Analysis'!G85,IF(B34=\"N/A\",0,G33)))","v":982892426.33857536},{"$f":"IF(debt_period=0,\nE34+F34,\nIF(OR(A34=\"\",B34=\"\",B34=\"N/A\"),\"\",IF(B34=1,((debt_interest*(1+debt_interest)^debt_period)/((1+debt_interest)^debt_period-1))*(-'Cash Flow Analysis'!G85),IF(G33=0,\"\",D33))))","v":36367019.774527289},36367019.774527289,0,982892426.33857536]
[{"$f":"'Cash Flow Analysis'!B86","v":22},{"$f":"IF(B34=\"\",\"\",IF('Cash Flow Analysis'!$B$31=0,\"N/A\",IF(A35=1,1,IF(A34=debt_period,\"\",B34+1))))","v":22},{"$f":"IF(OR(A35=\"\",B35=\"\",B35=\"N/A\"),\"\",IF(B35=1,-'Cash Flow Analysis'!G86,IF(B35=\"N/A\",0,G34)))","v":982892426.33857536},{"$f":"IF(debt_period=0,\nE35+F35,\nIF(OR(A35=\"\",B35=\"\",B35=\"N/A\"),\"\",IF(B35=1,((debt_interest*(1+debt_interest)^debt_period)/((1+debt_interest)^debt_period-1))*(-'Cash Flow Analysis'!G86),IF(G34=0,\"\",D34))))","v":36367019.774527289},36367019.774527289,0,982892426.33857536]
[{"$f":"'Cash Flow Analysis'!B87","v":23},{"$f":"IF(B35=\"\",\"\",IF('Cash Flow Analysis'!$B$31=0,\"N/A\",IF(A36=1,1,IF(A35=debt_period,\"\",B35+1))))","v":23},{"$f":"IF(OR(A36=\"\",B36=\"\",B36=\"N/A\"),\"\",IF(B36=1,-'Cash Flow Analysis'!G87,IF(B36=\"N/A\",0,G35)))","v":982892426.33857536},{"$f":"IF(debt_period=0,\nE36+F36,\nIF(OR(A36=\"\",B36=\"\",B36=\"N/A\"),\"\",IF(B36=1,((debt_interest*(1+debt_interest)^debt_period)/((1+debt_interest)^debt_period-1))*(-'Cash Flow Analysis'!G87),IF(G35=0,\"\",D35))))","v":36367019.774527289},36367019.774527289,0,982892426.33857536]
[{"$f":"'Cash Flow Analysis'!B88","v":24},{"$f":"IF(B36=\"\",\"\",IF('Cash Flow Analysis'!$B$31=0,\"N/A\",IF(A37=1,1,IF(A36=debt_period,\"\",B36+1))))","v":24},{"$f":"IF(OR(A37=\"\",B37=\"\",B37=\"N/A\"),\"\",IF(B37=1,-'Cash Flow Analysis'!G88,IF(B37=\"N/A\",0,G36)))","v":982892426.33857536},{"$f":"IF(debt_period=0,\nE37+F37,\nIF(OR(A37=\"\",B37=\"\",B37=\"N/A\"),\"\",IF(B37=1,((debt_interest*(1+debt_interest)^debt_period)/((1+debt_interest)^debt_period-1))*(-'Cash Flow Analysis'!G88),IF(G36=0,\"\",D36))))","v":36367019.774527289},36367019.774527289,0,982892426.33857536]
[{"$f":"'Cash Flow Analysis'!B89","v":25},{"$f":"IF(B37=\"\",\"\",IF('Cash Flow Analysis'!$B$31=0,\"N/A\",IF(A38=1,1,IF(A37=debt_period,\"\",B37+1))))","v":25},{"$f":"IF(OR(A38=\"\",B38=\"\",B38=\"N/A\"),\"\",IF(B38=1,-'Cash Flow Analysis'!G89,IF(B38=\"N/A\",0,G37)))","v":982892426.33857536},{"$f":"IF(debt_period=0,\nE38+F38,\nIF(OR(A38=\"\",B38=\"\",B38=\"N/A\"),\"\",IF(B38=1,((debt_interest*(1+debt_interest)^debt_period)/((1+debt_interest)^debt_period-1))*(-'Cash Flow Analysis'!G89),IF(G37=0,\"\",D37))))","v":36367019.774527289},36367019.774527289,0,982892426.33857536]
[{"$f":"'Cash Flow Analysis'!B90","v":26},{"$f":"IF(B38=\"\",\"\",IF('Cash Flow Analysis'!$B$31=0,\"N/A\",IF(A39=1,1,IF(A38=debt_period,\"\",B38+1))))","v":26},{"$f":"IF(OR(A39=\"\",B39=\"\",B39=\"N/A\"),\"\",IF(B39=1,-'Cash Flow Analysis'!G90,IF(B39=\"N/A\",0,G38)))","v":982892426.33857536},{"$f":"IF(debt_period=0,\nE39+F39,\nIF(OR(A39=\"\",B39=\"\",B39=\"N/A\"),\"\",IF(B39=1,((debt_interest*(1+debt_interest)^debt_period)/((1+debt_interest)^debt_period-1))*(-'Cash Flow Analysis'!G90),IF(G38=0,\"\",D38))))","v":36367019.774527289},36367019.774527289,0,982892426.33857536]
[{"$f":"'Cash Flow Analysis'!B91","v":27},{"$f":"IF(B39=\"\",\"\",IF('Cash Flow Analysis'!$B$31=0,\"N/A\",IF(A40=1,1,IF(A39=debt_period,\"\",B39+1))))","v":27},{"$f":"IF(OR(A40=\"\",B40=\"\",B40=\"N/A\"),\"\",IF(B40=1,-'Cash Flow Analysis'!G91,IF(B40=\"N/A\",0,G39)))","v":982892426.33857536},{"$f":"IF(debt_period=0,\nE40+F40,\nIF(OR(A40=\"\",B40=\"\",B40=\"N/A\"),\"\",IF(B40=1,((debt_interest*(1+debt_interest)^debt_period)/((1+debt_interest)^debt_period-1))*(-'Cash Flow Analysis'!G91),IF(G39=0,\"\",D39))))","v":36367019.774527289},36367019.774527289,0,982892426.33857536]
[{"$f":"'Cash Flow Analysis'!B92","v":28},{"$f":"IF(B40=\"\",\"\",IF('Cash Flow Analysis'!$B$31=0,\"N/A\",IF(A41=1,1,IF(A40=debt_period,\"\",B40+1))))","v":28},{"$f":"IF(OR(A41=\"\",B41=\"\",B41=\"N/A\"),\"\",IF(B41=1,-'Cash Flow Analysis'!G92,IF(B41=\"N/A\",0,G40)))","v":982892426.33857536},{"$f":"IF(debt_period=0,\nE41+F41,\nIF(OR(A41=\"\",B41=\"\",B41=\"N/A\"),\"\",IF(B41=1,((debt_interest*(1+debt_interest)^debt_period)/((1+debt_interest)^debt_period-1))*(-'Cash Flow Analysis'!G92),IF(G40=0,\"\",D40))))","v":36367019.774527289},36367019.774527289,0,982892426.33857536]
[{"$f":"'Cash Flow Analysis'!B93","v":29},{"$f":"IF(B41=\"\",\"\",IF('Cash Flow Analysis'!$B$31=0,\"N/A\",IF(A42=1,1,IF(A41=debt_period,\"\",B41+1))))","v":29},{"$f":"IF(OR(A42=\"\",B42=\"\",B42=\"N/A\"),\"\",IF(B42=1,-'Cash Flow Analysis'!G93,IF(B42=\"N/A\",0,G41)))","v":982892426.33857536},{"$f":"IF(debt_period=0,\nE42+F42,\nIF(OR(A42=\"\",B42=\"\",B42=\"N/A\"),\"\",IF(B42=1,((debt_interest*(1+debt_interest)^debt_period)/((1+debt_interest)^debt_period-1))*(-'Cash Flow Analysis'!G93),IF(G41=0,\"\",D41))))","v":36367019.774527289},36367019.774527289,0,982892426.33857536]
[{"$f":"'Cash Flow Analysis'!B94","v":30},{"$f":"IF(B42=\"\",\"\",IF('Cash Flow Analysis'!$B$31=0,\"N/A\",IF(A43=1,1,IF(A42=debt_period,\"\",B42+1))))","v":30},{"$f":"IF(OR(A43=\"\",B43=\"\",B43=\"N/A\"),\"\",IF(B43=1,-'Cash Flow Analysis'!G94,IF(B43=\"N/A\",0,G42)))","v":982892426.33857536},{"$f":"IF(debt_period=0,\nE43+F43,\nIF(OR(A43=\"\",B43=\"\",B43=\"N/A\"),\"\",IF(B43=1,((debt_interest*(1+debt_interest)^debt_period)/((1+debt_interest)^debt_period-1))*(-'Cash Flow Analysis'!G94),IF(G42=0,\"\",D42))))","v":36367019.774527289},36367019.774527289,0,982892426.33857536]
[{"$f":"'Cash Flow Analysis'!B95","v":31},{"$f":"IF(B43=\"\",\"\",IF('Cash Flow Analysis'!$B$31=0,\"N/A\",IF(A44=1,1,IF(A43=debt_period,\"\",B43+1))))","v":31},{"$f":"IF(OR(A44=\"\",B44=\"\",B44=\"N/A\"),\"\",IF(B44=1,-'Cash Flow Analysis'!G95,IF(B44=\"N/A\",0,G43)))","v":982892426.33857536},{"$f":"IF(debt_period=0,\nE44+F44,\nIF(OR(A44=\"\",B44=\"\",B44=\"N/A\"),\"\",IF(B44=1,((debt_interest*(1+debt_interest)^debt_period)/((1+debt_interest)^debt_period-1))*(-'Cash Flow Analysis'!G95),IF(G43=0,\"\",D43))))","v":36367019.774527289},36367019.774527289,0,982892426.33857536]
[{"$f":"'Cash Flow Analysis'!B96","v":32},{"$f":"IF(B44=\"\",\"\",IF('Cash Flow Analysis'!$B$31=0,\"N/A\",IF(A45=1,1,IF(A44=debt_period,\"\",B44+1))))","v":32},{"$f":"IF(OR(A45=\"\",B45=\"\",B45=\"N/A\"),\"\",IF(B45=1,-'Cash Flow Analysis'!G96,IF(B45=\"N/A\",0,G44)))","v":982892426.33857536},{"$f":"IF(debt_period=0,\nE45+F45,\nIF(OR(A45=\"\",B45=\"\",B45=\"N/A\"),\"\",IF(B45=1,((debt_interest*(1+debt_interest)^debt_period)/((1+debt_interest)^debt_period-1))*(-'Cash Flow Analysis'!G96),IF(G44=0,\"\",D44))))","v":36367019.774527289},36367019.774527289,0,982892426.33857536]
[{"$f":"'Cash Flow Analysis'!B97","v":33},{"$f":"IF(B45=\"\",\"\",IF('Cash Flow Analysis'!$B$31=0,\"N/A\",IF(A46=1,1,IF(A45=debt_period,\"\",B45+1))))","v":33},{"$f":"IF(OR(A46=\"\",B46=\"\",B46=\"N/A\"),\"\",IF(B46=1,-'Cash Flow Analysis'!G97,IF(B46=\"N/A\",0,G45)))","v":982892426.33857536},{"$f":"IF(debt_period=0,\nE46+F46,\nIF(OR(A46=\"\",B46=\"\",B46=\"N/A\"),\"\",IF(B46=1,((debt_interest*(1+debt_interest)^debt_period)/((1+debt_interest)^debt_period-1))*(-'Cash Flow Analysis'!G97),IF(G45=0,\"\",D45))))","v":1019259446.1131027},36367019.774527289,982892426.33857536,0]
[{"$f":"'Cash Flow Analysis'!B98","v":""},{"$f":"IF(B46=\"\",\"\",IF('Cash Flow Analysis'!$B$31=0,\"N/A\",IF(A47=1,1,IF(A46=debt_period,\"\",B46+1))))","v":34},{"$f":"IF(OR(A47=\"\",B47=\"\",B47=\"N/A\"),\"\",IF(B47=1,-'Cash Flow Analysis'!G98,IF(B47=\"N/A\",0,G46)))","v":""},{"$f":"IF(debt_period=0,\nE47+F47,\nIF(OR(A47=\"\",B47=\"\",B47=\"N/A\"),\"\",IF(B47=1,((debt_interest*(1+debt_interest)^debt_period)/((1+debt_interest)^debt_period-1))*(-'Cash Flow Analysis'!G98),IF(G46=0,\"\",D46))))","v":{"$error":"#VALUE!"}},"",0,""]
[{"$f":"'Cash Flow Analysis'!B99","v":""},{"$f":"IF(B47=\"\",\"\",IF('Cash Flow Analysis'!$B$31=0,\"N/A\",IF(A48=1,1,IF(A47=debt_period,\"\",B47+1))))","v":35},{"$f":"IF(OR(A48=\"\",B48=\"\",B48=\"N/A\"),\"\",IF(B48=1,-'Cash Flow Analysis'!G99,IF(B48=\"N/A\",0,G47)))","v":""},{"$f":"IF(debt_period=0,\nE48+F48,\nIF(OR(A48=\"\",B48=\"\",B48=\"N/A\"),\"\",IF(B48=1,((debt_interest*(1+debt_interest)^debt_period)/((1+debt_interest)^debt_period-1))*(-'Cash Flow Analysis'!G99),IF(G47=0,\"\",D47))))","v":{"$error":"#VALUE!"}},"",0,""]
[{"$f":"'Cash Flow Analysis'!B100","v":""},{"$f":"IF(B48=\"\",\"\",IF('Cash Flow Analysis'!$B$31=0,\"N/A\",IF(A49=1,1,IF(A48=debt_period,\"\",B48+1))))","v":36},{"$f":"IF(OR(A49=\"\",B49=\"\",B49=\"N/A\"),\"\",IF(B49=1,-'Cash Flow Analysis'!G100,IF(B49=\"N/A\",0,G48)))","v":""},{"$f":"IF(debt_period=0,\nE49+F49,\nIF(OR(A49=\"\",B49=\"\",B49=\"N/A\"),\"\",IF(B49=1,((debt_interest*(1+debt_interest)^debt_period)/((1+debt_interest)^debt_period-1))*(-'Cash Flow Analysis'!G100),IF(G48=0,\"\",D48))))","v":{"$error":"#VALUE!"}},"",0,""]
[{"$f":"'Cash Flow Analysis'!B101","v":""},{"$f":"IF(B49=\"\",\"\",IF('Cash Flow Analysis'!$B$31=0,\"N/A\",IF(A50=1,1,IF(A49=debt_period,\"\",B49+1))))","v":37},{"$f":"IF(OR(A50=\"\",B50=\"\",B50=\"N/A\"),\"\",IF(B50=1,-'Cash Flow Analysis'!G101,IF(B50=\"N/A\",0,G49)))","v":""},{"$f":"IF(debt_period=0,\nE50+F50,\nIF(OR(A50=\"\",B50=\"\",B50=\"N/A\"),\"\",IF(B50=1,((debt_interest*(1+debt_interest)^debt_period)/((1+debt_interest)^debt_period-1))*(-'Cash Flow Analysis'!G101),IF(G49=0,\"\",D49))))","v":{"$error":"#VALUE!"}},"",0,""]
[{"$f":"'Cash Flow Analysis'!B102","v":""},{"$f":"IF(B50=\"\",\"\",IF('Cash Flow Analysis'!$B$31=0,\"N/A\",IF(A51=1,1,IF(A50=debt_period,\"\",B50+1))))","v":38},{"$f":"IF(OR(A51=\"\",B51=\"\",B51=\"N/A\"),\"\",IF(B51=1,-'Cash Flow Analysis'!G102,IF(B51=\"N/A\",0,G50)))","v":""},{"$f":"IF(debt_period=0,\nE51+F51,\nIF(OR(A51=\"\",B51=\"\",B51=\"N/A\"),\"\",IF(B51=1,((debt_interest*(1+debt_interest)^debt_period)/((1+debt_interest)^debt_period-1))*(-'Cash Flow Analysis'!G102),IF(G50=0,\"\",D50))))","v":{"$error":"#VALUE!"}},"",0,""]
[{"$f":"'Cash Flow Analysis'!B103","v":""},{"$f":"IF(B51=\"\",\"\",IF('Cash Flow Analysis'!$B$31=0,\"N/A\",IF(A52=1,1,IF(A51=debt_period,\"\",B51+1))))","v":39},{"$f":"IF(OR(A52=\"\",B52=\"\",B52=\"N/A\"),\"\",IF(B52=1,-'Cash Flow Analysis'!G103,IF(B52=\"N/A\",0,G51)))","v":""},{"$f":"IF(debt_period=0,\nE52+F52,\nIF(OR(A52=\"\",B52=\"\",B52=\"N/A\"),\"\",IF(B52=1,((debt_interest*(1+debt_interest)^debt_period)/((1+debt_interest)^debt_period-1))*(-'Cash Flow Analysis'!G103),IF(G51=0,\"\",D51))))","v":{"$error":"#VALUE!"}},"",0,""]
[{"$f":"'Cash Flow Analysis'!B104","v":""},{"$f":"IF(B52=\"\",\"\",IF('Cash Flow Analysis'!$B$31=0,\"N/A\",IF(A53=1,1,IF(A52=debt_period,\"\",B52+1))))","v":40},{"$f":"IF(OR(A53=\"\",B53=\"\",B53=\"N/A\"),\"\",IF(B53=1,-'Cash Flow Analysis'!G104,IF(B53=\"N/A\",0,G52)))","v":""},{"$f":"IF(debt_period=0,\nE53+F53,\nIF(OR(A53=\"\",B53=\"\",B53=\"N/A\"),\"\",IF(B53=1,((debt_interest*(1+debt_interest)^debt_period)/((1+debt_interest)^debt_period-1))*(-'Cash Flow Analysis'!G104),IF(G52=0,\"\",D52))))","v":{"$error":"#VALUE!"}},"",0,""]
[{"$f":"'Cash Flow Analysis'!B105","v":""},{"$f":"IF(B53=\"\",\"\",IF('Cash Flow Analysis'!$B$31=0,\"N/A\",IF(A54=1,1,IF(A53=debt_period,\"\",B53+1))))","v":41},{"$f":"IF(OR(A54=\"\",B54=\"\",B54=\"N/A\"),\"\",IF(B54=1,-'Cash Flow Analysis'!G105,IF(B54=\"N/A\",0,G53)))","v":""},{"$f":"IF(debt_period=0,\nE54+F54,\nIF(OR(A54=\"\",B54=\"\",B54=\"N/A\"),\"\",IF(B54=1,((debt_interest*(1+debt_interest)^debt_period)/((1+debt_interest)^debt_period-1))*(-'Cash Flow Analysis'!G105),IF(G53=0,\"\",D53))))","v":{"$error":"#VALUE!"}},"",0,""]
[{"$f":"'Cash Flow Analysis'!B106","v":""},{"$f":"IF(B54=\"\",\"\",IF('Cash Flow Analysis'!$B$31=0,\"N/A\",IF(A55=1,1,IF(A54=debt_period,\"\",B54+1))))","v":42},{"$f":"IF(OR(A55=\"\",B55=\"\",B55=\"N/A\"),\"\",IF(B55=1,-'Cash Flow Analysis'!G106,IF(B55=\"N/A\",0,G54)))","v":""},{"$f":"IF(debt_period=0,\nE55+F55,\nIF(OR(A55=\"\",B55=\"\",B55=\"N/A\"),\"\",IF(B55=1,((debt_interest*(1+debt_interest)^debt_period)/((1+debt_interest)^debt_period-1))*(-'Cash Flow Analysis'!G106),IF(G54=0,\"\",D54))))","v":{"$error":"#VALUE!"}},"",0,""]
[{"$f":"'Cash Flow Analysis'!B107","v":""},{"$f":"IF(B55=\"\",\"\",IF('Cash Flow Analysis'!$B$31=0,\"N/A\",IF(A56=1,1,IF(A55=debt_period,\"\",B55+1))))","v":43},{"$f":"IF(OR(A56=\"\",B56=\"\",B56=\"N/A\"),\"\",IF(B56=1,-'Cash Flow Analysis'!G107,IF(B56=\"N/A\",0,G55)))","v":""},{"$f":"IF(debt_period=0,\nE56+F56,\nIF(OR(A56=\"\",B56=\"\",B56=\"N/A\"),\"\",IF(B56=1,((debt_interest*(1+debt_interest)^debt_period)/((1+debt_interest)^debt_period-1))*(-'Cash Flow Analysis'!G107),IF(G55=0,\"\",D55))))","v":{"$error":"#VALUE!"}},"",0,""]
[{"$f":"'Cash Flow Analysis'!B108","v":""},{"$f":"IF(B56=\"\",\"\",IF('Cash Flow Analysis'!$B$31=0,\"N/A\",IF(A57=1,1,IF(A56=debt_period,\"\",B56+1))))","v":44},{"$f":"IF(OR(A57=\"\",B57=\"\",B57=\"N/A\"),\"\",IF(B57=1,-'Cash Flow Analysis'!G108,IF(B57=\"N/A\",0,G56)))","v":""},{"$f":"IF(F57=0,E57,\nIF(OR(A57=\"\",B57=\"\",B57=\"N/A\"),\"\",IF(B57=1,((debt_interest*(1+debt_interest)^debt_period)/((1+debt_interest)^debt_period-1))*(-'Cash Flow Analysis'!G108),IF(G56=0,\"\",D56))))","v":""},"",0,""]

{"sheet":"Depreciation","index":16,"n_rows":166,"n_cols":24,"rows_kept":166,"cut":false,"hidden":false,"merged":[[12,2,12,7],[143,0,143,1]]}
["Depreciation"]
[]
["DO NOT ENTER ANYTHING ON THIS PAGE.  THE VALUES CALCULATED"]
["ON THIS PAGE ARE USED IN THE CASH FLOW ANALYSIS TAB."]
[]
[null,"= Calculated Cells (do not change formulas)"]
[null,"= Input Required"]
[null,"= Optional Input; To Provide Additional Information Only"]
[null,"= H2A Guidelines/Information Cells"]
[]
[]
[null,"MACRS Depreciation Table (Half-Year Convention)"]
[null,null,"Recovery Period"]
[null,"Recovery Period",3,5,7,10,15,20]
[null,1,0.33329999999999999,0.2,0.1429,0.1,0.05,3.7499999999999999E-2]
[null,2,0.44450000000000001,0.32,0.24490000000000001,0.18,9.5000000000000001E-2,7.2190000000000004E-2]
[null,3,0.14810000000000001,0.192,0.1749,0.14399999999999999,8.5500000000000007E-2,6.6769999999999996E-2]
[null,4,7.4099999999999999E-2,0.1152,0.1249,0.1152,7.6999999999999999E-2,6.1769999999999999E-2]
[null,5,null,0.1152,8.9300000000000004E-2,9.2200000000000004E-2,6.93E-2,5.713E-2]
[null,6,null,5.7599999999999998E-2,8.9200000000000002E-2,7.3700000000000002E-2,6.2300000000000001E-2,5.2850000000000001E-2]
[null,7,null,null,8.9300000000000004E-2,6.5500000000000003E-2,5.8999999999999997E-2,4.888E-2]
[null,8,null,null,4.4600000000000001E-2,6.5500000000000003E-2,5.8999999999999997E-2,4.5220000000000003E-2]
[null,9,null,null,null,6.5600000000000006E-2,5.91E-2,4.462E-2]
[null,10,null,null,null,6.5500000000000003E-2,5.8999999999999997E-2,4.4609999999999997E-2]
[null,11,null,null,null,3.2800000000000003E-2,5.91E-2,4.462E-2]
[null,12,null,null,null,null,5.8999999999999997E-2,4.4609999999999997E-2]
[null,13,null,null,null,null,5.91E-2,4.462E-2]
[null,14,null,null,null,null,5.8999999999999997E-2,4.4609999999999997E-2]
[null,15,null,null,null,null,5.91E-2,4.462E-2]
[null,16,null,null,null,null,2.9499999999999998E-2,4.4609999999999997E-2]
[null,17,null,null,null,null,null,4.462E-2]
[null,18,null,null,null,null,null,4.4609999999999997E-2]
[null,19,null,null,null,null,null,4.462E-2]
[null,20,null,null,null,null,null,4.4609999999999997E-2]
[null,21,null,null,null,null,null,2.231E-2]
[null,"NPV - Real IRR",{"$f":"NPV(real_irr,C15:C35)","v":0.861730483722558},0.81132579180653486,0.76611247423420981,0.70592323058796147,0.57966874115937961,0.50624177952518146]
[null,"NPV - Nominal IRR",{"$f":"NPV(nominal_irr,C15:C35)","v":0.83149291060393982},0.77231075823151107,0.72034649543580254,0.65286934217044934,0.51586770297474116,0.44094384285873256]
[]
[]
[]
["Inputs from Cash-Input Sheet"]
["Depreciation Type",{"$f":"depr_type","v":"MACRS"}]
["Depreciation Period (yrs)",{"$f":"depr_length","v":20}]
["Total Initial Depreciable Capital",{"$f":"-('Cash Flow Analysis'!G65+SUM('Cash Flow Analysis'!H65:H113))","v":1648795656.382189}]
[]
[]
["DEPRECIATION CALCULATION TABLE"]
["Operation Year","Annual Depreciable Capital",1,2,3,4,5,6,7,8,9,10,11,12,13,14,15,16,17,18,19,20,21,"Total"]
[{"$f":"IF('Cash Flow Analysis'!C65=\"\",\"\",'Cash Flow Analysis'!C65)","v":-3},{"$f":"IF(A49=\"\",\"\",IF(A49<1,0,IF(A49=1,$B$44-'Cash Flow Analysis'!I65,-'Cash Flow Analysis'!I65)))","v":0},{"$f":"IF(B49=\"\",\"\",IF(AND($B$42=\"Straight Line\",$C$48<=depr_length),B49/depr_length,IF(AND($B$42=\"MACRS\",$C$48<=depr_length+1),B49*INDEX(MACRS_Table,MATCH($C$48,recovery_year,0),MATCH($B$43,recovery_period,0)),\"\")))","v":0},{"$f":"IF($B$49=\"\",\"\",IF(AND($B$42=\"Straight Line\",D48<=depr_length),$B$49/depr_length,IF(AND($B$42=\"MACRS\",D48<=depr_length+1),$B$49*INDEX(MACRS_Table,MATCH(D48,recovery_year,0),MATCH($B$43,recovery_period,0)),\"\")))","v":0},0,0,0,0,0,0,0,0,0,0,0,0,0,0,0,0,0,0,0,{"$f":"SUM(C49:W49)","v":0}]
[{"$f":"IF('Cash Flow Analysis'!C66=\"\",\"\",'Cash Flow Analysis'!C66)","v":-2},{"$f":"IF(A50=\"\",\"\",IF(A50<1,0,IF(A50=1,$B$44-'Cash Flow Analysis'!I66,-'Cash Flow Analysis'!I66)))","v":0},{"$f":"IF($B$50=\"\",\"\",IF(AND($B$42=\"Straight Line\",C48<=depr_length),$B$50/depr_length,IF(AND($B$42=\"MACRS\",C48<=depr_length+1),$B$50*INDEX(MACRS_Table,MATCH(C48,recovery_year,0),MATCH($B$43,recovery_period,0)),\"\")))","v":0},0,0,0,0,0,0,0,0,0,0,0,0,0,0,0,0,0,0,0,0,0]
[{"$f":"IF('Cash Flow Analysis'!C67=\"\",\"\",'Cash Flow Analysis'!C67)","v":-1},{"$f":"IF(A51=\"\",\"\",IF(A51<1,0,IF(A51=1,$B$44-'Cash Flow Analysis'!I67,-'Cash Flow Analysis'!I67)))","v":0},{"$f":"IF($B$51=\"\",\"\",IF(AND($B$42=\"Straight Line\",C48<=depr_length),$B$51/depr_length,IF(AND($B$42=\"MACRS\",C48<=depr_length+1),$B$51*INDEX(MACRS_Table,MATCH(C48,recovery_year,0),MATCH($B$43,recovery_period,0)),\"\")))","v":0},0,0,0,0,0,0,0,0,0,0,0,0,0,0,0,0,0,0,0,0,0]
[{"$f":"IF('Cash Flow Analysis'!C68=\"\",\"\",'Cash Flow Analysis'!C68)","v":1},{"$f":"IF(A52=\"\",\"\",IF(A52<1,0,IF(A52=1,$B$44-'Cash Flow Analysis'!I68,-'Cash Flow Analysis'!I68)))","v":1689889275.2032151},{"$f":"IF($B$52=\"\",\"\",IF(AND($B$42=\"Straight Line\",C48<=depr_length),$B$52/depr_length,IF(AND($B$42=\"MACRS\",C48<=depr_length+1),$B$52*INDEX(MACRS_Table,MATCH(C48,recovery_year,0),MATCH($B$43,recovery_period,0)),\"\")))","v":63370847.820120566},121993106.77692011,112833906.90531866,104384460.5293026,96543374.29235968,89310648.194489926,82601787.771933153,76416793.024689391,75402859.459567457,75385960.566815421,75402859.459567457,75385960.566815421,75402859.459567457,75385960.566815421,75402859.459567457,75385960.566815421,75402859.459567457,75385960.566815421,75402859.459567457,75385960.566815421,37701429.729783729,1689889275.2032151]
[{"$f":"IF('Cash Flow Analysis'!C69=\"\",\"\",'Cash Flow Analysis'!C69)","v":2},{"$f":"IF(A53=\"\",\"\",IF(A53<1,0,IF(A53=1,$B$44-'Cash Flow Analysis'!I69,-'Cash Flow Analysis'!I69)))","v":41874397.578625605},{"$f":"IF($B$53=\"\",\"\",IF(AND($B$42=\"Straight Line\",C48<=depr_length),$B$53/depr_length,IF(AND($B$42=\"MACRS\",C48<=depr_length+1),$B$53*INDEX(MACRS_Table,MATCH(C48,recovery_year,0),MATCH($B$43,recovery_period,0)),\"\")))","v":1570289.9091984602},3022912.7612009826,2795953.5263248314,2586581.5384317036,2392284.3336668806,2213061.9120303635,2046820.5536432196,1893560.2585054499,1868435.6199582745,1868016.875982488,1868435.6199582745,1868016.875982488,1868435.6199582745,1868016.875982488,1868435.6199582745,1868016.875982488,1868435.6199582745,1868016.875982488,1868435.6199582745,1868016.875982488,934217.80997913727,41874397.578625605]
[{"$f":"IF('Cash Flow Analysis'!C70=\"\",\"\",'Cash Flow Analysis'!C70)","v":3},{"$f":"IF(A54=\"\",\"\",IF(A54<1,0,IF(A54=1,$B$44-'Cash Flow Analysis'!I70,-'Cash Flow Analysis'!I70)))","v":42670011.132619485},{"$f":"IF($B$54=\"\",\"\",IF(AND($B$42=\"Straight Line\",C48<=depr_length),$B$54/depr_length,IF(AND($B$42=\"MACRS\",C48<=depr_length+1),$B$54*INDEX(MACRS_Table,MATCH(C48,recovery_year,0),MATCH($B$43,recovery_period,0)),\"\")))","v":1600125.4174732307},3080348.1036638007,2849076.6433250029,2635726.5876619057,2437737.7360065514,2255110.0883589396,2085710.1441624404,1929537.9034170532,1903935.8967374815,1903509.1966261552,1903935.8967374815,1903509.1966261552,1903935.8967374815,1903509.1966261552,1903935.8967374815,1903509.1966261552,1903935.8967374815,1903509.1966261552,1903935.8967374815,1903509.1966261552,951967.94836874073,42670011.132619493]
[{"$f":"IF('Cash Flow Analysis'!C71=\"\",\"\",'Cash Flow Analysis'!C71)","v":4},{"$f":"IF(A55=\"\",\"\",IF(A55<1,0,IF(A55=1,$B$44-'Cash Flow Analysis'!I71,-'Cash Flow Analysis'!I71)))","v":43480741.344139256},{"$f":"IF($B$55=\"\",\"\",IF(AND($B$42=\"Straight Line\",C48<=depr_length),$B$55/depr_length,IF(AND($B$42=\"MACRS\",C48<=depr_length+1),$B$55*INDEX(MACRS_Table,MATCH(C48,recovery_year,0),MATCH($B$43,recovery_period,0)),\"\")))","v":1630527.800405222},3138874.7176334132,2903209.0995481778,2685805.392827482,2484054.7529906756,2297957.1800377597,2125338.6369015267,1966199.1235819773,1940110.6787754935,1939675.8713620522,1940110.6787754935,1939675.8713620522,1940110.6787754935,1939675.8713620522,1940110.6787754935,1939675.8713620522,1940110.6787754935,1939675.8713620522,1940110.6787754935,1939675.8713620522,970055.33938774676,43480741.344139256]
[{"$f":"IF('Cash Flow Analysis'!C72=\"\",\"\",'Cash Flow Analysis'!C72)","v":5},{"$f":"IF(A56=\"\",\"\",IF(A56<1,0,IF(A56=1,$B$44-'Cash Flow Analysis'!I72,-'Cash Flow Analysis'!I72)))","v":44306875.429677904},{"$f":"IF($B$56=\"\",\"\",IF(AND($B$42=\"Straight Line\",C48<=depr_length),$B$56/depr_length,IF(AND($B$42=\"MACRS\",C48<=depr_length+1),$B$56*INDEX(MACRS_Table,MATCH(C48,recovery_year,0),MATCH($B$43,recovery_period,0)),\"\")))","v":1661507.8286129213},3198513.337268448,2958370.0724395933,2736835.6952912039,2531251.7932974985,2341618.3664584775,2165720.0710026561,2003556.906930035,1976972.7816722281,1976529.7129179311,1976972.7816722281,1976529.7129179311,1976972.7816722281,1976529.7129179311,1976972.7816722281,1976529.7129179311,1976972.7816722281,1976529.7129179311,1976972.7816722281,1976529.7129179311,988486.39083611406,44306875.429677904]
[{"$f":"IF('Cash Flow Analysis'!C73=\"\",\"\",'Cash Flow Analysis'!C73)","v":6},{"$f":"IF(A57=\"\",\"\",IF(A57<1,0,IF(A57=1,$B$44-'Cash Flow Analysis'!I73,-'Cash Flow Analysis'!I73)))","v":45148706.062841773},{"$f":"IF($B$57=\"\",\"\",IF(AND($B$42=\"Straight Line\",C48<=depr_length),$B$57/depr_length,IF(AND($B$42=\"MACRS\",C48<=depr_length+1),$B$57*INDEX(MACRS_Table,MATCH(C48,recovery_year,0),MATCH($B$43,recovery_period,0)),\"\")))","v":1693076.4773565663},3259285.090676548,3014579.1038159449,2788835.5735017364,2579345.5773701505,2386109.1154211876,2206868.7523517059,2041624.4881617052,2014535.264524,2014083.7774633714,2014535.264524,2014083.7774633714,2014535.264524,2014083.7774633714,2014535.264524,2014083.7774633714,2014535.264524,2014083.7774633714,2014535.264524,2014083.7774633714,1007267.632262,45148706.062841766]
[{"$f":"IF('Cash Flow Analysis'!C74=\"\",\"\",'Cash Flow Analysis'!C74)","v":7},{"$f":"IF(A58=\"\",\"\",IF(A58<1,0,IF(A58=1,$B$44-'Cash Flow Analysis'!I74,-'Cash Flow Analysis'!I74)))","v":46006531.47803577},{"$f":"IF($B$58=\"\",\"\",IF(AND($B$42=\"Straight Line\",C48<=depr_length),$B$58/depr_length,IF(AND($B$42=\"MACRS\",C48<=depr_length+1),$B$58*INDEX(MACRS_Table,MATCH(C48,recovery_year,0),MATCH($B$43,recovery_period,0)),\"\")))","v":1725244.9304263412},3321211.5073994026,3071856.1067884481,2841823.4493982694,2628353.1433401834,2431445.1886141906,2248799.2586463885,2080415.3534367776,2052811.4345499561,2052351.3692351757,2052811.4345499561,2052351.3692351757,2052811.4345499561,2052351.3692351757,2052811.4345499561,2052351.3692351757,2052811.4345499561,2052351.3692351757,2052811.4345499561,2052351.3692351757,1026405.7172749781,46006531.47803577]
[{"$f":"IF('Cash Flow Analysis'!C75=\"\",\"\",'Cash Flow Analysis'!C75)","v":8},{"$f":"IF(A59=\"\",\"\",IF(A59<1,0,IF(A59=1,$B$44-'Cash Flow Analysis'!I75,-'Cash Flow Analysis'!I75)))","v":46880655.576118447},{"$f":"IF($B$59=\"\",\"\",IF(AND($B$42=\"Straight Line\",C48<=depr_length),$B$59/depr_length,IF(AND($B$42=\"MACRS\",C48<=depr_length+1),$B$59*INDEX(MACRS_Table,MATCH(C48,recovery_year,0),MATCH($B$43,recovery_period,0)),\"\")))","v":1758024.5841044418},3384314.5260399911,3130221.3728174283,2895818.0949368365,2678291.8530636467,2477642.6471978598,2291526.4445606698,2119943.2451520762,2091814.851806405,2091346.0452506437,2091814.851806405,2091346.0452506437,2091814.851806405,2091346.0452506437,2091814.851806405,2091346.0452506437,2091814.851806405,2091346.0452506437,2091814.851806405,2091346.0452506437,1045907.4259032025,46880655.576118447]
[{"$f":"IF('Cash Flow Analysis'!C76=\"\",\"\",'Cash Flow Analysis'!C76)","v":9},{"$f":"IF(A60=\"\",\"\",IF(A60<1,0,IF(A60=1,$B$44-'Cash Flow Analysis'!I76,-'Cash Flow Analysis'!I76)))","v":47771388.032064699},{"$f":"IF($B$60=\"\",\"\",IF(AND($B$42=\"Straight Line\",C48<=depr_length),$B$60/depr_length,IF(AND($B$42=\"MACRS\",C48<=depr_length+1),$B$60*INDEX(MACRS_Table,MATCH(C48,recovery_year,0),MATCH($B$43,recovery_period,0)),\"\")))","v":1791427.0512024262},3448616.5020347508,3189695.5789009598,2950838.6387406364,2729179.3982718564,2524717.8574946192,2335065.4470073227,2160222.1668099659,2131559.3339907266,2131081.6201104061,2131559.3339907266,2131081.6201104061,2131559.3339907266,2131081.6201104061,2131559.3339907266,2131081.6201104061,2131559.3339907266,2131081.6201104061,2131559.3339907266,2131081.6201104061,1065779.6669953633,47771388.032064691]
[{"$f":"IF('Cash Flow Analysis'!C77=\"\",\"\",'Cash Flow Analysis'!C77)","v":10},{"$f":"IF(A61=\"\",\"\",IF(A61<1,0,IF(A61=1,$B$44-'Cash Flow Analysis'!I77,-'Cash Flow Analysis'!I77)))","v":48679044.404673919},{"$f":"IF($B$61=\"\",\"\",IF(AND($B$42=\"Straight Line\",C48<=depr_length),$B$61/depr_length,IF(AND($B$42=\"MACRS\",C48<=depr_length+1),$B$61*INDEX(MACRS_Table,MATCH(C48,recovery_year,0),MATCH($B$43,recovery_period,0)),\"\")))","v":1825464.1651752719},3514140.2155734105,3250299.7949000774,3006904.5728767081,2781033.8068390209,2572687.4967870167,2379431.690500461,2201266.3879793547,2172058.9613365503,2171572.1708925036,2172058.9613365503,2171572.1708925036,2172058.9613365503,2171572.1708925036,2172058.9613365503,2171572.1708925036,2172058.9613365503,2171572.1708925036,2172058.9613365503,2171572.1708925036,1086029.4806682752,48679044.404673934]
[{"$f":"IF('Cash Flow Analysis'!C78=\"\",\"\",'Cash Flow Analysis'!C78)","v":11},{"$f":"IF(A62=\"\",\"\",IF(A62<1,0,IF(A62=1,$B$44-'Cash Flow Analysis'!I78,-'Cash Flow Analysis'!I78)))","v":49603946.248362727},{"$f":"IF($B$62=\"\",\"\",IF(AND($B$42=\"Straight Line\",C48<=depr_length),$B$62/depr_length,IF(AND($B$42=\"MACRS\",C48<=depr_length+1),$B$62*INDEX(MACRS_Table,MATCH(C48,recovery_year,0),MATCH($B$43,recovery_period,0)),\"\")))","v":1860147.9843136023},3580908.8796693054,3312055.491003179,3064035.7597613656,2833873.4491689624,2621568.5592259704,2424640.8926199703,2243090.4493509629,2213328.0816019448,2212832.0421394613,2213328.0816019448,2212832.0421394613,2213328.0816019448,2212832.0421394613,2213328.0816019448,2212832.0421394613,2213328.0816019448,2212832.0421394613,2213328.0816019448,2212832.0421394613,1106664.0408009724,49603946.248362735]
[{"$f":"IF('Cash Flow Analysis'!C79=\"\",\"\",'Cash Flow Analysis'!C79)","v":12},{"$f":"IF(A63=\"\",\"\",IF(A63<1,0,IF(A63=1,$B$44-'Cash Flow Analysis'!I79,-'Cash Flow Analysis'!I79)))","v":50546421.227081619},{"$f":"IF($B$63=\"\",\"\",IF(AND($B$42=\"Straight Line\",C48<=depr_length),$B$63/depr_length,IF(AND($B$42=\"MACRS\",C48<=depr_length+1),$B$63*INDEX(MACRS_Table,MATCH(C48,recovery_year,0),MATCH($B$43,recovery_period,0)),\"\")))","v":1895490.7960155606},3648946.1483830223,3374984.5453322395,3122252.4391968315,2887717.044703173,2671378.3618512638,2470709.0695797494,2285709.1678886311,2255381.315152382,2254875.8509401111,2255381.315152382,2254875.8509401111,2255381.315152382,2254875.8509401111,2255381.315152382,2254875.8509401111,2255381.315152382,2254875.8509401111,2255381.315152382,2254875.8509401111,1127690.657576191,50546421.227081612]
[{"$f":"IF('Cash Flow Analysis'!C80=\"\",\"\",'Cash Flow Analysis'!C80)","v":13},{"$f":"IF(A64=\"\",\"\",IF(A64<1,0,IF(A64=1,$B$44-'Cash Flow Analysis'!I80,-'Cash Flow Analysis'!I80)))","v":51506803.230396159},{"$f":"IF($B$64=\"\",\"\",IF(AND($B$42=\"Straight Line\",C48<=depr_length),$B$64/depr_length,IF(AND($B$42=\"MACRS\",C48<=depr_length+1),$B$64*INDEX(MACRS_Table,MATCH(C48,recovery_year,0),MATCH($B$43,recovery_period,0)),\"\")))","v":1931505.1211398558},3718276.1252022991,3439109.2516935514,3181575.2355415705,2942583.6685525328,2722134.550726437,2517652.5419017645,2329137.6420785147,2298233.5601402768,2297718.4921079725,2298233.5601402768,2297718.4921079725,2298233.5601402768,2297718.4921079725,2298233.5601402768,2297718.4921079725,2298233.5601402768,2297718.4921079725,2298233.5601402768,2297718.4921079725,1149116.7800701384,51506803.230396159]
[{"$f":"IF('Cash Flow Analysis'!C81=\"\",\"\",'Cash Flow Analysis'!C81)","v":14},{"$f":"IF(A65=\"\",\"\",IF(A65<1,0,IF(A65=1,$B$44-'Cash Flow Analysis'!I81,-'Cash Flow Analysis'!I81)))","v":52485432.49177368},{"$f":"IF($B$65=\"\",\"\",IF(AND($B$42=\"Straight Line\",C48<=depr_length),$B$65/depr_length,IF(AND($B$42=\"MACRS\",C48<=depr_length+1),$B$65*INDEX(MACRS_Table,MATCH(C48,recovery_year,0),MATCH($B$43,recovery_period,0)),\"\")))","v":1968203.7184415129},3788923.3715811423,3504452.3274757285,3242025.1650168602,2998492.7582550305,2773855.1071902392,2565487.9401978976,2373391.2572780061,2341899.9977829414,2341375.1434580237,2341899.9977829414,2341375.1434580237,2341899.9977829414,2341375.1434580237,2341899.9977829414,2341375.1434580237,2341899.9977829414,2341375.1434580237,2341899.9977829414,2341375.1434580237,1170949.9988914707,52485432.491773672]
[{"$f":"IF('Cash Flow Analysis'!C82=\"\",\"\",'Cash Flow Analysis'!C82)","v":15},{"$f":"IF(A66=\"\",\"\",IF(A66<1,0,IF(A66=1,$B$44-'Cash Flow Analysis'!I82,-'Cash Flow Analysis'!I82)))","v":53482655.70911739},{"$f":"IF($B$66=\"\",\"\",IF(AND($B$42=\"Straight Line\",C48<=depr_length),$B$66/depr_length,IF(AND($B$42=\"MACRS\",C48<=depr_length+1),$B$66*INDEX(MACRS_Table,MATCH(C48,recovery_year,0),MATCH($B$43,recovery_period,0)),\"\")))","v":2005599.5890919021},3860912.9156411844,3571036.9216977679,3303623.6431521811,3055464.1206618766,2826558.3542268542,2614232.2110616579,2418485.6911662887,2386396.0977408178,2385861.2711837264,2386396.0977408178,2385861.2711837264,2386396.0977408178,2385861.2711837264,2386396.0977408178,2385861.2711837264,2386396.0977408178,2385861.2711837264,2386396.0977408178,2385861.2711837264,1193198.0488704089,53482655.70911739]
[{"$f":"IF('Cash Flow Analysis'!C83=\"\",\"\",'Cash Flow Analysis'!C83)","v":16},{"$f":"IF(A67=\"\",\"\",IF(A67<1,0,IF(A67=1,$B$44-'Cash Flow Analysis'!I83,-'Cash Flow Analysis'!I83)))","v":54498826.167590618},{"$f":"IF($B$67=\"\",\"\",IF(AND($B$42=\"Straight Line\",C48<=depr_length),$B$67/depr_length,IF(AND($B$42=\"MACRS\",C48<=depr_length+1),$B$67*INDEX(MACRS_Table,MATCH(C48,recovery_year,0),MATCH($B$43,recovery_period,0)),\"\")))","v":2043705.9812846482},3934270.2610383672,3638886.6232100255,3366392.4923720723,3113517.9389544521,2880262.9629571643,2663902.6230718293,2464436.9192984481,2431737.6235978934,2431192.6353362175,2431737.6235978934,2431192.6353362175,2431737.6235978934,2431192.6353362175,2431737.6235978934,2431192.6353362175,2431737.6235978934,2431192.6353362175,2431737.6235978934,2431192.6353362175,1215868.8117989467,54498826.167590618]
[{"$f":"IF('Cash Flow Analysis'!C84=\"\",\"\",'Cash Flow Analysis'!C84)","v":17},{"$f":"IF(A68=\"\",\"\",IF(A68<1,0,IF(A68=1,$B$44-'Cash Flow Analysis'!I84,-'Cash Flow Analysis'!I84)))","v":55534303.864774838},{"$f":"IF($B$68=\"\",\"\",IF(AND($B$42=\"Straight Line\",C48<=depr_length),$B$68/depr_length,IF(AND($B$42=\"MACRS\",C48<=depr_length+1),$B$68*INDEX(MACRS_Table,MATCH(C48,recovery_year,0),MATCH($B$43,recovery_period,0)),\"\")))","v":2082536.3949290563},4009021.3959980956,3708025.4690510156,3430353.9497271418,3172674.7797945864,2934987.9592533503,2714516.772910194,2511261.2207651185,2477940.6384462533,2477385.2954076054,2477940.6384462533,2477385.2954076054,2477940.6384462533,2477385.2954076054,2477940.6384462533,2477385.2954076054,2477940.6384462533,2477385.2954076054,2477940.6384462533,2477385.2954076054,1238970.3192231266,55534303.86477486]
[{"$f":"IF('Cash Flow Analysis'!C85=\"\",\"\",'Cash Flow Analysis'!C85)","v":18},{"$f":"IF(A69=\"\",\"\",IF(A69<1,0,IF(A69=1,$B$44-'Cash Flow Analysis'!I85,-'Cash Flow Analysis'!I85)))","v":56589455.638205558},{"$f":"IF($B$69=\"\",\"\",IF(AND($B$42=\"Straight Line\",C48<=depr_length),$B$69/depr_length,IF(AND($B$42=\"MACRS\",C48<=depr_length+1),$B$69*INDEX(MACRS_Table,MATCH(C48,recovery_year,0),MATCH($B$43,recovery_period,0)),\"\")))","v":2122104.5864327084},4085192.8025220595,3778477.9529629848,3495530.6747719571,3232955.6006106837,2990752.7304791636,2766092.5915954877,2558975.1839596555,2525021.510576732,2524455.6160203498,2525021.510576732,2524455.6160203498,2525021.510576732,2524455.6160203498,2525021.510576732,2524455.6160203498,2525021.510576732,2524455.6160203498,2525021.510576732,2524455.6160203498,1262510.755288366,56589455.638205566]
[{"$f":"IF('Cash Flow Analysis'!C86=\"\",\"\",'Cash Flow Analysis'!C86)","v":19},{"$f":"IF(A70=\"\",\"\",IF(A70<1,0,IF(A70=1,$B$44-'Cash Flow Analysis'!I86,-'Cash Flow Analysis'!I86)))","v":57664655.295331456},{"$f":"IF($B$70=\"\",\"\",IF(AND($B$42=\"Straight Line\",C48<=depr_length),$B$70/depr_length,IF(AND($B$42=\"MACRS\",C48<=depr_length+1),$B$70*INDEX(MACRS_Table,MATCH(C48,recovery_year,0),MATCH($B$43,recovery_period,0)),\"\")))","v":2162424.5735749295},4162811.4657699782,3850269.0340692811,3561945.7575926241,3294381.7570222863,3047577.0323582673,2818648.3508358016,2607595.7124548885,2572996.9192776894,2572420.272724736,2572996.9192776894,2572420.272724736,2572996.9192776894,2572420.272724736,2572996.9192776894,2572420.272724736,2572996.9192776894,2572420.272724736,2572996.9192776894,2572420.272724736,1286498.4596388447,57664655.295331441]
[{"$f":"IF('Cash Flow Analysis'!C87=\"\",\"\",'Cash Flow Analysis'!C87)","v":20},{"$f":"IF(A71=\"\",\"\",IF(A71<1,0,IF(A71=1,$B$44-'Cash Flow Analysis'!I87,-'Cash Flow Analysis'!I87)))","v":58760283.745942757},{"$f":"IF($B$71=\"\",\"\",IF(AND($B$42=\"Straight Line\",C48<=depr_length),$B$71/depr_length,IF(AND($B$42=\"MACRS\",C48<=depr_length+1),$B$71*INDEX(MACRS_Table,MATCH(C48,recovery_year,0),MATCH($B$43,recovery_period,0)),\"\")))","v":2203510.6404728531},4241904.8836196074,3923424.1457165978,3629622.7269868841,3356975.0104057095,3105480.9959730748,2872202.6695016818,2657140.0309915314,2621883.860743966,2621296.2579065063,2621883.860743966,2621296.2579065063,2621883.860743966,2621296.2579065063,2621883.860743966,2621296.2579065063,2621883.860743966,2621296.2579065063,2621883.860743966,2621296.2579065063,1310941.930371983,58760283.745942734]
[{"$f":"IF('Cash Flow Analysis'!C88=\"\",\"\",'Cash Flow Analysis'!C88)","v":21},{"$f":"IF(A72=\"\",\"\",IF(A72<1,0,IF(A72=1,$B$44-'Cash Flow Analysis'!I88,-'Cash Flow Analysis'!I88)))","v":59876729.137115657},{"$f":"IF($B$72=\"\",\"\",IF(AND($B$42=\"Straight Line\",C48<=depr_length),$B$72/depr_length,IF(AND($B$42=\"MACRS\",C48<=depr_length+1),$B$72*INDEX(MACRS_Table,MATCH(C48,recovery_year,0),MATCH($B$43,recovery_period,0)),\"\")))","v":2245377.342641837},4322501.0764083797,3997969.204485212,3698585.5587996342,3420757.5356034175,3164485.1348965624,2926774.5202222131,2707625.6915803701,2671699.6540981005,2671100.8868067292,2671699.6540981005,2671100.8868067292,2671699.6540981005,2671100.8868067292,2671699.6540981005,2671100.8868067292,2671699.6540981005,2671100.8868067292,2671699.6540981005,2671100.8868067292,1335849.8270490502,59876729.137115635]
[{"$f":"IF('Cash Flow Analysis'!C89=\"\",\"\",'Cash Flow Analysis'!C89)","v":22},{"$f":"IF(A73=\"\",\"\",IF(A73<1,0,IF(A73=1,$B$44-'Cash Flow Analysis'!I89,-'Cash Flow Analysis'!I89)))","v":61014386.990720853},{"$f":"IF($B$73=\"\",\"\",IF(AND($B$42=\"Straight Line\",C48<=depr_length),$B$73/depr_length,IF(AND($B$42=\"MACRS\",C48<=depr_length+1),$B$73*INDEX(MACRS_Table,MATCH(C48,recovery_year,0),MATCH($B$43,recovery_period,0)),\"\")))","v":2288039.512152032},4404628.5968601387,4073930.6193704312,3768858.6844168268,3485751.9287798824,3224610.3524595969,2982383.2361064353,2759070.579720397,2722461.9475259646,2721851.803656057,2722461.9475259646,2721851.803656057,2722461.9475259646,2721851.803656057,2722461.9475259646,2721851.803656057,2722461.9475259646,2721851.803656057,2722461.9475259646,2721851.803656057,1361230.9737629823,61014386.990720846]
[{"$f":"IF('Cash Flow Analysis'!C90=\"\",\"\",'Cash Flow Analysis'!C90)","v":23},{"$f":"IF(A74=\"\",\"\",IF(A74<1,0,IF(A74=1,$B$44-'Cash Flow Analysis'!I90,-'Cash Flow Analysis'!I90)))","v":62173660.343544558},{"$f":"IF($B$74=\"\",\"\",IF(AND($B$42=\"Straight Line\",C48<=depr_length),$B$74/depr_length,IF(AND($B$42=\"MACRS\",C48<=depr_length+1),$B$74*INDEX(MACRS_Table,MATCH(C48,recovery_year,0),MATCH($B$43,recovery_period,0)),\"\")))","v":2331512.2628829209},4488316.5402004821,4151335.3011384699,3840466.9994207472,3551981.2154267007,3285877.94915633,3039048.5175924581,2811492.9207350849,2774188.7245289581,2773566.9879255225,2774188.7245289581,2773566.9879255225,2774188.7245289581,2773566.9879255225,2774188.7245289581,2773566.9879255225,2774188.7245289581,2773566.9879255225,2774188.7245289581,2773566.9879255225,1387094.362264479,62173660.343544558]
[{"$f":"IF('Cash Flow Analysis'!C91=\"\",\"\",'Cash Flow Analysis'!C91)","v":24},{"$f":"IF(A75=\"\",\"\",IF(A75<1,0,IF(A75=1,$B$44-'Cash Flow Analysis'!I91,-'Cash Flow Analysis'!I91)))","v":63354959.890071891},{"$f":"IF($B$75=\"\",\"\",IF(AND($B$42=\"Straight Line\",C48<=depr_length),$B$75/depr_length,IF(AND($B$42=\"MACRS\",C48<=depr_length+1),$B$75*INDEX(MACRS_Table,MATCH(C48,recovery_year,0),MATCH($B$43,recovery_period,0)),\"\")))","v":2375810.9958776957},4573594.5544642899,4230210.6718600998,3913435.8724097405,3619468.858519807,3348309.6301902994,3096790.4394267141,2864911.2862290512,2826898.3102950077,2826264.7606961071,2826898.3102950077,2826264.7606961071,2826898.3102950077,2826264.7606961071,2826898.3102950077,2826264.7606961071,2826898.3102950077,2826264.7606961071,2826898.3102950077,2826264.7606961071,1413449.1551475038,63354959.890071876]
[{"$f":"IF('Cash Flow Analysis'!C92=\"\",\"\",'Cash Flow Analysis'!C92)","v":25},{"$f":"IF(A76=\"\",\"\",IF(A76<1,0,IF(A76=1,$B$44-'Cash Flow Analysis'!I92,-'Cash Flow Analysis'!I92)))","v":64558704.127983265},{"$f":"IF($B$76=\"\",\"\",IF(AND($B$42=\"Straight Line\",C48<=depr_length),$B$76/depr_length,IF(AND($B$42=\"MACRS\",C48<=depr_length+1),$B$76*INDEX(MACRS_Table,MATCH(C48,recovery_year,0),MATCH($B$43,recovery_period,0)),\"\")))","v":2420951.4047993724},4660492.8509991122,4310584.6746254424,3987791.1539855259,3688238.7668316839,3411927.5131639158,3155629.4577758219,2919344.6006674035,2880609.3781906134,2879963.7911493331,2880609.3781906134,2879963.7911493331,2880609.3781906134,2879963.7911493331,2880609.3781906134,2879963.7911493331,2880609.3781906134,2879963.7911493331,2880609.3781906134,2879963.7911493331,1440304.6890953067,64558704.127983265]
[{"$f":"IF('Cash Flow Analysis'!C93=\"\",\"\",'Cash Flow Analysis'!C93)","v":26},{"$f":"IF(A77=\"\",\"\",IF(A77<1,0,IF(A77=1,$B$44-'Cash Flow Analysis'!I93,-'Cash Flow Analysis'!I93)))","v":65785319.506414935},{"$f":"IF($B$77=\"\",\"\",IF(AND($B$42=\"Straight Line\",C48<=depr_length),$B$77/depr_length,IF(AND($B$42=\"MACRS\",C48<=depr_length+1),$B$77*INDEX(MACRS_Table,MATCH(C48,recovery_year,0),MATCH($B$43,recovery_period,0)),\"\")))","v":2466949.4814905599},4749042.2151680943,4392485.7834433252,4063559.1859112503,3758315.3034014851,3476754.1359140296,3215586.4174735621,2974812.1480800835,2935340.9563762345,2934683.1031811698,2935340.9563762345,2934683.1031811698,2935340.9563762345,2934683.1031811698,2935340.9563762345,2934683.1031811698,2935340.9563762345,2934683.1031811698,2935340.9563762345,2934683.1031811698,1467670.4781881173,65785319.50641492]
[{"$f":"IF('Cash Flow Analysis'!C94=\"\",\"\",'Cash Flow Analysis'!C94)","v":27},{"$f":"IF(A78=\"\",\"\",IF(A78<1,0,IF(A78=1,$B$44-'Cash Flow Analysis'!I94,-'Cash Flow Analysis'!I94)))","v":67035240.57703682},{"$f":"IF($B$78=\"\",\"\",IF(AND($B$42=\"Straight Line\",C48<=depr_length),$B$78/depr_length,IF(AND($B$42=\"MACRS\",C48<=depr_length+1),$B$78*INDEX(MACRS_Table,MATCH(C48,recovery_year,0),MATCH($B$43,recovery_period,0)),\"\")))","v":2513821.5216388805},4839274.0172562888,4475943.0133287478,4140766.8104435643,3829723.2941661137,3542812.464496396,3276682.5594055597,3031333.5788936052,2991112.4345473829,2990442.0821416122,2991112.4345473829,2990442.0821416122,2991112.4345473829,2990442.0821416122,2991112.4345473829,2990442.0821416122,2991112.4345473829,2990442.0821416122,2991112.4345473829,2990442.0821416122,1495556.2172736914,67035240.57703682]
[{"$f":"IF('Cash Flow Analysis'!C95=\"\",\"\",'Cash Flow Analysis'!C95)","v":28},{"$f":"IF(A79=\"\",\"\",IF(A79<1,0,IF(A79=1,$B$44-'Cash Flow Analysis'!I95,-'Cash Flow Analysis'!I95)))","v":68308910.148000523},{"$f":"IF($B$79=\"\",\"\",IF(AND($B$42=\"Straight Line\",C48<=depr_length),$B$79/depr_length,IF(AND($B$42=\"MACRS\",C48<=depr_length+1),$B$79*INDEX(MACRS_Table,MATCH(C48,recovery_year,0),MATCH($B$43,recovery_period,0)),\"\")))","v":2561584.1305500194},4931220.2235841583,4560985.9305819944,4219441.3798419926,3902488.0367552699,3610125.9013218279,3338939.5280342656,3088928.9168925839,3047943.5708037834,3047260.481702303,3047943.5708037834,3047260.481702303,3047943.5708037834,3047260.481702303,3047943.5708037834,3047260.481702303,3047943.5708037834,3047260.481702303,3047943.5708037834,3047260.481702303,1523971.7854018917,68308910.148000538]
[{"$f":"IF('Cash Flow Analysis'!C96=\"\",\"\",'Cash Flow Analysis'!C96)","v":29},{"$f":"IF(A80=\"\",\"\",IF(A80<1,0,IF(A80=1,$B$44-'Cash Flow Analysis'!I96,-'Cash Flow Analysis'!I96)))","v":69606779.440812513},{"$f":"IF($B$80=\"\",\"\",IF(AND($B$42=\"Straight Line\",C48<=depr_length),$B$80/depr_length,IF(AND($B$42=\"MACRS\",C48<=depr_length+1),$B$80*INDEX(MACRS_Table,MATCH(C48,recovery_year,0),MATCH($B$43,recovery_period,0)),\"\")))","v":2610254.229030469},5024913.4078322556,4647644.6632630508,4299610.7660589889,3976635.3094536187,3678718.2934469413,3402379.3790669157,3147618.566313542,3105854.4986490542,3105158.430854646,3105854.4986490542,3105158.430854646,3105854.4986490542,3105158.430854646,3105854.4986490542,3105158.430854646,3105854.4986490542,3105158.430854646,3105854.4986490542,3105158.430854646,1552927.2493245271,69606779.440812513]
[{"$f":"IF('Cash Flow Analysis'!C97=\"\",\"\",'Cash Flow Analysis'!C97)","v":30},{"$f":"IF(A81=\"\",\"\",IF(A81<1,0,IF(A81=1,$B$44-'Cash Flow Analysis'!I97,-'Cash Flow Analysis'!I97)))","v":70929308.250187948},{"$f":"IF($B$81=\"\",\"\",IF(AND($B$42=\"Straight Line\",C48<=depr_length),$B$81/depr_length,IF(AND($B$42=\"MACRS\",C48<=depr_length+1),$B$81*INDEX(MACRS_Table,MATCH(C48,recovery_year,0),MATCH($B$43,recovery_period,0)),\"\")))","v":2659849.059382048},5120386.7625810681,4735949.911865049,4381303.3706141096,4052191.3803332373,3748613.9410224333,3467024.587269187,3207423.3190734992,3164865.7341233864,3164156.4410408842,3164865.7341233864,3164156.4410408842,3164865.7341233864,3164156.4410408842,3164865.7341233864,3164156.4410408842,3164865.7341233864,3164156.4410408842,3164865.7341233864,3164156.4410408842,1582432.8670616932,70929308.250187933]
[{"$f":"IF('Cash Flow Analysis'!C98=\"\",\"\",'Cash Flow Analysis'!C98)","v":""},{"$f":"IF(A82=\"\",\"\",IF(A82<1,0,IF(A82=1,$B$44-'Cash Flow Analysis'!I98,-'Cash Flow Analysis'!I98)))","v":""},{"$f":"IF($B$82=\"\",\"\",IF(AND($B$42=\"Straight Line\",C48<=depr_length),$B$82/depr_length,IF(AND($B$42=\"MACRS\",C48<=depr_length+1),$B$82*INDEX(MACRS_Table,MATCH(C48,recovery_year,0),MATCH($B$43,recovery_period,0)),\"\")))","v":""},"","","","","","","","","","","","","","","","","","","","",0]
[{"$f":"IF('Cash Flow Analysis'!C99=\"\",\"\",'Cash Flow Analysis'!C99)","v":""},{"$f":"IF(A83=\"\",\"\",IF(A83<1,0,IF(A83=1,$B$44-'Cash Flow Analysis'!I99,-'Cash Flow Analysis'!I99)))","v":""},{"$f":"IF($B$83=\"\",\"\",IF(AND($B$42=\"Straight Line\",C48<=depr_length),$B$83/depr_length,IF(AND($B$42=\"MACRS\",C48<=depr_length+1),$B$83*INDEX(MACRS_Table,MATCH(C48,recovery_year,0),MATCH($B$43,recovery_period,0)),\"\")))","v":""},"","","","","","","","","","","","","","","","","","","","",0]
[{"$f":"IF('Cash Flow Analysis'!C100=\"\",\"\",'Cash Flow Analysis'!C100)","v":""},{"$f":"IF(A84=\"\",\"\",IF(A84<1,0,IF(A84=1,$B$44-'Cash Flow Analysis'!I100,-'Cash Flow Analysis'!I100)))","v":""},{"$f":"IF($B$84=\"\",\"\",IF(AND($B$42=\"Straight Line\",C48<=depr_length),$B$84/depr_length,IF(AND($B$42=\"MACRS\",C48<=depr_length+1),$B$84*INDEX(MACRS_Table,MATCH(C48,recovery_year,0),MATCH($B$43,recovery_period,0)),\"\")))","v":""},"","","","","","","","","","","","","","","","","","","","",0]
[{"$f":"IF('Cash Flow Analysis'!C101=\"\",\"\",'Cash Flow Analysis'!C101)","v":""},{"$f":"IF(A85=\"\",\"\",IF(A85<1,0,IF(A85=1,$B$44-'Cash Flow Analysis'!I101,-'Cash Flow Analysis'!I101)))","v":""},{"$f":"IF($B$85=\"\",\"\",IF(AND($B$42=\"Straight Line\",C48<=depr_length),$B$85/depr_length,IF(AND($B$42=\"MACRS\",C48<=depr_length+1),$B$85*INDEX(MACRS_Table,MATCH(C48,recovery_year,0),MATCH($B$43,recovery_period,0)),\"\")))","v":""},"","","","","","","","","","","","","","","","","","","","",0]
[{"$f":"IF('Cash Flow Analysis'!C102=\"\",\"\",'Cash Flow Analysis'!C102)","v":""},{"$f":"IF(A86=\"\",\"\",IF(A86<1,0,IF(A86=1,$B$44-'Cash Flow Analysis'!I102,-'Cash Flow Analysis'!I102)))","v":""},{"$f":"IF($B$86=\"\",\"\",IF(AND($B$42=\"Straight Line\",C48<=depr_length),$B$86/depr_length,IF(AND($B$42=\"MACRS\",C48<=depr_length+1),$B$86*INDEX(MACRS_Table,MATCH(C48,recovery_year,0),MATCH($B$43,recovery_period,0)),\"\")))","v":""},"","","","","","","","","","","","","","","","","","","","",0]
[{"$f":"IF('Cash Flow Analysis'!C103=\"\",\"\",'Cash Flow Analysis'!C103)","v":""},{"$f":"IF(A87=\"\",\"\",IF(A87<1,0,IF(A87=1,$B$44-'Cash Flow Analysis'!I103,-'Cash Flow Analysis'!I103)))","v":""},{"$f":"IF($B$87=\"\",\"\",IF(AND($B$42=\"Straight Line\",C48<=depr_length),$B$87/depr_length,IF(AND($B$42=\"MACRS\",C48<=depr_length+1),$B$87*INDEX(MACRS_Table,MATCH(C48,recovery_year,0),MATCH($B$43,recovery_period,0)),\"\")))","v":""},"","","","","","","","","","","","","","","","","","","","",0]
[{"$f":"IF('Cash Flow Analysis'!C104=\"\",\"\",'Cash Flow Analysis'!C104)","v":""},{"$f":"IF(A88=\"\",\"\",IF(A88<1,0,IF(A88=1,$B$44-'Cash Flow Analysis'!I104,-'Cash Flow Analysis'!I104)))","v":""},{"$f":"IF($B$88=\"\",\"\",IF(AND($B$42=\"Straight Line\",C48<=depr_length),$B$88/depr_length,IF(AND($B$42=\"MACRS\",C48<=depr_length+1),$B$88*INDEX(MACRS_Table,MATCH(C48,recovery_year,0),MATCH($B$43,recovery_period,0)),\"\")))","v":""},"","","","","","","","","","","","","","","","","","","","",0]
[{"$f":"IF('Cash Flow Analysis'!C105=\"\",\"\",'Cash Flow Analysis'!C105)","v":""},{"$f":"IF(A89=\"\",\"\",IF(A89<1,0,IF(A89=1,$B$44-'Cash Flow Analysis'!I105,-'Cash Flow Analysis'!I105)))","v":""},{"$f":"IF($B$89=\"\",\"\",IF(AND($B$42=\"Straight Line\",C48<=depr_length),$B$89/depr_length,IF(AND($B$42=\"MACRS\",C48<=depr_length+1),$B$89*INDEX(MACRS_Table,MATCH(C48,recovery_year,0),MATCH($B$43,recovery_period,0)),\"\")))","v":""},"","","","","","","","","","","","","","","","","","","","",0]
[{"$f":"IF('Cash Flow Analysis'!C106=\"\",\"\",'Cash Flow Analysis'!C106)","v":""},{"$f":"IF(A90=\"\",\"\",IF(A90<1,0,IF(A90=1,$B$44-'Cash Flow Analysis'!I106,-'Cash Flow Analysis'!I106)))","v":""},{"$f":"IF($B$90=\"\",\"\",IF(AND($B$42=\"Straight Line\",C48<=depr_length),$B$90/depr_length,IF(AND($B$42=\"MACRS\",C48<=depr_length+1),$B$90*INDEX(MACRS_Table,MATCH(C48,recovery_year,0),MATCH($B$43,recovery_period,0)),\"\")))","v":""},"","","","","","","","","","","","","","","","","","","","",0]
[{"$f":"IF('Cash Flow Analysis'!C107=\"\",\"\",'Cash Flow Analysis'!C107)","v":""},{"$f":"IF(A91=\"\",\"\",IF(A91<1,0,IF(A91=1,$B$44-'Cash Flow Analysis'!I107,-'Cash Flow Analysis'!I107)))","v":""},{"$f":"IF($B$91=\"\",\"\",IF(AND($B$42=\"Straight Line\",C48<=depr_length),$B$91/depr_length,IF(AND($B$42=\"MACRS\",C48<=depr_length+1),$B$91*INDEX(MACRS_Table,MATCH(C48,recovery_year,0),MATCH($B$43,recovery_period,0)),\"\")))","v":""},"","","","","","","","","","","","","","","","","","","","",0]
[{"$f":"IF('Cash Flow Analysis'!C108=\"\",\"\",'Cash Flow Analysis'!C108)","v":""},{"$f":"IF(A92=\"\",\"\",IF(A92<1,0,IF(A92=1,$B$44-'Cash Flow Analysis'!I108,-'Cash Flow Analysis'!I108)))","v":""},{"$f":"IF($B$92=\"\",\"\",IF(AND($B$42=\"Straight Line\",C48<=depr_length),$B$92/depr_length,IF(AND($B$42=\"MACRS\",C48<=depr_length+1),$B$92*INDEX(MACRS_Table,MATCH(C48,recovery_year,0),MATCH($B$43,recovery_period,0)),\"\")))","v":""},"","","","","","","","","","","","","","","","","","","","",0]
[]
[]
["DEPRECIATION CHARGES TO CASH FLOW TAB"]
["Operation Year","Depreciation Charge","Post Analysis Depreciation"]
[{"$f":"IF('Cash Flow Analysis'!C65=\"\",\"\",'Cash Flow Analysis'!C65)","v":-3},{"$f":"C49","v":0},{"$f":"IF(A97=\"\",B97,0)","v":0}]
[{"$f":"IF('Cash Flow Analysis'!C66=\"\",\"\",'Cash Flow Analysis'!C66)","v":-2},{"$f":"SUM(D49,C50)","v":0},0]
[{"$f":"IF('Cash Flow Analysis'!C67=\"\",\"\",'Cash Flow Analysis'!C67)","v":-1},{"$f":"SUM(E49,D50,C51)","v":0},0]
[{"$f":"IF('Cash Flow Analysis'!C68=\"\",\"\",'Cash Flow Analysis'!C68)","v":1},{"$f":"SUM(F49,E50,D51,C52)","v":63370847.820120566},0]
[{"$f":"IF('Cash Flow Analysis'!C69=\"\",\"\",'Cash Flow Analysis'!C69)","v":2},{"$f":"SUM(G49,F50,E51,D52,C53)","v":123563396.68611857},0]
[{"$f":"IF('Cash Flow Analysis'!C70=\"\",\"\",'Cash Flow Analysis'!C70)","v":3},{"$f":"SUM(H49,G50,F51,E52,D53,C54)","v":117456945.08399287},0]
[{"$f":"IF('Cash Flow Analysis'!C71=\"\",\"\",'Cash Flow Analysis'!C71)","v":4},{"$f":"SUM(I49,H50,G51,F52,E53,D54,C55)","v":111891289.95969646},0]
[{"$f":"IF('Cash Flow Analysis'!C72=\"\",\"\",'Cash Flow Analysis'!C72)","v":5},{"$f":"SUM(J49,I50,H51,G52,F53,E54,D55,C56)","v":106779415.02036272},0]
[{"$f":"IF('Cash Flow Analysis'!C73=\"\",\"\",'Cash Flow Analysis'!C73)","v":6},{"$f":"SUM(K49,J50,I51,H52,G53,F54,E55,D56,C57)","v":102133458.02999189},0]
[{"$f":"IF('Cash Flow Analysis'!C74=\"\",\"\",'Cash Flow Analysis'!C74)","v":7},{"$f":"SUM(L49,K50,J51,I52,H53,G54,F55,E56,D57,C58)","v":97881292.906340048},0]
[{"$f":"IF('Cash Flow Analysis'!C75=\"\",\"\",'Cash Flow Analysis'!C75)","v":8},{"$f":"SUM(M49,L50,K51,J52,I53,H54,G55,F56,E57,D58,C59)","v":94033429.310293227},0]
[{"$f":"IF('Cash Flow Analysis'!C76=\"\",\"\",'Cash Flow Analysis'!C76)","v":9},{"$f":"SUM(N49,M50,L51,K52,J53,I54,H55,G56,F57,E58,D59,C60)","v":95247772.093103215},0]
[{"$f":"IF('Cash Flow Analysis'!C77=\"\",\"\",'Cash Flow Analysis'!C77)","v":10},{"$f":"SUM(O49,N50,M51,L52,K53,J54,I55,H56,G57,F58,E59,D60,C61)","v":97476362.160346627},0]
[{"$f":"IF('Cash Flow Analysis'!C78=\"\",\"\",'Cash Flow Analysis'!C78)","v":11},{"$f":"SUM(P49,O50,N51,M52,L53,K54,J55,I56,H57,G58,F59,E60,D61,C62)","v":99780995.559358269},0]
[{"$f":"IF('Cash Flow Analysis'!C79=\"\",\"\",'Cash Flow Analysis'!C79)","v":12},{"$f":"SUM(Q49,P50,O51,N52,M53,L54,K55,J56,I57,H58,G59,F60,E61,D62,C63)","v":102095716.8724605},0]
[{"$f":"IF('Cash Flow Analysis'!C80=\"\",\"\",'Cash Flow Analysis'!C80)","v":13},{"$f":"SUM(R49,Q50,P51,O52,N53,M54,L55,K56,J57,I58,H59,G60,F61,E62,D63,C64)","v":104488118.01100227},0]
[{"$f":"IF('Cash Flow Analysis'!C81=\"\",\"\",'Cash Flow Analysis'!C81)","v":14},{"$f":"SUM(S49,R50,Q51,P52,O53,N54,M55,L56,K57,J58,I59,H60,G61,F62,E63,D64,C65)","v":106892274.65068579},0]
[{"$f":"IF('Cash Flow Analysis'!C82=\"\",\"\",'Cash Flow Analysis'!C82)","v":15},{"$f":"SUM(T49,S50,R51,Q52,P53,O54,N55,M56,L57,K58,J59,I60,H61,G62,F63,E64,D65,C66)","v":109375810.38701382},0]
[{"$f":"IF('Cash Flow Analysis'!C83=\"\",\"\",'Cash Flow Analysis'!C83)","v":16},{"$f":"SUM(U49,T50,S51,R52,Q53,P54,O55,N56,M57,L58,K59,J60,I61,H62,G63,F64,E65,D66,C67)","v":111872833.18184155},0]
[{"$f":"IF('Cash Flow Analysis'!C84=\"\",\"\",'Cash Flow Analysis'!C84)","v":17},{"$f":"SUM(V49,U50,T51,S52,R53,Q54,P55,O56,N57,M58,L59,K60,J61,I62,H63,G64,F65,E66,D67,C68)","v":114450999.53026156},0]
[{"$f":"IF('Cash Flow Analysis'!C85=\"\",\"\",'Cash Flow Analysis'!C85)","v":18},{"$f":"SUM(W49,V50,U51,T52,S53,R54,Q55,P56,O57,N58,M59,L60,K61,J62,I63,H64,G65,F66,E67,D68,C69)","v":117044450.91881101},0]
[{"$f":"IF('Cash Flow Analysis'!C86=\"\",\"\",'Cash Flow Analysis'!C86)","v":19},119720878.00423343,0]
[{"$f":"IF('Cash Flow Analysis'!C87=\"\",\"\",'Cash Flow Analysis'!C87)","v":20},122414457.08378834,0]
[{"$f":"IF('Cash Flow Analysis'!C88=\"\",\"\",'Cash Flow Analysis'!C88)","v":21},87491484.556561604,0]
[{"$f":"IF('Cash Flow Analysis'!C89=\"\",\"\",'Cash Flow Analysis'!C89)","v":22},51670283.678465798,0]
[{"$f":"IF('Cash Flow Analysis'!C90=\"\",\"\",'Cash Flow Analysis'!C90)","v":23},52652019.068356648,0]
[{"$f":"IF('Cash Flow Analysis'!C91=\"\",\"\",'Cash Flow Analysis'!C91)","v":24},53652407.430655412,0]
[{"$f":"IF('Cash Flow Analysis'!C92=\"\",\"\",'Cash Flow Analysis'!C92)","v":25},54671803.171837866,0]
[{"$f":"IF('Cash Flow Analysis'!C93=\"\",\"\",'Cash Flow Analysis'!C93)","v":26},55710567.432102785,0]
[{"$f":"IF('Cash Flow Analysis'!C94=\"\",\"\",'Cash Flow Analysis'!C94)","v":27},56769068.213312723,0]
[{"$f":"IF('Cash Flow Analysis'!C95=\"\",\"\",'Cash Flow Analysis'!C95)","v":28},57847680.50936567,0]
[{"$f":"IF('Cash Flow Analysis'!C96=\"\",\"\",'Cash Flow Analysis'!C96)","v":29},58946786.439043626,0]
[{"$f":"IF('Cash Flow Analysis'!C97=\"\",\"\",'Cash Flow Analysis'!C97)","v":30},60066775.381385453,0]
[{"$f":"IF('Cash Flow Analysis'!C98=\"\",\"\",'Cash Flow Analysis'!C98)","v":""},58497657.922121458,58497657.922121458]
[{"$f":"IF('Cash Flow Analysis'!C99=\"\",\"\",'Cash Flow Analysis'!C99)","v":""},54391439.311571658,54391439.311571658]
[{"$f":"IF('Cash Flow Analysis'!C100=\"\",\"\",'Cash Flow Analysis'!C100)","v":""},50598943.698301032,50598943.698301032]
[{"$f":"IF('Cash Flow Analysis'!C101=\"\",\"\",'Cash Flow Analysis'!C101)","v":""},47095775.493912973,47095775.493912973]
[{"$f":"IF('Cash Flow Analysis'!C102=\"\",\"\",'Cash Flow Analysis'!C102)","v":""},43861412.211737737,43861412.211737737]
[{"$f":"IF('Cash Flow Analysis'!C103=\"\",\"\",'Cash Flow Analysis'!C103)","v":""},40874941.437858902,40874941.437858902]
[{"$f":"IF('Cash Flow Analysis'!C104=\"\",\"\",'Cash Flow Analysis'!C104)","v":""},38118667.270750917,38118667.270750917]
[{"$f":"IF('Cash Flow Analysis'!C105=\"\",\"\",'Cash Flow Analysis'!C105)","v":""},35574557.586759284,35574557.586759284]
[{"$f":"IF('Cash Flow Analysis'!C106=\"\",\"\",'Cash Flow Analysis'!C106)","v":""},33025475.997835979,33025475.997835979]
[{"$f":"IF('Cash Flow Analysis'!C107=\"\",\"\",'Cash Flow Analysis'!C107)","v":""},30428684.6283742,30428684.6283742]
[{"$f":"IF('Cash Flow Analysis'!C108=\"\",\"\",'Cash Flow Analysis'!C108)","v":""},27781831.453241576,27781831.453241576]
["Totals",{"$f":"SUM(B97:B140)","v":3167699006.1633754},{"$f":"SUM(C97:C140)","v":460249387.01246572}]
[]
[{"$f":"IF('Cash Flow Analysis'!C109=\"\",\"\",'Cash Flow Analysis'!C109)","v":""}]
["Remaining Book Value Calculation for Greater than 40-year Plant Life "]
["Year after 40","Depreciation Charge"]
[1,{"$f":"SUM(D92,E91,F90,G89,H88,I87,J86,K85,L84,M83,N82,O81,P80,Q79,R78,S77,T76,U75,V74,W73)","v":25085410.837432507}]
[2,{"$f":"SUM(E92,F91,G90,H89,I88,J87,K86,L85,M84,N83,O82,P81,Q80,R79,S78,T77,U76,V75,W74)","v":22337035.460271996}]
[3,{"$f":"SUM(F92,G91,H90,I89,J88,K87,L86,M85,N84,O83,P82,Q81,R80,S79,T78,U77,V76,W75)","v":19537163.7205965}]
[4,{"$f":"SUM(G92,H91,I90,J89,K88,L87,M86,N85,O84,P83,Q82,R81,S80,T79,U78,V77,W76)","v":16683371.648216102}]
[5,{"$f":"SUM(H92,I91,J90,K89,L88,M87,N86,O85,P84,Q83,R82,S81,T80,U79,V78,W77)","v":13776080.296111546}]
[6,{"$f":"SUM(I92,J91,K90,L89,M88,N87,O86,P85,Q84,R83,S82,T81,U80,V79,W78)","v":10812827.638665933}]
[7,{"$f":"SUM(J92,K91,L90,M89,N88,O87,P86,Q85,R84,S83,T82,U81,V80,W79)","v":7793995.9503799248}]
[8,{"$f":"SUM(K92,L91,M90,N89,O88,P87,Q86,R85,S84,T83,U82,V81,W80)","v":4717083.6903654113}]
[9,{"$f":"SUM(L92,M91,N90,O89,P88,Q87,R86,S85,T84,U83,V82,W81)","v":1582432.8670616932}]
[10,{"$f":"SUM(M92,N91,O90,P89,Q88,R87,S86,T85,U84,V83,W82)","v":0}]
[11,{"$f":"SUM(N92,O91,P90,Q89,R88,S87,T86,U85,V84,W83)","v":0}]
[12,{"$f":"SUM(O92,P91,Q90,R89,S88,T87,U86,V85,W84)","v":0}]
[13,{"$f":"SUM(P92,Q91,R90,S89,T88,U87,V86,W85)","v":0}]
[14,{"$f":"SUM(Q92,R91,S90,T89,U88,V87,W86)","v":0}]
[15,{"$f":"SUM(R92,S91,T90,U89,V88,W87)","v":0}]
[16,{"$f":"SUM(S92,T91,U90,V89,W88)","v":0}]
[17,{"$f":"SUM(T92,U91,V90,W89)","v":0}]
[18,{"$f":"SUM(U92,V91,W90)","v":0}]
[19,{"$f":"SUM(V92,W91)","v":0}]
[20,{"$f":"SUM(W92)","v":0}]
["Totals",{"$f":"SUM(B146:B165)","v":122325402.10910161}]

{"sheet":"Constants and Conversions","index":17,"n_rows":31,"n_cols":5,"rows_kept":31,"cut":false,"hidden":false,"merged":[]}
["To Convert From","To","Multiply by:"]
["General"]
["miles","km",1.6093,"km/mile"]
["gallons","liters",3.7850000000000001,"L/gal"]
["MPG","kWh/km",1.8263969224024776E-2,"(kWh/km)/MPG"]
["scf","Nm3",2.6852999999999998E-2,"Nm3/scf","60 degrees F, 1 atm"]
["lb","kg",{"$f":"1/2.205","v":0.45351473922902491},"kg/lb"]
["ncf","Nm3",2.8316999999999998E-2,"Nm3/ncf","0 degrees C (32 F), 1 atm"]
["MPa","psi",145.03800000000001,"psi/MPa"]
[]
["Energy"]
["MJ","kWh",0.27777777777777779]
["gallon of gasoline eq (GGE) -conventional gasoline","kWh",34.022625288888882]
["kg H2 (LHV)","GGE",0.97933196399532141]
["kg H2 (LHV)","kWh",{"$f":"kgH2_to_GJ*MJ_to_kWh*1000","v":33.392121748655818}]
["kg H2 (LHV)","GJ",{"$f":"H2_LHV_MJ_p_kg/1000","v":0.12021163829516093}]
["btu ","kWh",2.9308323563892143E-4]
["mmBTU","GJ",1.0549999999999999]
[]
[]
["Greenhouse Gas Emissions Factors",null,"IPCC Fourth Assessment Report: Climate Change 2007 (http://www.ipcc.ch/publications_and_data/ar4/wg1/en/ch2s2-10-2.html) Table 2.14 100-year potential"]
["CO2",1]
["CH4",25]
["N2O",298]
[]
[]
["Energy Feedstock Conversions"]
["Usage unit","Conversion from $/GJ"]
["mmBtu",{"$f":"mmBTU_to_GJ","v":1.0549999999999999}]
["kWh",{"$f":"1/MJ_to_kWh/1000","v":3.5999999999999995E-3}]
["GJ",1]

{"sheet":"Lists","index":18,"n_rows":80,"n_cols":29,"rows_kept":80,"cut":false,"hidden":false,"merged":[]}
["Cancelled"]
[null,null,null,null,null,null,null,null,null,"Price_Tables"]
["Use_Default",null,"Yes_No",null,"Temp_var_location",null,"Sensitivity_Variables",null,null,"AEO_2009_Reference_Case",null,null,"Import_Variable_List",null,"Input_Value_Defaults",null,"Default used?","Export_Variable_List",null,"CO2_Location",null,"CO2_Terrain",null,null,"CO2_Value_Defaults",null,"Default used?","Scaling_Method_Defaults"]
["Use H2A Value",null,"Yes",null,100000,null,"Operating Capacity Factor (fraction)","cap_factor",null,"AEO_2013_Reference_Case",null,null,"title",null,{"$f":"M7","v":"ref_year"},2016,true,"title",null,1,"USA, Canada, Europe, Japan, Australia","cultivated land",1.1000000000000001,null,"CO2_Capture_Efficiency",0.9,false,"Engin","Skip"]
["Enter Value",null,"No",null,null,null,"Plant Design Capacity (kg of H2/day)","design_cap",null,"AEO_2013_High_Price_Case",null,null,"cap_factor",null,{"$f":"M18","v":"depr_type"},"MACRS",true,"H2_Price_real",null,1.2,"UK","grassland",1,null,"CO2_MaintFactor",0.04,true,"Site_prep","Skip"]
[null,null,null,null,null,null,"Assumed start-up year","startup_year",null,"AEO_2014_Reference_Case",null,null,"design_cap",null,{"$f":"M19","v":"equity"},0.4,true,"H2_Price_nominal",null,null,null,"wooded",1.05,null,"CO2_Pin_psia",14.7,false,"Process_cont","Skip"]
["Add_As_List",null,"Feed_Type_List",null,null,null,"Length of Construction Period (years)","construct",null,"AEO_2017_Reference_Case",null,null,"ref_year",null,{"$f":"M25","v":"decom_percent"},0.1,true,"result_cap_contr",null,null,null,"jungle",1.1000000000000001,null,"CO2_credit",0,true,"Project_cont","Skip"]
["Feedstock",null,"Feed",null,null,null,"Start-up Time (years)","start_time",null,null,null,null,"startup_year",null,"salvage_perct",0.1,true,"result_decom_contr",null,null,null,"stony desert",1.1000000000000001,null,"n_CO2_pumps",1,true,"Fees","Skip"]
["Utility",null,"Utility",null,null,null,"Plant life (years)","plant_life",null,null,null,null,"construct",null,"inflation_rate",1.9E-2,true,"result_fixed_o_m_contr",null,null,null,"<20% Mountainous",1.3,null,"CO2_PipeLength",100,true,"Other_indirect","Skip"]
["Byproduct",null,"Feed Utility",null,null,null,"Decommissioning costs (fraction of depreciable capital investment)","decom_percent",null,null,null,null,"percent_cap1",null,"real_irr",0.08,true,"result_feed_contr",null,null,null,">50% Mountainous",1.5,null,"CO2_Pump_Eff",0.75,true,"Permitting","Skip"]
[null,null,"Feed Utility Byprod",null,null,null,"Salvage value (fraction of total capital investment)","salvage_perct",null,"Price_Table_in_Use","Energy_Feed_List",null,"percent_cap2",null,"state_tax_rate",0.06,true,"result_byprod_contr",null,null,null,null,null,null,"CO2_ControlSystem","Yes",true,"acre_cost","Use Baseline Value"]
[null,null,"Byproduct",null,null,null,"Inflation rate (fraction)","inflation_rate",null,{"$f":"TMP_PriceTable","v":"AEO_2017_Reference_Case"},{"$f":"J12&\"_Feeds\"","v":"AEO_2017_Reference_Case_Feeds"},null,"percent_cap3",null,"fed_tax_rate",0.21,true,"result_other_var_contr",null,null,null,null,null,null,"CO2_SurgeTank","Yes",true,"acres","Use Scale Factor"]
[null,null,null,null,null,null,"After-tax Real IRR (fraction)","real_irr",null,null,"Energy_Feed_Years",null,"percent_cap4",null,"WorkingCap",0.15,true,"result_other_mat_contr",null,null,null,null,null,null,"CO2_PipeElevation",0,true,"FTEs",0.25]
["Delete_As_List",null,"ColorList",null,null,null,"State Taxes (fraction)","state_tax_rate",null,null,{"$f":"J12&\"_Years\"","v":"AEO_2017_Reference_Case_Years"},null,"start_time",null,"overhead_rate",0.2,false,"cap_factor",null,null,null,null,null,null,"CO2_Pipeline_Temp",53,true,"FTE_cost","Use Baseline Value"]
["Energy Feedstock",null,"Input",null,null,null,"Federal Taxes (fraction)","fed_tax_rate",null,null,null,null,"plant_life",null,"tax_ins_rate",0.02,true,"design_cap",null,null,null,null,null,null,null,null,null,"licensing","Use Scale Factor"]
["Energy Utility",null,"Calculated",null,null,null,"WORKING CAPITAL (fraction of yearly change in operating costs)","WorkingCap",null,null,null,null,"anal_period",null,"royalties",0,null,"ref_year",null,null,null,null,null,null,null,null,null,"rent","Use Scale Factor"]
["Energy Byproduct",null,"Error",null,null,null,"Total Direct Capital Cost","direct_cap",null,null,null,null,"depr_length",null,"operator_profit",0,null,"startup_year",null,null,null,null,null,null,null,null,null,"material","Use Scale Factor"]
["Other Feed",null,"Information",null,null,null,"Total Capital Investment","total_cap",null,null,null,null,"depr_type",null,"tax_credit",0,null,"construct",null,null,null,null,null,null,null,null,null,"prod_maint","Use Scale Factor"]
["Other Byproduct",null,"UserInfo",null,null,null,"Total Fixed Operating Cost","fixed",null,null,null,null,"equity",null,"Proc_CO2_tax",0,null,"percent_cap1",null,null,null,null,null,null,null,null,null,"other_fees","Use Scale Ratio"]
["All",null,null,null,null,null,"Cost of land ($/acre)","acre_cost",null,null,null,null,"debt_interest",null,"Upstream_CO2_tax",0,null,"percent_cap2",null,null,null,null,null,null,null,null,null,"other_fixed","Use Scale Factor"]
[null,null,null,null,null,null,"Labor Requirement (FTE)","FTEs",null,null,null,null,"debt_period",null,null,null,null,"percent_cap3",null,null,null,null,null,null,null,null,null,"var_misc","Use Scale Ratio"]
[null,null,null,null,null,null,"G&A rate (fraction of labor cost)","overhead_rate",null,null,null,null,"percnt_fixed",null,null,null,null,"percent_cap4",null,null,null,null,null,null,null,null,null,"total_other_raw","Use Scale Ratio"]
["Scaling_validation",null,null,null,null,null,"Property tax and insurance rate (fraction of total capital investment)","tax_ins_rate",null,null,null,null,"percnt_revs",null,null,null,null,"start_time",null,null,null,null,null,null,null,null,null,"waste_treat","Use Scale Ratio"]
["Use Scale Ratio",null,null,null,null,null,"Rent ($/year)","rent",null,null,null,null,"percnt_var",null,null,null,null,"plant_life",null,null,null,null,null,null,null,null,null,"solidwaste_treat","Use Scale Ratio"]
["Use Scale Factor",null,null,null,null,null,"Material costs for maintenance and repairs ($/year)","material",null,null,null,null,"decom_percent",null,null,null,null,"anal_period",null,null,null,null,null,null,null,null,null,"royalties","Use Scale Ratio"]
["Use Baseline Value",null,null,null,null,null,"Production Maintenance and Repairs ($/year)","prod_maint",null,null,null,null,"salvage_perct",null,null,null,null,"depr_length",null,null,null,null,null,null,null,null,null,"operator_profit","Use Scale Ratio"]
["Skip",null,null,null,null,null,"Waste treatment costs ($/year)","waste_treat",null,null,null,null,"inflation_rate",null,null,null,null,"depr_type",null,null,null,null,null,null,null,null,null,"tax_credit","Use Scale Ratio"]
[0.1,null,null,null,null,null,"Solid waste disposal costs ($/year)","solidwaste_treat",null,null,null,null,"real_irr",null,null,null,null,"equity",null,null,null,null,null,null,null,null,null,"CO2_OandMCost","Skip"]
[0.2,null,null,null,null,null,"CO2 sequestration capital costs ($/year)","CO2_seq",null,null,null,null,"state_tax_rate",null,null,null,null,"debt_interest"]
[0.25,null,null,null,null,null,"feedstock Industrial Natural Gas Usage","feedstockIndustrial_Natural_Gas_Usage",null,null,null,null,"fed_tax_rate",null,null,null,null,"debt_period"]
[0.3,null,null,null,null,null,"feedstock Electric Utility Steam Coal Usage","feedstockElectric_Utility_Steam_Coal_Usage",null,null,null,null,"WorkingCap",null,null,null,null,"percnt_fixed"]
[0.4,null,null,null,null,null,"utility Industrial Electricity Usage","utilityIndustrial_Electricity_Usage",null,null,null,null,"acre_cost",null,null,null,null,"percnt_revs"]
[0.5,null,null,null,null,null,null,null,null,null,null,null,"acres",null,null,null,null,"percnt_var"]
[0.6,null,null,null,null,null,null,null,null,null,null,null,"FTEs",null,null,null,null,"decom_percent"]
[0.7,null,null,null,null,null,null,null,null,null,null,null,"FTE_cost",null,null,null,null,"salvage_perct"]
[0.8,null,null,null,null,null,null,null,null,null,null,null,"overhead_rate",null,null,null,null,"inflation_rate"]
[0.9,null,null,null,null,null,null,null,null,null,null,null,"tax_ins_rate",null,null,null,null,"real_irr"]
[null,null,null,null,null,null,null,null,null,null,null,null,"rent",null,null,null,null,"state_tax_rate"]
[null,null,null,null,null,null,null,null,null,null,null,null,"material",null,null,null,null,"fed_tax_rate"]
[null,null,null,null,null,null,null,null,null,null,null,null,"prod_maint",null,null,null,null,"WorkingCap"]
[null,null,null,null,null,null,null,null,null,null,null,null,"other_fees",null,null,null,null,"direct_cap"]
[null,null,null,null,null,null,null,null,null,null,null,null,"other_fixed",null,null,null,null,"Engin"]
[null,null,null,null,null,null,null,null,null,null,null,null,"total_other_raw",null,null,null,null,"Site_prep"]
[null,null,null,null,null,null,null,null,null,null,null,null,"var_misc",null,null,null,null,"Process_cont"]
[null,null,null,null,null,null,null,null,null,null,null,null,"waste_treat",null,null,null,null,"Project_cont"]
[null,null,null,null,null,null,null,null,null,null,null,null,"solidwaste_treat",null,null,null,null,"Fees"]
[null,null,null,null,null,null,null,null,null,null,null,null,"replace_factor",null,null,null,null,"Other_indirect"]
[null,null,null,null,null,null,null,null,null,null,null,null,"royalties",null,null,null,null,"Permitting"]
[null,null,null,null,null,null,null,null,null,null,null,null,"operator_profit",null,null,null,null,"acre_cost"]
[null,null,null,null,null,null,null,null,null,null,null,null,"tax_credit",null,null,null,null,"acres"]
[null,null,null,null,null,null,null,null,null,null,null,null,"CO2_seq",null,null,null,null,"FTEs"]
[null,null,null,null,null,null,null,null,null,null,null,null,"CO2_OandMCost",null,null,null,null,"FTE_cost"]
[null,null,null,null,null,null,null,null,null,null,null,null,"CO2_capture_efficiency",null,null,null,null,"overhead_rate"]
[null,null,null,null,null,null,null,null,null,null,null,null,"CO2_MaintFactor",null,null,null,null,"tax_ins_rate"]
[null,null,null,null,null,null,null,null,null,null,null,null,"CO2_PipeFactor",null,null,null,null,"rent"]
[null,null,null,null,null,null,null,null,null,null,null,null,"CO2_SiteCap",null,null,null,null,"material"]
[null,null,null,null,null,null,null,null,null,null,null,null,"CO2_Nwells",null,null,null,null,"prod_maint"]
[null,null,null,null,null,null,null,null,null,null,null,null,"CO2_WellDepth",null,null,null,null,"other_fees"]
[null,null,null,null,null,null,null,null,null,null,null,null,"CO2_location_factor",null,null,null,null,"other_fixed"]
[null,null,null,null,null,null,null,null,null,null,null,null,"CO2_TerrainType",null,null,null,null,"total_other_raw"]
[null,null,null,null,null,null,null,null,null,null,null,null,"CO2_PipeLength",null,null,null,null,"total_utilities"]
[null,null,null,null,null,null,null,null,null,null,null,null,null,null,null,null,null,"total_byproducts"]
[null,null,null,null,null,null,null,null,null,null,null,null,null,null,null,null,null,"var_misc"]
[null,null,null,null,null,null,null,null,null,null,null,null,null,null,null,null,null,"waste_treat"]
[null,null,null,null,null,null,null,null,null,null,null,null,null,null,null,null,null,"solidwaste_treat"]
[null,null,null,null,null,null,null,null,null,null,null,null,null,null,null,null,null,"replace_factor"]
[null,null,null,null,null,null,null,null,null,null,null,null,null,null,null,null,null,"royalties"]
[null,null,null,null,null,null,null,null,null,null,null,null,null,null,null,null,null,"operator_profit"]
[null,null,null,null,null,null,null,null,null,null,null,null,null,null,null,null,null,"tax_credit"]
[null,null,null,null,null,null,null,null,null,null,null,null,null,null,null,null,null,"CO2_seq"]
[null,null,null,null,null,null,null,null,null,null,null,null,null,null,null,null,null,"CO2_OandMCost"]
[null,null,null,null,null,null,null,null,null,null,null,null,null,null,null,null,null,"CO2_capture_efficiency"]
[null,null,null,null,null,null,null,null,null,null,null,null,null,null,null,null,null,"CO2_MaintFactor"]
[null,null,null,null,null,null,null,null,null,null,null,null,null,null,null,null,null,"CO2_PipeFactor"]
[null,null,null,null,null,null,null,null,null,null,null,null,null,null,null,null,null,"CO2_SiteCap"]
[null,null,null,null,null,null,null,null,null,null,null,null,null,null,null,null,null,"CO2_Nwells"]
[null,null,null,null,null,null,null,null,null,null,null,null,null,null,null,null,null,"CO2_WellDepth"]
[null,null,null,null,null,null,null,null,null,null,null,null,null,null,null,null,null,"CO2_location_factor"]
[null,null,null,null,null,null,null,null,null,null,null,null,null,null,null,null,null,"CO2_TerrainType"]
[null,null,null,null,null,null,null,null,null,null,null,null,null,null,null,null,null,"CO2_PipeLength"]