{"text_format":"1","workbook":"xlsx","n_sheets":19,"sheets":["Title","Description","ProcessFlow","Input_Sheet_Template","Replacement Costs","Capital Costs","Plant Scaling","Carbon Sequestration","Results","Tornado Charts & Risk Analysis","Cash Flow Analysis","Energy Feed & Utility Prices","Non-Energy Material Prices","AEO Data","HyARC Physical Property Data","Debt Financing Calculations","Depreciation","Constants and Conversions","Lists"],"not_rendered":{"charts":8,"images":1,"macros":1,"external_links":0,"defined_names":380,"comments":6,"pivot_tables":0},"unopened":[],"bounds":{"document_bytes":16777216,"sheet_cells":100000,"rows_first":2000,"rows_last":500,"rows_between":2000,"halvings":0,"cell_chars":16384,"cell_head_chars":4096},"cells_cut":0,"cells_raw":0,"read":"whole","date_system":"1900"}

{"sheet":"Title","index":0,"n_rows":45,"n_cols":4,"rows_kept":45,"cut":false,"hidden":false,"merged":[[25,1,25,3]]}
[]
[null,"Central Hydrogen Production - Project Information"]
[]
[]
[null,"Title:","Future Central Hydrogen from Natural Gas without CO2 Capture and Sequestration"]
[null,"Authors:","US DOE/NETL MD Rutkowski"]
[null,"Contact:","Michael Penev"]
[null,"Contact phone:","303 275 3880"]
[null,"Contact e-mail:","mike.penev@nrel.gov"]
[null,"Organization:","NREL"]
[null,"Date:","2018-02-06"]
[null,"Web Site:","www.nrel.gov"]
[]
[null,"Plant Design Capacity (kg/day):",379387]
[null,"Start-up Year:",2015]
[null,"Primary Product Feedstock Source:","Industrial Natural Gas"]
[null,"Secondary Feedstock Source:","None"]
[null,"Process Energy Source:","Standard fossil energy sources"]
[null,"Conversion Technology:","Steam reformer, quench, shift, PSA"]
[null,"Primary By-Product:","Steam export"]
[null,"Secondary By-Product:","No"]
[null,"Based on Number of Plants Installed per Year (per manufacturer):","None"]
[null,"H2 Onsite Storage Type","N/A"]
[null,"Assumed plant location:","Mid USA"]
[]
[null,"Reporting Spreadsheet Change History:"]
[null,"Date spreadsheet created / modified","Name","Comments"]
[null,"2020-10-27","M. Penev","Made compatible with Excel for Mac"]
[null,"H2A Version 3"]
[null,"2018-02-06","M. Penev","Case was ported to H2A version 3"]
[]
[null,"2013-06-17","NREL - G. Saur","Fixed Feedstock cost to reference AEO 2009 reference case"]
[]
[null,"2011-12-05","NREL - D. Steward","Ported to new model structure"]
[null,"H2A version 2"]
[null,"2008-09-22","NREL - D. Steward","H2A Version 2.1 updates"]
[null,"2008-05-23","NREL - D. Steward","Tornado chart"]
[null,"2008-03-14","NREL - D. Steward","Ported to new model structure"]
[null,"H2A version 1"]
[null,"2006-06-07","NREL - updated for release"]
[null,"2005-09-14","Mike Rutkowski"]
[null,"2005-06-27","MD Rutkowski, Revise Capital and Feedstock $"]
[null,"2005-06-17","MD Rutkowski"]
[null,"2005-02-23","NJ Kuehn"]
[null,"2004-10-11","MD Rutkowski"]

{"sheet":"Description","index":1,"n_rows":23,"n_cols":2,"rows_kept":23,"cut":false,"hidden":false,"merged":[]}
[]
[null,"Central Hydrogen Production - Description"]
[]
[]
[]
[null,"Purpose:"]
[null,"Steam reforming of hydrocarbons continues to be the most efficient, economical, and widely used process for production of hydrogen and hydrogen/carbon monoxide mixtures.  The process involves a catalytic conversion of the hydrocarbon and steam to hydrogen and carbon oxides.  Since the process works only with light hydrocarbons that can be vaporized completely without carbon formation, the feedstocks used range from methane (natural gas) to naphtha to No. 2 fuel oil."]
[]
[]
[null,"System Description:"]
[null,"Natural gas is fed to the plant from the pipeline at a pressure of 450 psia.  The gas is generally sulfur-free, but odorizers with mercaptans must be cleaned from the gas to prevent contamination of the reformer catalyst.  The desulfurized natural gas feedstock is mixed with process steam to be reacted over a nickel based catalyst contained inside of a system of high alloy steel tubes.  The reforming reaction is strongly endothermic, and the metallurgy of the tubes usually limits the reaction temperature to 1400-1700oF.  The flue gas path of the fired reformer is integrated with additional boiler surfaces to produce about 700,000 lb/hour steam.  Of this, about 450,000 lb/hour is superheated to 450 psia and 750°F, to be added to the incoming natural gas.  Additional steam from the boiler is sent off-site.  After the reformer, the process gas mixture of CO and H2 passes through a heat recovery step and is fed into a water gas shift reactor to produce additional H2."]
[null,"The Pressure Swing Adsorption (PSA) process is used for hydrogen purification, based on the ability to produce high purity hydrogen, low amounts of CO and CO2 and ease of operation.  Shifted gas is fed directly to the PSA unit where hydrogen is purified up to approximately 99.6%. based on the ability to produce high purity hydrogen, low amounts of CO and CO2 and ease of operation.  Shifted gas is fed directly to the PSA unit where hydrogen is purified up to approximately 99.6%."]
[]
[null,"Analysis Methodology Summary:"]
[null,"Material and energy balances in Aspen Plus®; Installed equipment costing based on grass roots estimate of commercial offering; O&M collaborated with KIC"]
[]
[]
[null,"Plant Ownership and Entity Type Assumptions:"]
[null,"Corporate ownership, 100% equity"]
[]
[null,"References:"]
[null,"Hydrogen from Natural Gas Reforming, November 2003, DOE/FE/NETL"]
[null,"H2A Version 1 Case Study - h2a_central_natural_gas_longer_term_final.xls, Excel file developed by M. Rutkowski"]

{"sheet":"ProcessFlow","index":2,"n_rows":49,"n_cols":7,"rows_kept":49,"cut":false,"hidden":false,"merged":[]}
[]
[null,"Central Hydrogen Production - Process Flow Diagram"]
[]
[]
[]
[null,"Process Flow Diagram"]
[]
[]
[null,null,null,"  Energy efficiencies for individual process steps (add rows as appropriate)","Value","Basis","Reference"]
[null,null,null,"SMR Efficiency",0.82,"LHV efficiency of energy in gasifier product gas coming out of gasifier divided by energy in coal fed to gasifier.","Aspen Plus® Model"]
[null,null,null,"Shift Reactor Conversion",0.9,"Molar percent of CO converted to CO2","Haldor Topsoe commercial catalyst spec."]
[null,null,null,"PSA Hydrogen Separation",0.8,"Percent hydrogen rercovered from PSA feed gas","UOP commercial PSA design spec."]
[]
[]
[]
[]
[]
[]
[]
[]
[]
[]
[]
[]
[]
[]
[]
[]
[null,"Stream Summaries"]
[]
[null,"STREAM NUMBER",1,2,3,4,5]
[null,null,"Natural Gas","Steam","Air","Hydrogen","Stack Gas"]
[null,"Mole Fraction"," "," "," "," "," "]
[null,"  Ar                 ",0,0,9.2999999999999992E-3,0,7.27519E-3]
[null,"  CH4",0.9,0,0,0,0]
[null,"  C2H6",0.05,0,0,0,0]
[null,"  CO2",0,0,4.0000000000000002E-4,1.3086300000000001E-3,0.16765189999999999]
[null,"  H2",0,0,0,0.99471929999999997,0]
[null,"  H2O",0,1,1.01E-2,0,0.18346290000000001]
[null,"  N2",0.05,0,0.77239999999999998,3.9720399999999996E-3,0.61154430000000004]
[null,"  O2",0,0,0.20780000000000001,0,3.0065700000000001E-2]
[]
[null,"NOx","----","----","----","----","20 ppm"]
[]
[null,"Total Flow (lbmol/hr)",6980.5,24431.75,29489.45,16102.31,37696.85]
[null,"Total Flow (lb/hr)",121060,440145,851008,35008,1095760]
[]
[null,"Temperature (°F)",59,750,60,108,280.04079999999999]
[null,"Pressure (psia)",450,450,14.696,346,14.7]

{"sheet":"Input_Sheet_Template","index":3,"n_rows":163,"n_cols":8,"rows_kept":163,"cut":false,"hidden":false,"merged":[[157,6,162,6],[130,2,130,3],[145,4,145,6],[99,3,100,3],[87,4,87,6],[142,4,144,6],[153,4,153,6],[149,5,149,6],[146,4,146,6],[147,4,147,6],[1,1,1,6],[2,1,2,3],[3,3,3,4],[53,4,53,6],[49,4,49,6],[46,4,46,6],[31,3,32,3],[44,4,44,6],[35,4,35,6],[42,4,42,6],[41,4,41,6],[40,4,40,6],[48,4,48,6],[45,4,45,6],[23,4,23,6],[24,4,24,6],[25,4,25,6],[27,4,27,6],[34,4,34,6],[28,4,28,6],[43,4,43,6],[36,4,36,6],[29,4,29,6],[30,4,30,6],[33,4,33,6],[32,4,32,6],[39,4,39,6],[37,4,37,6],[38,4,38,6],[47,4,47,6],[86,4,86,6],[58,5,67,5],[55,4,55,6],[88,4,88,6],[52,4,52,6],[51,4,51,6],[50,4,50,6],[54,4,54,6],[84,4,84,6],[85,4,85,6]]}
[]
[null,"H2A Hydrogen Production Cash Flow Analysis Tool v3.2018"]
["title","Central Natural Gas Reforming without CO2 Capture and Sequestration - Future Timeframe"]
[]
[null,"Table of Contents"]
[null,"View and edit project information"]
[]
[null,"H2A cell color coding"]
[]
[null,"Use H2A default values"]
[]
[]
[]
[null,"Technical Operating Parameters and Specifications"]
[null,"Financial Input Values"]
[null,"Energy Feedstocks, Utilities and Byproducts",null,null,null,null,null,"Cash Flow NPV (Error if not 0)"]
[null,"Capital Cost",null,null,null,null,null,{"$f":"+NPV","v":1.7183245081931535E-6}]
[null,"Fixed Operating Costs"]
[null,"Variable Operating Costs - Other Materials and Byproducts"]
[null,"Variable Operating Costs - Other Variable Operating Costs"]
[]
[]
[]
[null,"Technical Operating Parameters and Specifications",null,null,"Notes"]
["cap_factor","Operating Capacity Factor (%)",{"$f":"0.9*sensitivity_01","v":0.9}]
["design_cap","Plant Design Capacity (kg of H2/day)",{"$f":"379387*sensitivity_02","v":379387}]
[null,"Plant Output (kg/day)",{"$f":"design_cap*cap_factor","v":341448.3}]
["Soutput_kgyear","Plant Output (kg/year)",{"$f":"output_kgpday*365","v":124628629.5}]
[null,"Financial Input Values",null,null,"Notes "]
["ref_year","Reference year",2016]
["startup_year","Assumed start-up year",2040]
[null,"Basis year",2005,"Costs must be entered in basis year dollars"]
["construct","Length of Construction Period (years)",3]
["percent_cap1","% of Capital Spent in 1st Year of Construction",0.08]
["percent_cap2","% of Capital Spent in 2nd Year of Construction",0.6]
["percent_cap3","% of Capital Spent in 3rd Year of Construction",0.32]
["percent_cap4","% of Capital Spent in 4th Year of Construction"]
["start_time","Start-up Time (years)",1]
["plant_life","Plant life (years)",40]
["anal_period","Analysis period (years)",40]
["depr_length","Depreciation Schedule Length (years)",20]
["depr_type","Depreciation Type","MACRS"]
["equity"," % Equity Financing",0.4]
["debt_interest","Interest rate on debt, if applicable (%)",3.6999999999999998E-2]
["debt_period","Debt period (years)",0,null,"Enter 0 to enable constant outstanding debt."]
["percnt_fixed","% of Fixed Operating Costs During Start-up (%)",0.75]
["percnt_revs","% of Revenues During Start-up (%)",0.5]
["percnt_var","% of Variable Operating Costs During Start-up (%)",0.75]
["decom_percent","Decommissioning costs (% of depreciable capital investment)",0.1]
["salvage_perct","Salvage value (% of total capital investment)",0.1]
["inflation_rate","Inflation rate (%)",1.9E-2]
["real_irr","After-tax Real IRR (%)",{"$f":"0.08*sensitivity_03","v":0.08}]
["state_tax_rate","State Taxes (%)",0.06]
["fed_tax_rate","Federal Taxes (%)",0.21]
["Stotal_tax_rate","Total Tax Rate (%)",{"$f":"fed_tax_rate+state_tax_rate*(1-fed_tax_rate)","v":0.25739999999999996}]
["WorkingCap","WORKING CAPITAL (% of yearly change in operating costs)",0.15]
[null,"Energy Feedstocks, Utilities, and Byproducts"]
[null,"Select the Price Table to Use"]
[null,"AEO_2017_Reference_Case",null,null,null,"To use a new feedstock, utility or byproduct, select the price table and product from the dropdown lists and enter the usage (or byproduct) amount. Click the \"Add\" button to add the product to the \"In Use\" list. Important; only materials on the \"In Use\" list will be used in H2A calculations. To delete materials from the list, click the \"Delete\" button below"]
[null,"Select the Use"]
[null,"utility",{"$f":"IF(OR(TMP_FeedType=\"Feedstock\",TMP_FeedType = \"Utility\"),\" Enter usage in\",\"Enter production in\")","v":" Enter usage in"},{"$f":"VLOOKUP(TMP_FeedName,INDIRECT(TMP_PriceTable),4,FALSE)","v":"kWh"}]
[null,"Select the Feed Type"]
[null,"Industrial Electricity"]
[]
[null,{"$f":"SELECTED_FEED","v":"utility"},{"$f":"TMP_FeedName","v":"Industrial Electricity"}]
[null,{"$f":"\"Price Conversion Factor (GJ/\"&TMP_Units&\")\"","v":"Price Conversion Factor (GJ/kWh)"},{"$f":"VLOOKUP(TMP_FeedName,MASTER_PROPERTY_TABLE,9,FALSE)","v":3.5999999999999995E-3}]
[null,{"$f":"\"Price in Startup Year ($\" & ref_year & \")/\" & TMP_Units","v":"Price in Startup Year ($2016)/kWh"},{"$f":"HLOOKUP(startup_year,INDIRECT(TMP_PriceTable),MATCH(TMP_FeedName,INDIRECT(Energy_Feed_List),0),FALSE)*TMP_Conversion","v":7.7596976084681746E-2}]
[null,{"$f":"IF(OR(TMP_FeedType=\"Feedstock\",TMP_FeedType = \"Utility\"),\"Usage (\"&TMP_Units&\"/kg H2)\",\"Production (\"&TMP_Units&\"/kg H2)\")","v":"Usage (kWh/kg H2)"},0.6]
[null,{"$f":"IF(OR(TMP_FeedType = \"Feedstock\",TMP_FeedType = \"Utility\"), \"Cost in Startup Year\",\"Income in Startup Year\")","v":"Cost in Startup Year"},{"$f":"design_cap*365*cap_factor*TMP_Usage*TMP_StartPrice","v":5802482.8696668977}]
[null,"Lookup Prices","yes"]
[]
[null,"Energy feedstocks, utilities, and byproducts currently in use "]
["START_TOP"]
[null,"feedstock","Price Conversion Factor (GJ/mmBtu)","Price in Startup Year ($2016)/mmBtu","Usage (mmBtu/kg H2)","Cost in Startup Year","Lookup Prices"]
[null,"Industrial Natural Gas",1.0549999999999999,5.9307141943176465,{"$f":"0.156*sensitivity_04","v":0.156},{"$f":"D75*E75*output_kgyear*IF(start_time,percnt_var,1)*'Cash Flow Analysis'!$E$68/'Cash Flow Analysis'!$E$69","v":84866539.247594312},"yes"]
["START_TOP"]
[null,"utility","Price Conversion Factor (GJ/kWh)","Price in Startup Year ($2016)/kWh","Usage (kWh/kg H2)","Cost in Startup Year","Lookup Prices"]
[null,"Industrial Electricity",3.5999999999999995E-3,7.7596976084681746E-2,{"$f":"0.6*sensitivity_05","v":0.6},{"$f":"D78*E78*output_kgyear*IF(start_time,percnt_var,1)*'Cash Flow Analysis'!$E$68/'Cash Flow Analysis'!$E$69","v":4270718.5007361853},"yes"]
["START_UTILITY"]
["START_BYPROD"]
[null,null,null,null,null,"Total"]
["Total_Energy_Feed_Cost","Total Energy Feedstock Cost ($/year)",null,null,null,{"$f":"SUM(Dynamic_Feed_Total)","v":84866539.247594312}]
["Total_Energy_Utilities_Cost","Total Energy Utilities Cost ($/year)",null,null,null,{"$f":"SUM(Dynamic_Utilities_Total)","v":4270718.5007361853}]
["Total_Energy_Byproduct_Credit","Total Energy Byproduct Credit ($/year)",null,null,null,{"$f":"SUM(Dynamic_Byproduct_Total)","v":0}]
[null,null,null,"Notes:"]
[]
[null,"Capital Costs",null,null,"Notes"]
["direct_cap","H2A Total Direct Capital Cost",{"$f":"Det_scaled_cap","v":130958269.76768339},null,"Click to enter details on the Cost Detail Sheet"]
[null,"H2A Carbon Sequestration Total Direct Capital Cost",{"$f":"Det_CO2_seq","v":0},null,"Click to enter details on the Carbon Sequestration calculation sheet."]
[]
[null,"Indirect Depreciable Capital Costs",{"$f":"\"Enter values in basis year (\" & BasisYear & \") dollars\"","v":"Enter values in basis year (2005) dollars"},"Combined Plant Scaling and Escalation Factor",{"$f":" \"Reference Year (\"& ref_year & \") Dollars\"","v":"Reference Year (2016) Dollars"}]
["Site_prep","Site Preparation ($) (may change to construction costs)",{"$f":"0.02*(direct_cap+CO2_seq)/(CEPCIinflator*CPIinflator)","v":2022655.3728000002},{"$f":"CEPCIinflator*CPIinflator","v":1.294914314408345},{"$f":"C92*D92","v":2619165.3953536679}]
["Engin","Engineering & design ($)",{"$f":"0.1*(direct_cap+CO2_seq)/(CEPCIinflator*CPIinflator)","v":10113276.864000002},1.294914314408345,{"$f":"C93*D93","v":13095826.976768341}]
["Process_cont","Process contingency ($)",null,1.294914314408345,0]
["Project_cont","Project contingency ($)",{"$f":"0.15*(direct_cap+CO2_seq)/(CEPCIinflator*CPIinflator)","v":15169915.296},1.294914314408345,19643740.465152506]
["Other_indirect","Other (Depreciable) capital ($)",null,1.294914314408345,0]
["Fees","One-time Licensing Fees ($)",null,1.294914314408345,0]
["Permitting","Up-Front Permitting Costs ($) (legal and contractors fees included here)",{"$f":"0.15*(direct_cap+CO2_seq)/(CEPCIinflator*CPIinflator)","v":15169915.296},1.294914314408345,19643740.465152506]
["Sdepr_cap","Total Depreciable Capital Costs",null,null,{"$f":"direct_cap+CO2_seq+SUM($E$92:$E$98)","v":185960743.07011041}]
[null,null,null,"Combined Plant Scaling and Escalation Factor"]
[null,"Non-Depreciable Capital Costs",{"$f":"\"Enter values in basis year (\" & BasisYear & \") dollars\"","v":"Enter values in basis year (2005) dollars"},null,{"$f":" \"Reference Year (\"& ref_year & \") Dollars\"","v":"Reference Year (2016) Dollars"}]
["acre_cost","Cost of land ($/acre)",50000,{"$f":"CPIinflator","v":1.100724186648488},{"$f":"C102*D102","v":55036.209332424405}]
["acres","Land required (acres)",10,{"$f":"Scale_Factor *1","v":1},{"$f":"C103*D103","v":10}]
["Sland_cost","Land Cost ($)",null,null,{"$f":"acre_cost*acres","v":550362.09332424402}]
[null,"Other non depreciable capital costs",null,{"$f":"CPIinflator","v":1.100724186648488},{"$f":"C105*D105","v":0}]
["Snon_dep_cap","Total Non-Depreciable Capital Costs",null,null,{"$f":"land_cost+$E$105","v":550362.09332424402}]
[]
["Stotal_cap","Total Capital Costs",{"$f":"(depr_cap+non_dep_cap)*sensitivity_06","v":186511105.16343465}]
[]
[null,"Fixed Operating Costs",{"$f":"\"Enter values in basis year (\" & BasisYear & \") dollars\"","v":"Enter values in basis year (2005) dollars"},"Combined Plant Scaling and Escalation Factor",{"$f":" \"Reference Year (\"& ref_year & \") Dollars\"","v":"Reference Year (2016) Dollars"}]
["FTEs","Total plant staff (number of FTEs employed by plant)",20,{"$f":"Scale_Ratio^0.25","v":1},{"$f":"C111*D111","v":20}]
["FTE_cost","Burdened labor cost, including overhead ($/man-hr)",50,{"$f":"VLOOKUP(ref_year,Tbl_labor_indexes,2,FALSE)/VLOOKUP(BasisYear,Tbl_labor_indexes,2,FALSE)","v":1.1548042704626329},{"$f":"C112*D112","v":57.740213523131644}]
["Slabor_cost","Labor cost, $/year",null,null,{"$f":"FTEs*2080*FTE_cost","v":2401992.8825622764}]
["overhead_rate","G&A rate (% of labor cost)",0.2]
["Soverhead_GA","G&A ($/year)",null,null,{"$f":"labor_cost*overhead_rate","v":480398.5765124553}]
["licensing","Licensing, Permits and Fees ($/year)",0,{"$f":"Scale_Factor *CEPCIinflator*CPIinflator","v":1.294914314408345},{"$f":"C116*D116","v":0}]
["tax_ins_rate","Property tax and insurance rate (% of total capital investment per year)",0.02]
["Stax_insurance","Property taxes and insurance ($/year)",null,null,{"$f":"tax_ins_rate*total_cap","v":3730222.1032686932}]
["rent","Rent ($/year)",0,{"$f":"Scale_Factor *CPIinflator","v":1.100724186648488},{"$f":"C119*D119","v":0}]
["material","Material costs for maintenance and repairs ($/year)",607573,{"$f":"Scale_Factor *CEPCIinflator*CPIinflator","v":1.294914314408345},{"$f":"C120*D120","v":786754.97474802146}]
["prod_maint","Production Maintenance and Repairs ($/year)",0,{"$f":"Scale_Factor *CEPCIinflator*CPIinflator","v":1.294914314408345},{"$f":"C121*D121","v":0}]
["other_fees","Other Fees ($/year)",0,{"$f":"Scale_Ratio * CEPCIinflator*CPIinflator","v":1.294914314408345},{"$f":"C122*D122","v":0}]
["other_fixed","Other Fixed O&M Costs ($/year)",0,{"$f":"Scale_Factor *CEPCIinflator*CPIinflator","v":1.294914314408345},{"$f":"C123*D123","v":0}]
["Sfixed","Total Fixed Operating Costs",null,null,{"$f":"(labor_cost+overhead_GA+tax_insurance+licensing+SUM(E119:E123))*sensitivity_07","v":7399368.537091447}]
[]
[null,"Variable Operating Costs"]
[null,"Other Materials and Byproducts"]
[]
[null,"Select the Material"]
[null,"Cooling Water"]
[null,"Feed or utility",{"$f":"B130","v":"Cooling Water"}]
[null,{"$f":"\"$(\" & ref_year & \")/ \" & VLOOKUP(TMP_NonE_Feed,Tbl_Other_Inputs_and_Byproducts,2,FALSE)","v":"$(2016)/ gal"},{"$f":"HLOOKUP(startup_year,Tbl_Other_Inputs_and_Byproducts,MATCH(TMP_NonE_Feed,Other_Inputs_List,0),FALSE)","v":1.1334993860117458E-4}]
[null,{"$f":"IF(TMP_NonE_Type=\"Feed or utility\",\"Usage per kg H2\",\"Production per kg H2\")","v":"Usage per kg H2"}]
[null,{"$f":"IF(TMP_NonE_Type = \"Feed or utility\", \"Cost in Startup Year\",\"Income in Startup Year\")","v":"Cost in Startup Year"},{"$f":"design_cap*365*cap_factor*TMP_NonE_Usage*TMP_NonE_StartPrice","v":0}]
[null,"Lookup Prices","Yes"]
["START_NONE_TOP"]
[null,"Feed or utility","$(2016)/ gal","Usage per kg H2","Cost in Startup Year","Lookup Prices"]
[null,"Demineralized Water",7.1248532835024025E-3,3.355,{"$f":"C138*D138*output_kgyear*IF(start_time,percnt_var,1)*'Cash Flow Analysis'!$E$68/'Cash Flow Analysis'!$E$69","v":2192670.374539264},"Yes"]
[null,"Feed or utility","$(2016)/ gal","Usage per kg H2","Cost in Startup Year","Lookup Prices"]
[null,"Cooling Water",1.1334993860117458E-4,1.4950000000000001,{"$f":"C140*D140*output_kgyear*IF(start_time,percnt_var,1)*'Cash Flow Analysis'!$E$68/'Cash Flow Analysis'!$E$69","v":15544.164387991736},"Yes"]
["START_NONE_FEED"]
["START_NONE_BYPROD"]
[null,"Total Non Energy Utility and Material Costs ($/year)",{"$f":"SUM(Dynamic_NonE_Feed_Total)","v":2208214.5389272557}]
["total_non_energy_byproduct_credit","Total Non Energy Byproduct Credits ($/year)",{"$f":"SUM(Dynamic_NonE_Byprod_Total)","v":0}]
[]
["Stotal_feedstock","Total Feedstock Costs ($/year)",{"$f":"Total_Energy_Feed_Cost","v":84866539.247594312}]
["Stotal_utilities","Total Utility Costs ($/year)",{"$f":"Total_Energy_Utilities_Cost+Total_Non_Energy_Feed_Cost","v":6478933.0396634415}]
["Stotal_byproducts","Total Byproduct Credits ($/year)",{"$f":"Total_Energy_Byproduct_Credit+total_non_energy_byproduct_credit","v":0}]
[null,"Other Variable operating costs (for the first year)",{"$f":"\"Enter values in basis year (\" & BasisYear & \") dollars\"","v":"Enter values in basis year (2005) dollars"},"Combined Plant Scaling and Escalation Factor",{"$f":" \"Reference Year (\"& ref_year & \") Dollars\"","v":"Reference Year (2016) Dollars"}]
["var_misc","Other variable operating costs (e.g. environmental surcharges) ($/year)",2123000,{"$f":"Scale_Ratio * VLOOKUP(ref_year,Chemical_price_indexes,2,FALSE)/VLOOKUP(BasisYear,Chemical_price_indexes,2,FALSE)","v":1.4260544580886279},{"$f":"C150*D150","v":3027513.6145221568}]
["total_other_raw","Other Material Costs ($/year)",0,{"$f":"Scale_Ratio * VLOOKUP(ref_year,Chemical_price_indexes,2,FALSE)/VLOOKUP(BasisYear,Chemical_price_indexes,2,FALSE)","v":1.4260544580886279},{"$f":"C151*D151","v":0}]
["waste_treat","Waste treatment costs ($/year)",0,{"$f":"Scale_Ratio * VLOOKUP(ref_year,Chemical_price_indexes,2,FALSE)/VLOOKUP(BasisYear,Chemical_price_indexes,2,FALSE)","v":1.4260544580886279},{"$f":"C152*D152","v":0}]
["solidwaste_treat","Solid waste disposal costs ($/year)",0,{"$f":"Scale_Ratio * VLOOKUP(ref_year,Chemical_price_indexes,2,FALSE)/VLOOKUP(BasisYear,Chemical_price_indexes,2,FALSE)","v":1.4260544580886279},{"$f":"C153*D153","v":0}]
["replace_factor","Total Unplanned Replacement Capital Cost Factor (% of total direct depreciable costs/year)",5.0000000000000001E-3,null,"Value added to match other central cases.\nUse this value for all central cases"]
["royalties","Royalties ($/year)",0,{"$f":"Scale_Ratio * CPIinflator","v":1.100724186648488},0]
["operator_profit","Operator Profit ($/year) ",0,{"$f":"Scale_Ratio * CPIinflator","v":1.100724186648488},0]
["tax_credit","Subsidies, Tax Incentives ($/year)",0,{"$f":"Scale_Ratio * CPIinflator","v":1.100724186648488},0]
["CO2_seq","CO2 sequestration O&M costs and credits ($/year)",null,null,{"$f":"Det_CO2_OandMcost","v":0}]
[null,"Process Carbon Tax ($/metric ton carbon produced as CO2)",0,{"$f":"CPIinflator","v":1.100724186648488},0]
[null,"Process Carbon Tax ($/year)",null,null,{"$f":"ROUND(Proc_CO2_tax*12/44*Proc_CO2_MTpY,-2)","v":0}]
[null,"Upstream Carbon Tax ($/metric ton upstream GHG CO2 eq)",0,{"$f":"CPIinflator","v":1.100724186648488},0]
[null,"Upstream Carbon Tax ($/year)",null,null,{"$f":"ROUND(Upstream_CO2_tax/1000*Upstream_GHG_total*output_kgyear,2)","v":0}]
["Stotal_var","Total Variable Operating Costs ($/year)",null,null,{"$f":"ROUND(total_feedstock+total_utilities+total_other_raw-total_byproducts+var_misc+waste_treat+solidwaste_treat+royalties+operator_profit-tax_credit+CO2_OandMcost+Proc_CO2_taxpYear + Upstream_CO2_taxpYear,-2)","v":94373000}]

{"sheet":"Replacement Costs","index":4,"n_rows":57,"n_cols":12,"rows_kept":57,"cut":false,"hidden":false,"merged":[]}
[]
["Replacement Costs"]
[]
[]
[null,null,"Color Key"]
[]
[]
[]
[{"$f":"\"NOTE: Enter costs in year \"&TEXT(BasisYear,\"0\")&\" $ - Do not inflate\"","v":"NOTE: Enter costs in year 2005 $ - Do not inflate"}]
["NOTE: All replacement costs are assumed to be equity financed."]
[]
[]
["Unplanned Yearly Replacement Capital (Depreciable)"]
[null,null,"Comments",null,null,"Source","Information"]
["Total Unplanned Replacement Capital Cost Factor (% of total depreciable capital costs/year)",{"$f":"replace_factor","v":5.0000000000000001E-3},null,null,null,null,"Enter a fixed percentage.  This input is meant to include, in the Cash Flow Analysis, a factor for unplanned capital expenditures.  "]
["Actual Year","Analysis Year","Operations Year","Specified Yearly Replacement Costs","Carbon Sequestration Related Replacement Costs","Specified Yearly Replacement Costs","Unplanned Replacement Costs","Total Yearly Replacement Costs","Uninstalled costs","Installation factor","Comments:","Data source:"]
[null,null,null,{"$f":"\"Year \"&TEXT(BasisYear,\"0\")&\" $\"","v":"Year 2005 $"},{"$f":"\"Year \"&TEXT(ref_year,\"0\")&\" $\"","v":"Year 2016 $"},{"$f":"\"Year \"&TEXT(ref_year,\"0\")&\" $\"","v":"Year 2016 $"},{"$f":"\"Year \"&TEXT(ref_year,\"0\")&\" $\"","v":"Year 2016 $"},"Inflated to Start-up Year"]
[{"$f":"IF(C18<>\"\",'Cash Flow Analysis'!A65,\"\")","v":2037},{"$f":"construct+1","v":4},1,null,{"$f":"+'Carbon Sequestration'!$C$100*(C18<=anal_period)","v":0},{"$f":"(D18)*CPIinflator*CEPCIinflator+E18","v":0},{"$f":"IF(C18>anal_period,0,IF(replace_factor<>\"\",replace_factor*depr_cap,0))","v":929803.71535055211},{"$f":"(F18+G18)*((1+inflation_rate)^(startup_year-ref_year))","v":1460735.8679664948}]
[{"$f":"IF(C19<>\"\",'Cash Flow Analysis'!A66,\"\")","v":2038},{"$f":"IF(B18<anal_period+construct,B18+1,\"\")","v":5},{"$f":"IF(B19=\"\",\"\",C18+1)","v":2},null,{"$f":"+'Carbon Sequestration'!$C$100*(C19<=anal_period)","v":0},0,{"$f":"IF(C19>anal_period,0,IF(replace_factor<>\"\",replace_factor*depr_cap,0))","v":929803.71535055211},{"$f":"(F19+G19)*((1+inflation_rate)^(startup_year-ref_year))","v":1460735.8679664948}]
[{"$f":"IF(C20<>\"\",'Cash Flow Analysis'!A67,\"\")","v":2039},6,3,null,{"$f":"+'Carbon Sequestration'!$C$100*(C20<=anal_period)","v":0},0,929803.71535055211,1460735.8679664948]
[{"$f":"IF(C21<>\"\",'Cash Flow Analysis'!A68,\"\")","v":2040},7,4,null,{"$f":"+'Carbon Sequestration'!$C$100*(C21<=anal_period)","v":0},0,929803.71535055211,1460735.8679664948]
[{"$f":"IF(C22<>\"\",'Cash Flow Analysis'!A69,\"\")","v":2041},8,5,null,{"$f":"+'Carbon Sequestration'!$C$100*(C22<=anal_period)","v":0},0,929803.71535055211,1460735.8679664948]
[{"$f":"IF(C23<>\"\",'Cash Flow Analysis'!A70,\"\")","v":2042},9,6,null,{"$f":"+'Carbon Sequestration'!$C$100*(C23<=anal_period)","v":0},0,929803.71535055211,1460735.8679664948]
[{"$f":"IF(C24<>\"\",'Cash Flow Analysis'!A71,\"\")","v":2043},10,7,null,{"$f":"+'Carbon Sequestration'!$C$100*(C24<=anal_period)","v":0},0,929803.71535055211,1460735.8679664948]
[{"$f":"IF(C25<>\"\",'Cash Flow Analysis'!A72,\"\")","v":2044},11,8,null,{"$f":"+'Carbon Sequestration'!$C$100*(C25<=anal_period)","v":0},0,929803.71535055211,1460735.8679664948]
[{"$f":"IF(C26<>\"\",'Cash Flow Analysis'!A73,\"\")","v":2045},12,9,null,{"$f":"+'Carbon Sequestration'!$C$100*(C26<=anal_period)","v":0},0,929803.71535055211,1460735.8679664948]
[{"$f":"IF(C27<>\"\",'Cash Flow Analysis'!A74,\"\")","v":2046},13,10,null,{"$f":"+'Carbon Sequestration'!$C$100*(C27<=anal_period)","v":0},0,929803.71535055211,1460735.8679664948]
[{"$f":"IF(C28<>\"\",'Cash Flow Analysis'!A75,\"\")","v":2047},14,11,null,{"$f":"+'Carbon Sequestration'!$C$100*(C28<=anal_period)","v":0},0,929803.71535055211,1460735.8679664948]
[{"$f":"IF(C29<>\"\",'Cash Flow Analysis'!A76,\"\")","v":2048},15,12,null,{"$f":"+'Carbon Sequestration'!$C$100*(C29<=anal_period)","v":0},0,929803.71535055211,1460735.8679664948]
[{"$f":"IF(C30<>\"\",'Cash Flow Analysis'!A77,\"\")","v":2049},16,13,null,{"$f":"+'Carbon Sequestration'!$C$100*(C30<=anal_period)","v":0},0,929803.71535055211,1460735.8679664948]
[{"$f":"IF(C31<>\"\",'Cash Flow Analysis'!A78,\"\")","v":2050},17,14,null,{"$f":"+'Carbon Sequestration'!$C$100*(C31<=anal_period)","v":0},0,929803.71535055211,1460735.8679664948]
[{"$f":"IF(C32<>\"\",'Cash Flow Analysis'!A79,\"\")","v":2051},18,15,null,{"$f":"+'Carbon Sequestration'!$C$100*(C32<=anal_period)","v":0},0,929803.71535055211,1460735.8679664948]
[{"$f":"IF(C33<>\"\",'Cash Flow Analysis'!A80,\"\")","v":2052},19,16,null,{"$f":"+'Carbon Sequestration'!$C$100*(C33<=anal_period)","v":0},0,929803.71535055211,1460735.8679664948]
[{"$f":"IF(C34<>\"\",'Cash Flow Analysis'!A81,\"\")","v":2053},20,17,null,{"$f":"+'Carbon Sequestration'!$C$100*(C34<=anal_period)","v":0},0,929803.71535055211,1460735.8679664948]
[{"$f":"IF(C35<>\"\",'Cash Flow Analysis'!A82,\"\")","v":2054},21,18,null,{"$f":"+'Carbon Sequestration'!$C$100*(C35<=anal_period)","v":0},0,929803.71535055211,1460735.8679664948]
[{"$f":"IF(C36<>\"\",'Cash Flow Analysis'!A83,\"\")","v":2055},22,19,null,{"$f":"+'Carbon Sequestration'!$C$100*(C36<=anal_period)","v":0},0,929803.71535055211,1460735.8679664948]
[{"$f":"IF(C37<>\"\",'Cash Flow Analysis'!A84,\"\")","v":2056},23,20,null,{"$f":"+'Carbon Sequestration'!$C$100*(C37<=anal_period)","v":0},0,929803.71535055211,1460735.8679664948]
[{"$f":"IF(C38<>\"\",'Cash Flow Analysis'!A85,\"\")","v":2057},24,21,null,{"$f":"+'Carbon Sequestration'!$C$100*(C38<=anal_period)","v":0},0,929803.71535055211,1460735.8679664948]
[{"$f":"IF(C39<>\"\",'Cash Flow Analysis'!A86,\"\")","v":2058},25,22,null,{"$f":"+'Carbon Sequestration'!$C$100*(C39<=anal_period)","v":0},0,929803.71535055211,1460735.8679664948]
[{"$f":"IF(C40<>\"\",'Cash Flow Analysis'!A87,\"\")","v":2059},26,23,null,{"$f":"+'Carbon Sequestration'!$C$100*(C40<=anal_period)","v":0},0,929803.71535055211,1460735.8679664948]
[{"$f":"IF(C41<>\"\",'Cash Flow Analysis'!A88,\"\")","v":2060},27,24,null,{"$f":"+'Carbon Sequestration'!$C$100*(C41<=anal_period)","v":0},0,929803.71535055211,1460735.8679664948]
[{"$f":"IF(C42<>\"\",'Cash Flow Analysis'!A89,\"\")","v":2061},28,25,null,{"$f":"+'Carbon Sequestration'!$C$100*(C42<=anal_period)","v":0},0,929803.71535055211,1460735.8679664948]
[{"$f":"IF(C43<>\"\",'Cash Flow Analysis'!A90,\"\")","v":2062},29,26,null,{"$f":"+'Carbon Sequestration'!$C$100*(C43<=anal_period)","v":0},0,929803.71535055211,1460735.8679664948]
[{"$f":"IF(C44<>\"\",'Cash Flow Analysis'!A91,\"\")","v":2063},30,27,null,{"$f":"+'Carbon Sequestration'!$C$100*(C44<=anal_period)","v":0},0,929803.71535055211,1460735.8679664948]
[{"$f":"IF(C45<>\"\",'Cash Flow Analysis'!A92,\"\")","v":2064},31,28,null,{"$f":"+'Carbon Sequestration'!$C$100*(C45<=anal_period)","v":0},0,929803.71535055211,1460735.8679664948]
[{"$f":"IF(C46<>\"\",'Cash Flow Analysis'!A93,\"\")","v":2065},32,29,null,{"$f":"+'Carbon Sequestration'!$C$100*(C46<=anal_period)","v":0},0,929803.71535055211,1460735.8679664948]
[{"$f":"IF(C47<>\"\",'Cash Flow Analysis'!A94,\"\")","v":2066},33,30,null,{"$f":"+'Carbon Sequestration'!$C$100*(C47<=anal_period)","v":0},0,929803.71535055211,1460735.8679664948]
[{"$f":"IF(C48<>\"\",'Cash Flow Analysis'!A95,\"\")","v":2067},34,31,null,{"$f":"+'Carbon Sequestration'!$C$100*(C48<=anal_period)","v":0},0,929803.71535055211,1460735.8679664948]
[{"$f":"IF(C49<>\"\",'Cash Flow Analysis'!A96,\"\")","v":2068},35,32,null,{"$f":"+'Carbon Sequestration'!$C$100*(C49<=anal_period)","v":0},0,929803.71535055211,1460735.8679664948]
[{"$f":"IF(C50<>\"\",'Cash Flow Analysis'!A97,\"\")","v":2069},36,33,null,{"$f":"+'Carbon Sequestration'!$C$100*(C50<=anal_period)","v":0},0,929803.71535055211,1460735.8679664948]
[{"$f":"IF(C51<>\"\",'Cash Flow Analysis'!A98,\"\")","v":2070},37,34,null,{"$f":"+'Carbon Sequestration'!$C$100*(C51<=anal_period)","v":0},0,929803.71535055211,1460735.8679664948]
[{"$f":"IF(C52<>\"\",'Cash Flow Analysis'!A99,\"\")","v":2071},38,35,null,{"$f":"+'Carbon Sequestration'!$C$100*(C52<=anal_period)","v":0},0,929803.71535055211,1460735.8679664948]
[{"$f":"IF(C53<>\"\",'Cash Flow Analysis'!A100,\"\")","v":2072},39,36,null,{"$f":"+'Carbon Sequestration'!$C$100*(C53<=anal_period)","v":0},0,929803.71535055211,1460735.8679664948]
[{"$f":"IF(C54<>\"\",'Cash Flow Analysis'!A101,\"\")","v":2073},40,37,null,{"$f":"+'Carbon Sequestration'!$C$100*(C54<=anal_period)","v":0},0,929803.71535055211,1460735.8679664948]
[{"$f":"IF(C55<>\"\",'Cash Flow Analysis'!A102,\"\")","v":2074},41,38,null,{"$f":"+'Carbon Sequestration'!$C$100*(C55<=anal_period)","v":0},0,929803.71535055211,1460735.8679664948]
[{"$f":"IF(C56<>\"\",'Cash Flow Analysis'!A103,\"\")","v":2075},42,39,null,{"$f":"+'Carbon Sequestration'!$C$100*(C56<=anal_period)","v":0},0,929803.71535055211,1460735.8679664948]
[{"$f":"IF(C57<>\"\",'Cash Flow Analysis'!A104,\"\")","v":2076},43,40,null,{"$f":"+'Carbon Sequestration'!$C$100*(C57<=anal_period)","v":0},0,929803.71535055211,1460735.8679664948]

{"sheet":"Capital Costs","index":5,"n_rows":36,"n_cols":8,"rows_kept":36,"cut":false,"hidden":false,"merged":[[10,3,10,7],[11,3,11,7],[7,3,7,7],[1,5,3,7],[6,3,6,7],[8,3,8,7],[9,3,9,7]]}
[]
[null,"Capital Costs"]
[]
[null,null,"Color Key"]
[]
[]
[null,"Design Plant Hydrogen Production (kg/day)",379387,"Capital costs for the design plant (baseline) are entered on this sheet. Use the Plant Scaling sheet to set scaling parameters for scaling up or down in size from the baseline plant. Enter the output kg/day for the plant you wish to analyze on the Input Sheet"]
[null,null,null,"Comments"]
[null,"Basis year for capital costs",{"$f":"BasisYear","v":2005}]
[null,"Enter current year for capital costs",2010]
[null,{"$f":"\"CEPCI Inflator (\"&BasisYear&\" to \"&CurrentYear&\")\"","v":"CEPCI Inflator (2005 to 2010)"},{"$f":"VLOOKUP(CurrentYear,Tbl_PlantCostIndexes,2,FALSE)/VLOOKUP(BasisYear,Tbl_PlantCostIndexes,2,FALSE)","v":1.176420333190944},"The Chemical Engineering Plant Cost Index (CEPCI) is used to adjust the capital cost of the H2 Production facility from the basis year to the current year."]
[null,{"$f":"\"Consumer Price Inflator (\"&CurrentYear&\" to \"&ref_year&\")\"","v":"Consumer Price Inflator (2010 to 2016)"},{"$f":"VLOOKUP(ref_year,DeflatorTable,2,FALSE)/VLOOKUP(CurrentYear,DeflatorTable,2,FALSE)","v":1.100724186648488},"The Consumer Price Inflator (CPI) is used to deflate all dollars from the current year to the Reference Year."]
[]
[null,{"$f":" \"CAPITAL INVESTMENT (Inputs REQUIRED in Basis Year, (\" & BasisYear & \") $)\"","v":"CAPITAL INVESTMENT (Inputs REQUIRED in Basis Year, (2005) $)"}]
[null,"Major pieces/systems of equipment",{"$f":"\"Baseline Uninstalled Costs $\"&BasisYear&\" Dollars\"","v":"Baseline Uninstalled Costs $2005 Dollars"},{"$f":"\"Baseline Uninstalled Costs $\"&ref_year&\" Dollars\"","v":"Baseline Uninstalled Costs $2016 Dollars"},"Installation Cost Factor","Baseline Installed Costs","Comments","Data Source"]
[null,"Process Plant Equipment",37477341,{"$f":"C16*CEPCIinflator*CPIinflator","v":48529945.326862767},1.92,{"$f":"D16*E16","v":93177495.027576506}]
[null,"Balance of Plant and Offsites",14973488,{"$f":"C17*CEPCIinflator*CPIinflator","v":19389383.94782158},1.92,{"$f":"D17*E17","v":37227617.179817431}]
[null,"SCR NOx Control on Stack",222488,288102.89598408388,1.92,553157.56028944103]
[null,null,null,0,null,0]
[null,null,null,0,null,0]
[null,null,null,0,null,0]
[null,null,null,0,null,0]
[null,null,null,0,null,0]
[null,null,null,0,null,0]
[null,null,null,0,null,0]
[null,null,null,0,null,0]
[null,null,null,0,null,0]
[null,null,null,0,null,0]
[null,null,null,0,null,0]
[null,null,null,0,null,0]
[null,null,null,0,null,0]
[null,null,null,0,null,0]
[null,null,null,0,null,0]
[null,null,null,0,null,0]
[null,null,null,0,null,0]
[null,null,{"$f":"SUM(C16:C35)","v":52673317},{"$f":"SUM(D16:D35)","v":68207432.170668423},null,{"$f":"SUM(F16:F35)","v":130958269.76768339}]

{"sheet":"Plant Scaling","index":6,"n_rows":27,"n_cols":10,"rows_kept":27,"cut":false,"hidden":false,"merged":[[7,3,7,5],[2,3,2,5],[4,3,4,5],[3,3,3,5],[6,3,6,5],[5,3,5,5]]}
[null,"leave this sheet as is for scaled costs"]
[null,"Plant Scaling Factors"]
[null,"Baseline Design Capacity (kg H2/day)",{"$f":"Baseline_Design_Capacity","v":379387},"Design capacity for original H2A case.  Imported from capital cost sheet"]
[null,"Scale Ratio",{"$f":"design_cap/Baseline_Design_Capacity","v":1},"Ratio of new design capacity (enter on Input Sheet) to the Baseline Design Capacity.  Used for linear scaling"]
[null,"Scale Factor",{"$f":"$G$27/Det_direct_cap","v":1},"Ratio of total scaled installed capital capital cost to total baseline installed capital costs.  Used for exponential scaling."]
[null,"Default Scaling Factor Exponent",0.6,"Scaling factor exponent used for scaling all capital equipment where an individual factor has not been entered below."]
[null,"Lower Limit for Scaling Capacity (kg H2/day)",235000,"http://www.chemicals-technology.com/projects/air-products-plant/\n\n"]
[null,"Upper Limit for Scaling Capacity (kg H2/day)",425000,"http://hydrogen.pnl.gov/filedownloads/hydrogen/datasheets/hydrogen_production_capacity_by_state.xls\n"]
[]
[]
[null,{"$f":" \"CAPITAL INVESTMENT (Inputs REQUIRED in Reference Year, (\" & ref_year & \") $)\"","v":"CAPITAL INVESTMENT (Inputs REQUIRED in Reference Year, (2016) $)"}]
[null,"Major pieces/systems of equipment","Baseline Uninstalled Costs","Scaling Factor Exponent","Scaled Uninstalled Costs","Installation Cost Factor","Installed Cost (scaled)","Installed Cost (baseline)","Comments","Data Source"]
[null,{"$f":"'Capital Costs'!B16","v":"Process Plant Equipment"},{"$f":"'Capital Costs'!D16","v":48529945.326862767},null,{"$f":"IF($D13=\"\",$C13*Scale_Ratio^Scaling_Factor_Exponent,$C13*Scale_Ratio^$D13)","v":48529945.326862767},{"$f":"'Capital Costs'!E16","v":1.92},{"$f":"$E13*$F13","v":93177495.027576506},{"$f":"C13*F13","v":93177495.027576506}]
[null,{"$f":"'Capital Costs'!B17","v":"Balance of Plant and Offsites"},{"$f":"'Capital Costs'!D17","v":19389383.94782158},null,{"$f":"IF($D14=\"\",$C14*Scale_Ratio^Scaling_Factor_Exponent,$C14*Scale_Ratio^$D14)","v":19389383.94782158},{"$f":"'Capital Costs'!E17","v":1.92},{"$f":"$E14*$F14","v":37227617.179817431},{"$f":"C14*F14","v":37227617.179817431}]
[null,{"$f":"'Capital Costs'!B18","v":"SCR NOx Control on Stack"},{"$f":"'Capital Costs'!D18","v":288102.89598408388},null,288102.89598408388,{"$f":"'Capital Costs'!E18","v":1.92},553157.56028944103,553157.56028944103]
[null,{"$f":"'Capital Costs'!B19","v":0},{"$f":"'Capital Costs'!D19","v":0},null,0,{"$f":"'Capital Costs'!E19","v":0},0,0]
[null,{"$f":"'Capital Costs'!B20","v":0},{"$f":"'Capital Costs'!D20","v":0},null,0,{"$f":"'Capital Costs'!E20","v":0},0,0]
[null,{"$f":"'Capital Costs'!B21","v":0},{"$f":"'Capital Costs'!D21","v":0},null,0,{"$f":"'Capital Costs'!E21","v":0},0,0]
[null,{"$f":"'Capital Costs'!B22","v":0},{"$f":"'Capital Costs'!D22","v":0},null,0,{"$f":"'Capital Costs'!E22","v":0},0,0]
[null,{"$f":"'Capital Costs'!B23","v":0},{"$f":"'Capital Costs'!D23","v":0},null,0,{"$f":"'Capital Costs'!E23","v":0},0,0]
[null,{"$f":"'Capital Costs'!B24","v":0},{"$f":"'Capital Costs'!D24","v":0},null,0,{"$f":"'Capital Costs'!E24","v":0},0,0]
[null,{"$f":"'Capital Costs'!B25","v":0},{"$f":"'Capital Costs'!D25","v":0},null,0,{"$f":"'Capital Costs'!E25","v":0},0,0]
[null,{"$f":"'Capital Costs'!B26","v":0},{"$f":"'Capital Costs'!D26","v":0},null,0,{"$f":"'Capital Costs'!E26","v":0},0,0]
[null,{"$f":"'Capital Costs'!B27","v":0},{"$f":"'Capital Costs'!D27","v":0},null,0,{"$f":"'Capital Costs'!E27","v":0},0,0]
[null,{"$f":"'Capital Costs'!B28","v":0},{"$f":"'Capital Costs'!D28","v":0},null,0,{"$f":"'Capital Costs'!E28","v":0},0,0]
[null,{"$f":"'Capital Costs'!B29","v":0},{"$f":"'Capital Costs'!D29","v":0},null,0,{"$f":"'Capital Costs'!E29","v":0},0,0]
[null,"TOTALS (including scaling)",{"$f":"SUM(C13:C26)","v":68207432.170668423},null,{"$f":"SUM(E13:E26)","v":68207432.170668423},null,{"$f":"SUM(G13:G26)","v":130958269.76768339},{"$f":"SUM(H13:H26)","v":130958269.76768339}]

{"sheet":"Carbon Sequestration","index":7,"n_rows":107,"n_cols":11,"rows_kept":107,"cut":false,"hidden":false,"merged":[[30,7,30,8],[36,7,36,8],[29,4,29,5],[33,4,33,5],[44,1,44,5],[41,1,41,5],[38,1,38,5],[31,4,31,5],[39,4,39,5],[37,4,37,5],[36,4,36,5],[35,4,35,5],[34,4,34,5],[30,4,30,5],[35,7,35,8],[32,7,32,8],[32,4,32,5],[45,7,45,9],[37,7,37,8],[39,7,39,8],[34,7,34,8],[38,7,38,8],[33,7,33,8],[3,1,3,9],[4,1,4,9],[29,7,29,8],[20,7,20,8],[21,7,21,8],[25,3,25,5],[27,7,27,8],[19,7,19,10],[22,7,22,8],[20,3,20,5],[24,3,24,5],[23,7,23,8],[25,7,25,8],[24,7,24,8],[26,7,26,8],[46,4,46,5],[47,7,47,9],[44,7,44,9],[47,4,47,5],[40,7,40,8],[42,7,42,8],[46,7,46,9],[40,4,40,5],[45,4,45,5],[43,4,43,5]]}
[]
[null,"Carbon Sequestration"]
[]
[null,"Carbon Sequestration Calculation Information"]
[null,"Costs for carbon (CO2) compression, transport to the sequestration site and injection are calculated in this section.  Capital and operating costs for carbon capture are assumed to be included in the capital and operating costs for the production facility and are not included here.  For H2A analysis of hydrogen production processes, it is assumed that only carbon contained in the process feedstock can be captured.  Carbon contained in fuels such as natural gas used for steam generation (i.e., as a utility) cannot be captured.  Therefore, only CO2 emissions from feedstocks are shown below.  CO2 emissions from fuels used as utilities are included in the total emissions from the process shown on the Results sheet.  All feedstocks and utilities should be specified before completing this section.  See the QuickStart Guide for information on the derivation of the equations used in this section."]
[]
[null,"Table of Contents"]
[null,"Color Key"]
[]
[]
[null,"Use default values (checkboxes)"]
[]
[]
[]
[null,"Carbon Sequestration Input Values"]
[null,"Summary of Output Values"]
[null,"Carbon Sequestration Calculations"]
[]
[]
[null,"Carbon Sequestration Information",null,null,null,null,null,"Summary of Output Values \n(CO2 Seq. costs are reported on Results Tab as part of total H2 Production cost)"]
[null,"CO2 Produced from Feedstock (metric tons CO2/year)",{"$f":"Feed_CO2_MTpY","v":1155100},"CO2 emissions are based on the carbon content of the feed.  See the Physical Properties Table for specific values",null,null,null,"Capital Costs"]
[null,"CO2 Produced from Feedstock (kg CO2/kg H2)",{"$f":"Feed_CO2_kgpkgH2","v":9.2683784333672445},null,null,null,null,"CO2 Pipeline",null,{"$f":"SUM(C54:C57)","v":{"$error":"#VALUE!"}}]
[null,"CO2 Mass Flowrate (metric tons/day)",{"$f":"Feed_CO2_MTpY/365*CO2_Capture_Efficiency","v":0},null,null,null,null,"CO2 Pumps",null,{"$f":"C71","v":80988.893635198634}]
[null,"CO2 Mass Flowrate (G metric tons/year)",{"$f":"CO2_flowrate*365/1000000","v":0},null,null,null,null,"CO2 Other Equipment",null,{"$f":"SUM(C82:C83)","v":0}]
[null,"Electricity Cost ($/kWh)",{"$f":"HLOOKUP(startup_year,INDIRECT(TMP_PriceTable),MATCH(\"Industrial Electricity\",INDIRECT(Energy_Feed_List),0),FALSE)*VLOOKUP(\"kWh\",CC_feedconversion,2,FALSE)","v":7.7596976084681746E-2},"Price for industrial electricity in the startup year",null,null,null,"CO2 Storage (annualized)",null,{"$f":"SUM(C93:C95)","v":39831626.153846137}]
[null,"Carbon Sequestration Electricity Usage (kWh/kg H2)",{"$f":"IF(C21=0,0,(pump_power)*cap_factor*24*365/output_kgyear)","v":0},null,null,null,null,null,null,{"$f":"IF(CO2_Capture_Efficiency,SUM(J22:J25),0)","v":0},{"$f":"\"Total (\"&ref_year&\"$)\"","v":"Total (2016$)"}]
[null,null,null,null,null,null,null,"Approx. Uninstalled Equipment Cost",null,{"$f":"IF(CO2_inUse = \"To Use Carbon Sequestration Click 'Link to Detail Sheet' in the Input Sheet Capital Cost Section\",0,(J23+J24)/1.2+J25/1.5+J22)","v":{"$error":"#VALUE!"}}]
[null,"Carbon Sequestration Input Values"]
[null,"Process Design Parameters"]
[null,"Carbon Capture Efficiency (%)",0,null,"Set to 0 to turn off CCS",null,null,"Electrical Costs (annual cost)"]
[null,"CO2 capture process outlet pressure (psia)",14.7,null,"Inlet pressure for CO2 transport (pump suction pressure)",null,null,"CO2 Compressor",null,{"$f":"C74","v":0}]
[null,"Number of Pumps (H2 Production Site + Booster Pumps)",1,null,null,null,null,"CO2 Injection (Site and wells)",null,0]
[null,"Pump Efficiency",0.75,null,null,null,null,"CO2 Pipeline",null,0]
[null,"Pipeline Control System","Yes",null,null,null,null,null,null,{"$f":"SUM(J31:J33)","v":0},{"$f":"\"Total (\"&ref_year&\"$)\"","v":"Total (2016$)"}]
[null,"CO2 Surge Tank","Yes",null,null,null,null,"O&M (annual cost)"]
[null,"Pipeline length (miles)",100,null,null,null,null,"CO2 Capture Credit",null,{"$f":"-Feed_CO2_MTpY*CO2_Capture_Efficiency*CO2_credit","v":0}]
[null,"Pipeline Elevation Change (ft)",0,null,null,null,null,"CO2 Pipeline",null,{"$f":"+C61","v":693420.37890424987}]
[null,"Pipeline Nominal Diameter (in)",{"$f":"Pipe_Diameter(CO2_PipeLength,\n        C67, C66,\n        C37,\n        0.5,\n        CO2_flowrate,\n        CO2_Pipeline_Temp,\n        n_CO2_pumps)","v":{"$error":"#VALUE!"}},null,null,null,null,"CO2 Pumps",null,{"$f":"C78","v":3239.5557454079453}]
[null,"Process Conditions",null,null,null,null,null,"CO2 Other Equipment",null,{"$f":"C86","v":0}]
[null,"Pipeline Temperature (°F)",53,null,"Ground temperature",null,null,"CO2 Storage",null,{"$f":"SUM(C103:C107)","v":2016053.2255769228}]
[null,"CO2 Density (kg/m3)",{"$f":"denPRCO2(0.00005,AVERAGE(C66:C67)/MPa_to_psi,CO2_Pipeline_Temp)","v":865.79471045444359},null,"PR Equation of state:  ρCO2 = denPRCO2(vCO2-init, Pave, TPipeline)",null,null,null,null,{"$f":"IF(CO2_Capture_Efficiency>0,SUM(J36:J40),0)","v":0},{"$f":"\"Total  (\"&ref_year&\"$)\"","v":"Total  (2016$)"}]
[null,"Other Considerations"]
[null,"CO2 capture credit ($/metric ton CO2 captured)",0,null,null,null,null,"Property tax and insurance",null,{"$f":"Det_CO2_seq*tax_ins_rate","v":0},{"$f":"+K41","v":"Total  (2016$)"}]
[null,"Operation and maintenance factor for equipment (pumps, etc.)",0.04]
[null,"Finance Parameters",null,null,null,null,null,"Carbon Sequestration Energy Charge ($/tonne CO2)",null,null,{"$f":"ROUND(CO2_eCostpY/(Feed_CO2_MTpY*CO2_Capture_Efficiency),1)","v":{"$error":"#DIV/0!"}}]
[null,"After Tax Real Capital Recovery Factor",{"$f":"(real_irr*(1+real_irr)^anal_period)/(((real_irr+1)^anal_period)-1)","v":8.3860161500585326E-2},null,null,null,null,"Carbon Sequestration O&M Charge ($/tonne CO2)",null,null,{"$f":"ROUND((Det_CO2_OandMcost+ CCS_tax_insurance)/(Feed_CO2_MTpY*CO2_Capture_Efficiency),1)","v":{"$error":"#DIV/0!"}}]
[null,"Real Present Value of Depreciation",{"$f":"INDEX(MACRS_Table,MATCH(\"NPV - Real IRR\",recovery_year,0),MATCH(depr_length,recovery_period,0))*(1+real_irr)","v":0.54674112188719604},null,null,null,null,"Approx Carbon Seq. Cap. Charge ($/tonne CO2)",null,null,{"$f":"ROUND((Det_CO2_seq+(-PV(nominal_irr,plant_life,C100)*(1+nominal_irr)))*CO2_cap_charge_rate/(Feed_CO2_MTpY*CO2_Capture_Efficiency),1)","v":{"$error":"#DIV/0!"}}]
[null,"Approx Capital Charge Rate",{"$f":"(CO2_cap_rec*(1-total_tax_rate*CO2_depr_factor))/(1-total_tax_rate)","v":9.7035312812405017E-2},null,null,null,null,"Total transportation and storage cost (w/o capture)",null,null,{"$f":"SUM(K45:K47)","v":{"$error":"#DIV/0!"}}]
[]
[null,"Carbon Transport Calculations"]
[null,{"$f":"\"CO2 Pipeline Costs (\"&ref_year&\" USD)\"","v":"CO2 Pipeline Costs (2016 USD)"},null,"Units","Notes / References"]
[null,"Capital Costs "]
[null,"Adjustment factor (Natural Gas Pipeline -> CO2 Pipeline)",{"$f":"IF(CO2_PipeDia>20,1.25, IF(CO2_PipeDia>16,1.18,IF(CO2_PipeDia>12,1.12,1)))","v":{"$error":"#VALUE!"}},null,"CCost_Type = a0 + L * (a1 * D2 + a2 * D + a3) based on NETL CO2 Transport Model which uses Parker (2004) UCD-ITS-RR-04-35  basis"]
[null,"Material Capital",{"$f":"(35000+CO2_PipeLength*(330.5*CO2_PipeDia^2+687*CO2_PipeDia+26960))*NG_to_CO2Pipeline*VLOOKUP(ref_year,Tbl_PlantCostIndexes,2)/VLOOKUP(2000,Tbl_PlantCostIndexes,2)","v":{"$error":"#VALUE!"}},{"$f":"ref_year&\"$\"","v":"2016$"},"a0 = 35,000 $;   a1 = 330.5 $/mi-in2;   a2 = 687 $/mi-in;   a3 = 26,960 $/mi   (coefficient basis is 2000$)"]
[null,"Labor",{"$f":"(185000+CO2_PipeLength*(343*CO2_PipeDia^2+2074*CO2_PipeDia+170013))*NG_to_CO2Pipeline*VLOOKUP(ref_year,Tbl_labor_indexes,2)/VLOOKUP(2000,Tbl_labor_indexes,2)","v":{"$error":"#VALUE!"}},{"$f":"ref_year&\"$\"","v":"2016$"},"a0 = 185,000 $;   a1 = 343 $/mi-in2;   a2 = 2,074 $/mi-in;   a3 = 170,013 $/mi   (coefficient basis is 2000$)"]
[null,"Right of Way and Damages",{"$f":"(40000+CO2_PipeLength*(0*CO2_PipeDia^2+577*CO2_PipeDia+29788))*NG_to_CO2Pipeline*(VLOOKUP(ref_year,DeflatorTable,2)/VLOOKUP(2000,DeflatorTable,2))","v":{"$error":"#VALUE!"}},{"$f":"ref_year&\"$\"","v":"2016$"},"a0 = 40,000 $;   a1 = 0 $/mi-in2;   a2 = 577 $/mi-in;   a3 = 29,788 $/mi   (coefficient basis is 2000$)"]
[null,"Miscellaneous (Surveying, engineering, supervision, etc.)",{"$f":"(95000+CO2_PipeLength*(0*CO2_PipeDia^2+8417*CO2_PipeDia+7324))*NG_to_CO2Pipeline*VLOOKUP(ref_year,DeflatorTable,2)/VLOOKUP(2000,DeflatorTable,2)","v":{"$error":"#VALUE!"}},{"$f":"ref_year&\"$\"","v":"2016$"},"a0 = 95,000 $;   a1 = 0 $/mi-in2;   a2 = 8,417 $/mi-in;   a3 = 7,324 $/mi   (coefficient basis is 2000$)"]
[null,"Pipeline Capital Cost Per Mile",{"$f":"SUM(C54:C57)/CO2_PipeLength","v":{"$error":"#VALUE!"}},{"$f":"ref_year&\"$/mile\"","v":"2016$/mile"}]
[]
[null,"O&M Costs"]
[null,"Pipeline cost of $5000/mi-yr",{"$f":"5000*CO2_PipeLength*(VLOOKUP(ref_year,Tbl_PlantCostIndexes,2)/VLOOKUP(1999,Tbl_PlantCostIndexes,2))","v":693420.37890424987},{"$f":"ref_year&\"$/year\"","v":"2016$/year"},"Based on NETL CO2 Transport Model which uses Bock (2003) basis. $5000/mi-yr is based in 1999$"]
[]
[]
[null,"CO2 Pump Costs"]
[null,"Capital Costs"]
[null,"Inlet Pressure",{"$f":"CO2_Pin_psia","v":14.7},"psia"]
[null,"Outlet Pressure",{"$f":"15*MPa_to_psi","v":2175.5700000000002},"psia"]
[null,"Pump Power",{"$f":"(1000*1000000*0.001/ (24*3600))*(CO2_flowrate/cap_factor*(C67-C66)/MPa_to_psi)/(C41*Pump_Eff)","v":0},"kW","Wpump = ((1e3 kg/t * 1e6 Pa/MPa * 1e-3 kW/W)  / (24*3600 s/day))*qmax*dPpump/(ηpump*ρCO2)   from NETL CO2 Transport Model"]
[null,"Pump Fixed Cost ",{"$f":"70000*VLOOKUP(ref_year,Tbl_PlantCostIndexes,2)/VLOOKUP(2005,Tbl_PlantCostIndexes,2)","v":80988.893635198634},{"$f":"ref_year&\"$\"","v":"2016$"},"Fixed cost of $70,000 (2005$) from NETL CO2 Transport Model which uses McCollum & Ogden (2006) UCD-ITS-RR-06-14 basis"]
[null,"Pump Variable Cost",{"$f":"1110*C68*VLOOKUP(ref_year,Tbl_PlantCostIndexes,2)/VLOOKUP(2005,Tbl_PlantCostIndexes,2)","v":0},{"$f":"ref_year&\"$\"","v":"2016$"},"Cost of $1,110/kW (2005$) from NETL CO2 Transport Model which uses McCollum & Ogden (2006) UCD-ITS-RR-06-14 basis"]
[null,"Pump Capital Cost",{"$f":"SUM(C69:C70)","v":80988.893635198634},{"$f":"ref_year&\"$\"","v":"2016$"},"Cpump = (Cpump_fix + Cpump_var * Wpump)"]
[]
[null,"Electricity Costs"]
[null,"Ecomp = elec cost*Wcomp*(capacity factor*24*365)*n_pumps",{"$f":"CO2_eCost*pump_power*cap_factor*24*365*n_CO2_pumps","v":0},{"$f":"startup_year&\"$/year\"","v":"2040$/year"},"$/yr (start-up year electricity cost)"]
[null,"Electricity consumption",{"$f":"pump_power*cap_factor*24*365*n_CO2_pumps/output_kgyear","v":0},"kWh/kg H2"]
[]
[null,"O&M Costs"]
[null,"(Total Other Equipment Cost) * O&M Factor",{"$f":"C71*CO2_MaintFactor","v":3239.5557454079453},{"$f":"ref_year&\"$/year\"","v":"2016$/year"}]
[]
[null,"CO2 Other Equipment Costs"]
[null,"Capital Costs"]
[null,"CO2 Surge Tank",{"$f":"IF(C35=\"yes\",701600*(CO2_flowrate_GTpY/3.2)^Scaling_Factor_Exponent*(VLOOKUP(ref_year,Tbl_PlantCostIndexes,2)/VLOOKUP(2000,Tbl_PlantCostIndexes,2)),0)","v":0},{"$f":"ref_year&\"$\"","v":"2016$"},"Based on NETL CO2 Transport Model which uses NETL (2010) DOE/NETL-2010/1447 basis. Original cost is in 2000$"]
[null,"Pipeline Process Control System",{"$f":"IF(C34=\"yes\",94000*(CO2_flowrate_GTpY/3.2)^Scaling_Factor_Exponent*(VLOOKUP(ref_year,Tbl_PlantCostIndexes,2)/VLOOKUP(2000,Tbl_PlantCostIndexes,2)),0)","v":0},{"$f":"ref_year&\"$\"","v":"2016$"},"Based on NETL CO2 Transport Model which uses NETL (2010) DOE/NETL-2010/1447 basis. Original cost is in 2000$"]
[]
[null,"O&M Costs"]
[null,"(Total Other Equipment Cost) * O&M Factor",{"$f":"SUM(C82:C83)*CO2_MaintFactor","v":0},{"$f":"ref_year&\"$/year\"","v":"2016$/year"}]
[]
[]
[null,"Carbon Storage (Saline) Calculations"]
[null,"CO2 Storage Cost Breakdown (2007 USD)",null,"Units","Notes / References"]
[null,"CEPC Inflation Adj: 2008->2005",{"$f":"VLOOKUP(2005,DeflatorTable,2)/VLOOKUP(2008,DeflatorTable,2)","v":0.92676070528967247}]
[null,{"$f":"\"Capital Costs by Stage (Annual Cost of \"&plant_life&\" year project in \"&ref_year&\"$)\"","v":"Capital Costs by Stage (Annual Cost of 40 year project in 2016$)"},null,null,"Based on NETL CO2 Saline Storage Cost Model -- P50 correlation determined (2008$) as function of CO2 flowrate for each stage of cost"]
[null,"Regional Evaluation",{"$f":"94000*VLOOKUP(ref_year,Tbl_labor_indexes,2)/VLOOKUP(2008,Tbl_labor_indexes,2)","v":109497.94871794869},{"$f":"ref_year&\"$\"","v":"2016$"}]
[null,"Site Characterization",{"$f":"(-16600*CO2_flowrate_GTpY^2+53500*CO2_flowrate_GTpY+20300)*1000*VLOOKUP(ref_year,Tbl_labor_indexes,2)/VLOOKUP(2008,Tbl_labor_indexes,2)","v":23646897.435897429},{"$f":"ref_year&\"$\"","v":"2016$"}]
[null,"Permitting",{"$f":" (-400*CO2_flowrate_GTpY^2 + 2200*CO2_flowrate_GTpY + 13800)*1000*VLOOKUP(ref_year,Tbl_labor_indexes,2)/VLOOKUP(2008,Tbl_labor_indexes,2)","v":16075230.769230762},{"$f":"ref_year&\"$\"","v":"2016$"}]
[]
[null,"Ongoing Capital Expences"]
[null,"Operations",{"$f":"(-36000*CO2_flowrate_GTpY^2+224000*CO2_flowrate_GTpY+47000)*1000*(VLOOKUP(ref_year,Tbl_labor_indexes,2)/VLOOKUP(2008,Tbl_labor_indexes,2))/plant_life","v":1368724.3589743585},{"$f":"ref_year&\"$/year\"","v":"2016$/year"}]
[null,"Post Injection Site Care & Site Closure",{"$f":"(-18000*CO2_flowrate_GTpY^2 + 183000*CO2_flowrate_GTpY+ 40000)*1000*(VLOOKUP(ref_year,Tbl_labor_indexes,2)/VLOOKUP(2008,Tbl_labor_indexes,2))/plant_life","v":1164871.7948717945},{"$f":"ref_year&\"$/year\"","v":"2016$/year"}]
[null,"Total ongoing capital expenses",{"$f":"+IF(CO2_Capture_Efficiency,SUM(C98:C99),0)","v":0},{"$f":"ref_year&\"$/year\"","v":"2016$/year"}]
[]
[null,"Expense Costs by Stage"]
[null,"Regional Evaluation",{"$f":"0*(VLOOKUP(ref_year,Tbl_labor_indexes,2)/VLOOKUP(2008,Tbl_labor_indexes,2))","v":0},{"$f":"ref_year&\"$/year\"","v":"2016$/year"}]
[null,"Site Characterization",{"$f":"395000*(VLOOKUP(ref_year,Tbl_labor_indexes,2)/VLOOKUP(2008,Tbl_labor_indexes,2))/plant_life","v":11503.108974358973},{"$f":"ref_year&\"$/year\"","v":"2016$/year"}]
[null,"Permitting",{"$f":"100000*(VLOOKUP(ref_year,Tbl_labor_indexes,2)/VLOOKUP(2008,Tbl_labor_indexes,2))/plant_life","v":2912.1794871794864},{"$f":"ref_year&\"$/year\"","v":"2016$/year"}]
[null,"Operations ",{"$f":" (-30000*CO2_flowrate_GTpY^2 + 143000*CO2_flowrate_GTpY + 41000)*1000*(VLOOKUP(ref_year,Tbl_labor_indexes,2)/VLOOKUP(2008,Tbl_labor_indexes,2))/plant_life","v":1193993.5897435895},{"$f":"ref_year&\"$/year\"","v":"2016$/year"}]
[null,"Post Injection Site Care & Site Closure",{"$f":"(111200*CO2_flowrate_GTpY+27733.33)*1000*(VLOOKUP(ref_year,Tbl_labor_indexes,2)/VLOOKUP(2008,Tbl_labor_indexes,2))/plant_life","v":807644.34737179463},{"$f":"ref_year&\"$/year\"","v":"2016$/year"}]

{"sheet":"Results","index":8,"n_rows":121,"n_cols":9,"rows_kept":121,"cut":false,"hidden":false,"merged":[[16,5,16,7],[22,5,22,7],[29,1,29,2],[51,1,51,2],[92,1,92,2],[107,1,107,2],[85,1,85,2],[58,1,58,2],[76,1,76,2],[77,1,77,2],[78,1,78,2],[79,1,79,2],[89,1,89,2],[87,1,87,2],[82,1,82,2],[83,1,83,2],[84,1,84,2],[88,1,88,2]]}
[]
[null,"Table of Contents"]
[null,"Specific Item Cost Calculation"]
[null,"Energy Data"]
[null,"Production Process Energy Efficiency"]
[null,"Upstream Energy Usage"]
[null,"Emissions Summary"]
[null,"Production Process GHG Emissions Summary"]
[null,"Production Process GHG Emissions"]
[null,"Upstream GHG Emissions"]
[]
[null,"H2a Analysis Results"]
[]
[null,"COST RESULTS"]
[null,"Lang Factor",{"$f":"total_cap/(ProcEqpCap+IF(CO2_Capture_Efficiency>0,CCSEqpCap,0))","v":2.7344689460929588}]
[]
[null,"Specific Item Cost Calculation",null,null,null,{"$f":"IF(CO2_inUse = \"Carbon Sequestration\",\"Approximate Carbon Sequestration Costs*\",\"Carbon Sequestration is not included in this case\")","v":"Approximate Carbon Sequestration Costs*"}]
[null,"Cost Component","Cost Contribution ($/kg)","Percentage of H2 Cost",null,"Cost Component","Cost Contribution ($/ kg H2)","Cost Contribution ($/ tonne CO2 Sequestered)"]
[null,"Capital Costs",{"$f":"'Cash Flow Analysis'!D119","v":0.1245637945748567},{"$f":"'Cash Flow Analysis'!C119","v":9.4665456863782652E-2},null,"Capital Costs",{"$f":"IF(CO2_inUse = \"Carbon Sequestration\",ROUND((Det_CO2_seq+CO2_aprx_indCap)*CO2_cap_charge_rate/output_kgyear,2),\"\")","v":0},{"$f":"IF(CO2_inUse = \"Carbon Sequestration\",CO2_capptonneCO2,\"\")","v":{"$error":"#DIV/0!"}}]
[null,"Decommissioning Costs",{"$f":"'Cash Flow Analysis'!D120","v":5.9924728859570735E-4},{"$f":"'Cash Flow Analysis'!C120","v":4.5541337708048793E-4},null,"O&M Cost",{"$f":"IF(CO2_inUse = \"Carbon Sequestration\",ROUND(Det_CO2_OandMcost/output_kgyear,2),\"\")","v":0},{"$f":"IF(CO2_inUse = \"Carbon Sequestration\",CO2_OandMptonneCO2,\"\")","v":{"$error":"#DIV/0!"}}]
[null,"Fixed O&M",{"$f":"'Cash Flow Analysis'!D121","v":6.0570412267480514E-2},{"$f":"'Cash Flow Analysis'!C121","v":4.603204140736819E-2},null,"Energy Cost",{"$f":"IF(CO2_inUse = \"Carbon Sequestration\",ROUND(CO2_eCostpY/output_kgyear,2),\"\")","v":0},{"$f":"IF(CO2_inUse = \"Carbon Sequestration\",CO2_energyptonneCO2,\"\")","v":{"$error":"#DIV/0!"}}]
[null,"Feedstock Costs",{"$f":"'Cash Flow Analysis'!D122","v":1.0323787971615324},{"$f":"'Cash Flow Analysis'!C122","v":0.7845827981022816},null,"Total",{"$f":"SUM(G19:G21)","v":0},{"$f":"SUM(H19:H21)","v":{"$error":"#DIV/0!"}}]
[null,"Other Raw Material Costs",{"$f":"'Cash Flow Analysis'!D123","v":0},{"$f":"'Cash Flow Analysis'!C123","v":0},null,"*Carbon sequestration costs presented in this table do not include carbon capture capital and operating costs."]
[null,"Byproduct Credits",{"$f":"'Cash Flow Analysis'!D124","v":0},{"$f":"'Cash Flow Analysis'!C124","v":0}]
[null,"Other Variable Costs (including utilities)",{"$f":"'Cash Flow Analysis'!D125","v":9.7719295943352422E-2},{"$f":"'Cash Flow Analysis'!C125","v":7.4264290249487067E-2}]
[null,"Total",{"$f":"SUM(C19:C25)","v":1.3158315472358175}]
[]
[null,"ENERGY"]
[]
[null,"Energy Data"]
[null,"Feedstock","Energy Input (GJ/kg H2)","Energy Input (kWh/kg H2)","LHV (GJ/usage unit)","Usage (/kg H2)","Unit","Unit System Conversion Factor","Real levelized cost"]
[null,{"$f":"IF('Cash Flow Analysis'!$B$131=0,\"\",'Cash Flow Analysis'!$B$131)","v":"Industrial Natural Gas"},{"$f":"IF($B$32=\"\",\"\",$E$32*$F$32*$H$32)","v":0.16457999999999998},{"$f":"IF($B32=\"\",\"\",$C32*1000*MJ_to_kWh)","v":45.716666666666661},{"$f":"IF($B$32<>\"\",VLOOKUP($B$32,MASTER_PROPERTY_TABLE,MATCH(\"H2A LHV (GJ/ H2A usage input unit)\",key_MPTable,0),FALSE),\"\")","v":1.0549999999999999},{"$f":"IF('Cash Flow Analysis'!$B$133=\"\",\"\",'Cash Flow Analysis'!$B$133)","v":0.156},{"$f":"IF($B$32<>\"\",VLOOKUP($B$32,MASTER_PROPERTY_TABLE,MATCH(\"H2A Usage Input Unit/ kg H2\",key_MPTable,0),FALSE),\"\")","v":"mmBtu"},{"$f":"IF($B32=\"\",\"\",IF(VLOOKUP($B32,MASTER_PROPERTY_TABLE,MATCH(\"Unit System\",key_MPTable,0),FALSE)=\"English\",mmBTU_to_GJ,1))","v":1},{"$f":"+'Cash Flow Analysis'!$B$233","v":7.0022406148925338}]
[null,{"$f":"IF('Cash Flow Analysis'!$C$131=0,\"\",'Cash Flow Analysis'!$C$131)","v":""},{"$f":"IF($B$33=\"\",\"\",$E$33*$F$33*$H$33)","v":""},{"$f":"IF($B33=\"\",\"\",$C33*1000*MJ_to_kWh)","v":""},{"$f":"IF($B$33<>\"\",VLOOKUP($B$33,MASTER_PROPERTY_TABLE,MATCH(\"H2A LHV (GJ/ H2A usage input unit)\",key_MPTable,0),FALSE),\"\")","v":""},{"$f":"IF('Cash Flow Analysis'!$C$133=\"\",\"\",'Cash Flow Analysis'!$C$133)","v":""},{"$f":"IF($B$33<>\"\",VLOOKUP($B$33,MASTER_PROPERTY_TABLE,MATCH(\"H2A Usage Input Unit/ kg H2\",key_MPTable,0),FALSE),\"\")","v":""},{"$f":"IF($B$33=\"\",\"\",IF(VLOOKUP($B$33,MASTER_PROPERTY_TABLE,MATCH(\"Unit System\",key_MPTable,0),FALSE)=\"English\",mmBTU_to_GJ,1))","v":""},{"$f":"+'Cash Flow Analysis'!$C$233","v":""}]
[null,{"$f":"IF('Cash Flow Analysis'!$D$131=0,\"\",'Cash Flow Analysis'!$D$131)","v":""},{"$f":"IF($B$34=\"\",\"\",$E$34*$F$34*$H$34)","v":""},{"$f":"IF($B34=\"\",\"\",$C34*1000*MJ_to_kWh)","v":""},{"$f":"IF($B$34<>\"\",VLOOKUP($B$34,MASTER_PROPERTY_TABLE,MATCH(\"H2A LHV (GJ/ H2A usage input unit)\",key_MPTable,0),FALSE),\"\")","v":""},{"$f":"IF('Cash Flow Analysis'!$D$133=\"\",\"\",'Cash Flow Analysis'!$D$133)","v":""},{"$f":"IF($B$34<>\"\",VLOOKUP($B$34,MASTER_PROPERTY_TABLE,MATCH(\"H2A Usage Input Unit/ kg H2\",key_MPTable,0),FALSE),\"\")","v":""},{"$f":"IF($B$34=\"\",\"\",IF(VLOOKUP($B$34,MASTER_PROPERTY_TABLE,MATCH(\"Unit System\",key_MPTable,0),FALSE)=\"English\",mmBTU_to_GJ,1))","v":""},{"$f":"+'Cash Flow Analysis'!$D$233","v":""}]
[null,{"$f":"IF('Cash Flow Analysis'!$E$131=0,\"\",'Cash Flow Analysis'!$E$131)","v":""},{"$f":"IF($B$35=\"\",\"\",$E$35*$F$35*$H$35)","v":""},{"$f":"IF($B35=\"\",\"\",$C35*1000*MJ_to_kWh)","v":""},{"$f":"IF($B$35<>\"\",VLOOKUP($B$35,MASTER_PROPERTY_TABLE,MATCH(\"H2A LHV (GJ/ H2A usage input unit)\",key_MPTable,0),FALSE),\"\")","v":""},{"$f":"IF('Cash Flow Analysis'!$E$133=\"\",\"\",'Cash Flow Analysis'!$E$133)","v":""},{"$f":"IF($B$35<>\"\",VLOOKUP($B$35,MASTER_PROPERTY_TABLE,MATCH(\"H2A Usage Input Unit/ kg H2\",key_MPTable,0),FALSE),\"\")","v":""},{"$f":"IF($B$35=\"\",\"\",IF(VLOOKUP($B$35,MASTER_PROPERTY_TABLE,MATCH(\"Unit System\",key_MPTable,0),FALSE)=\"English\",mmBTU_to_GJ,1))","v":""},{"$f":"+'Cash Flow Analysis'!$E$233","v":""}]
[null,"Utility"]
[null,{"$f":"IF('Cash Flow Analysis'!$F$131=0,\"\",'Cash Flow Analysis'!$F$131)","v":"Industrial Electricity"},{"$f":"IF($B$37=\"\",\"\",$E$37*$F$37*$H$37)","v":2.1599999999999996E-3},{"$f":"IF($B37=\"\",\"\",$C37*1000*MJ_to_kWh)","v":0.6},{"$f":"IF($B37<>\"\",VLOOKUP($B37,MASTER_PROPERTY_TABLE,MATCH(\"H2A LHV (GJ/ H2A usage input unit)\",key_MPTable,0),FALSE),\"\")","v":3.5999999999999995E-3},{"$f":"IF('Cash Flow Analysis'!$F$133=\"\",\"\",'Cash Flow Analysis'!$F$133)","v":0.6},{"$f":"IF($B$37<>\"\",VLOOKUP($B$37,MASTER_PROPERTY_TABLE,MATCH(\"H2A Usage Input Unit/ kg H2\",key_MPTable,0),FALSE),\"\")","v":"kWh"},{"$f":"IF($B$37=\"\",\"\",IF(VLOOKUP($B$37,MASTER_PROPERTY_TABLE,MATCH(\"Unit System\",key_MPTable,0),FALSE)=\"English\",mmBTU_to_GJ,1))","v":1},{"$f":"+'Cash Flow Analysis'!$F$233","v":8.5311799867846899E-2}]
[null,{"$f":"IF('Cash Flow Analysis'!$G$131=0,\"\",'Cash Flow Analysis'!$G$131)","v":""},{"$f":"IF($B$38=\"\",\"\",$E$38*$F$38*$H$38)","v":""},{"$f":"IF($B38=\"\",\"\",$C38*1000*MJ_to_kWh)","v":""},{"$f":"IF($B38<>\"\",VLOOKUP($B38,MASTER_PROPERTY_TABLE,MATCH(\"H2A LHV (GJ/ H2A usage input unit)\",key_MPTable,0),FALSE),\"\")","v":""},{"$f":"IF('Cash Flow Analysis'!$G$133=\"\",\"\",'Cash Flow Analysis'!$G$133)","v":""},{"$f":"IF($B$38<>\"\",VLOOKUP($B$38,MASTER_PROPERTY_TABLE,MATCH(\"H2A Usage Input Unit/ kg H2\",key_MPTable,0),FALSE),\"\")","v":""},{"$f":"IF($B$38=\"\",\"\",IF(VLOOKUP($B$38,MASTER_PROPERTY_TABLE,MATCH(\"Unit System\",key_MPTable,0),FALSE)=\"English\",mmBTU_to_GJ,1))","v":""},{"$f":"+'Cash Flow Analysis'!$G$233","v":""}]
[null,{"$f":"IF('Cash Flow Analysis'!$H$131=0,\"\",'Cash Flow Analysis'!$H$131)","v":""},{"$f":"IF($B$39=\"\",\"\",$E$39*$F$39*$H$39)","v":""},{"$f":"IF($B39=\"\",\"\",$C39*1000*MJ_to_kWh)","v":""},{"$f":"IF($B39<>\"\",VLOOKUP($B39,MASTER_PROPERTY_TABLE,MATCH(\"H2A LHV (GJ/ H2A usage input unit)\",key_MPTable,0),FALSE),\"\")","v":""},{"$f":"IF('Cash Flow Analysis'!$H$133=\"\",\"\",'Cash Flow Analysis'!$H$133)","v":""},{"$f":"IF($B$39<>\"\",VLOOKUP($B$39,MASTER_PROPERTY_TABLE,MATCH(\"H2A Usage Input Unit/ kg H2\",key_MPTable,0),FALSE),\"\")","v":""},{"$f":"IF($B$39=\"\",\"\",IF(VLOOKUP($B$39,MASTER_PROPERTY_TABLE,MATCH(\"Unit System\",key_MPTable,0),FALSE)=\"English\",mmBTU_to_GJ,1))","v":""},{"$f":"+'Cash Flow Analysis'!$H$233","v":""}]
[null,{"$f":"IF('Cash Flow Analysis'!$I$131=0,\"\",'Cash Flow Analysis'!$I$131)","v":""},{"$f":"IF($B$40=\"\",\"\",$E$40*$F$40*$H$40)","v":""},{"$f":"IF($B40=\"\",\"\",$C40*1000*MJ_to_kWh)","v":""},{"$f":"IF($B40<>\"\",VLOOKUP($B40,MASTER_PROPERTY_TABLE,MATCH(\"H2A LHV (GJ/ H2A usage input unit)\",key_MPTable,0),FALSE),\"\")","v":""},{"$f":"IF('Cash Flow Analysis'!$I$133=\"\",\"\",'Cash Flow Analysis'!$I$133)","v":""},{"$f":"IF($B$40<>\"\",VLOOKUP($B$40,MASTER_PROPERTY_TABLE,MATCH(\"H2A Usage Input Unit/ kg H2\",key_MPTable,0),FALSE),\"\")","v":""},{"$f":"IF($B$40=\"\",\"\",IF(VLOOKUP($B$40,MASTER_PROPERTY_TABLE,MATCH(\"Unit System\",key_MPTable,0),FALSE)=\"English\",mmBTU_to_GJ,1))","v":""},{"$f":"+'Cash Flow Analysis'!$I$233","v":""}]
[null,"Carbon Sequestration"]
[null,{"$f":"IF('Cash Flow Analysis'!$J$131=0,\"\",'Cash Flow Analysis'!$J$131)","v":""},{"$f":"IF($B$42=\"\",\"\",$E$42*$F$42*$H$42)","v":""},{"$f":"IF($B42=\"\",\"\",$C42*1000*MJ_to_kWh)","v":""},{"$f":"IF($B42<>\"\",VLOOKUP($B42,MASTER_PROPERTY_TABLE,MATCH(\"H2A LHV (GJ/ H2A usage input unit)\",key_MPTable,0),FALSE),\"\")","v":""},{"$f":"CO2_CashFlow_eUse","v":0},{"$f":"IF($B$42<>\"\",VLOOKUP($B$42,MASTER_PROPERTY_TABLE,MATCH(\"H2A Usage Input Unit/ kg H2\",key_MPTable,0),FALSE),\"\")","v":""},{"$f":"IF($B42=\"\",\"\",IF(VLOOKUP($B42,MASTER_PROPERTY_TABLE,MATCH(\"Unit System\",key_MPTable,0),FALSE)=\"English\",mmBTU_to_GJ,1))","v":""}]
[null,null,"Energy Output (GJ/kg H2)","Energy Output (kWh/kg H2)","LHV (GJ/usage unit)","Production (/kg H2)","Unit","Unit System Conversion Factor"]
[null,"Hydrogen (1 kg)",{"$f":"kgH2_to_GJ","v":0.12021163829516093},{"$f":"IF($B44=\"\",\"\",$C44*1000*MJ_to_kWh)","v":33.392121748655818},{"$f":"kgH2_to_GJ","v":0.12021163829516093},1,"kg",1]
[]
[null,"Byproducts"]
[null,{"$f":"IF('Cash Flow Analysis'!$K$131=0,\"\",'Cash Flow Analysis'!$K$131)","v":""},{"$f":"IF($B$47=\"\",\"\",$E$47*$F$47*$H$47)","v":""},{"$f":"IF($B47=\"\",\"\",$C47*1000*MJ_to_kWh)","v":""},{"$f":"IF($B47<>\"\",VLOOKUP($B47,MASTER_PROPERTY_TABLE,MATCH(\"H2A LHV (GJ/ H2A usage input unit)\",key_MPTable,0),FALSE),\"\")","v":""},{"$f":"IF('Cash Flow Analysis'!$K$133=\"\",\"\",'Cash Flow Analysis'!$K$133)","v":""},{"$f":"IF($B$47<>\"\",VLOOKUP($B$47,MASTER_PROPERTY_TABLE,MATCH(\"H2A Usage Input Unit/ kg H2\",key_MPTable,0),FALSE),\"\")","v":""},{"$f":"IF($B$47=\"\",\"\",IF(VLOOKUP($B$47,MASTER_PROPERTY_TABLE,MATCH(\"Unit System\",key_MPTable,0),FALSE)=\"English\",mmBTU_to_GJ,1))","v":""},{"$f":"+'Cash Flow Analysis'!$K$233","v":""}]
[null,{"$f":"IF('Cash Flow Analysis'!$L$131=0,\"\",'Cash Flow Analysis'!$L$131)","v":""},{"$f":"IF($B$48=\"\",\"\",$E$48*$F$48*$H$48)","v":""},{"$f":"IF($B48=\"\",\"\",$C48*1000*MJ_to_kWh)","v":""},{"$f":"IF($B48<>\"\",VLOOKUP($B48,MASTER_PROPERTY_TABLE,MATCH(\"H2A LHV (GJ/ H2A usage input unit)\",key_MPTable,0),FALSE),\"\")","v":""},{"$f":"IF('Cash Flow Analysis'!$L$133=\"\",\"\",'Cash Flow Analysis'!$L$133)","v":""},{"$f":"IF($B$48<>\"\",VLOOKUP($B$48,MASTER_PROPERTY_TABLE,MATCH(\"H2A Usage Input Unit/ kg H2\",key_MPTable,0),FALSE),\"\")","v":""},{"$f":"IF($B$48=\"\",\"\",IF(VLOOKUP($B$48,MASTER_PROPERTY_TABLE,MATCH(\"Unit System\",key_MPTable,0),FALSE)=\"English\",mmBTU_to_GJ,1))","v":""},{"$f":"+'Cash Flow Analysis'!$L$233","v":""}]
[null,{"$f":"IF('Cash Flow Analysis'!$M$131=0,\"\",'Cash Flow Analysis'!$M$131)","v":""},{"$f":"IF($B$49=\"\",\"\",$E$49*$F$49*$H$49)","v":""},{"$f":"IF($B49=\"\",\"\",$C49*1000*MJ_to_kWh)","v":""},{"$f":"IF($B49<>\"\",VLOOKUP($B49,MASTER_PROPERTY_TABLE,MATCH(\"H2A LHV (GJ/ H2A usage input unit)\",key_MPTable,0),FALSE),\"\")","v":""},{"$f":"IF('Cash Flow Analysis'!$M$133=\"\",\"\",'Cash Flow Analysis'!$M$133)","v":""},{"$f":"IF($B$49<>\"\",VLOOKUP($B$49,MASTER_PROPERTY_TABLE,MATCH(\"H2A Usage Input Unit/ kg H2\",key_MPTable,0),FALSE),\"\")","v":""},{"$f":"IF($B$49=\"\",\"\",IF(VLOOKUP($B$49,MASTER_PROPERTY_TABLE,MATCH(\"Unit System\",key_MPTable,0),FALSE)=\"English\",mmBTU_to_GJ,1))","v":""},{"$f":"+'Cash Flow Analysis'!$M$233","v":""}]
[null,{"$f":"IF('Cash Flow Analysis'!$N$131=0,\"\",'Cash Flow Analysis'!$N$131)","v":""},{"$f":"IF($B$50=\"\",\"\",$E$50*$F$50*$H$50)","v":""},{"$f":"IF($B50=\"\",\"\",$C50*1000*MJ_to_kWh)","v":""},{"$f":"IF($B50<>\"\",VLOOKUP($B50,MASTER_PROPERTY_TABLE,MATCH(\"H2A LHV (GJ/ H2A usage input unit)\",key_MPTable,0),FALSE),\"\")","v":""},{"$f":"IF('Cash Flow Analysis'!$N$133=\"\",\"\",'Cash Flow Analysis'!$N$133)","v":""},{"$f":"IF($B$50<>\"\",VLOOKUP($B$50,MASTER_PROPERTY_TABLE,MATCH(\"H2A Usage Input Unit/ kg H2\",key_MPTable,0),FALSE),\"\")","v":""},{"$f":"IF($B$50=\"\",\"\",IF(VLOOKUP($B$50,MASTER_PROPERTY_TABLE,MATCH(\"Unit System\",key_MPTable,0),FALSE)=\"English\",mmBTU_to_GJ,1))","v":""},{"$f":"+'Cash Flow Analysis'!$N$233","v":""}]
[]
[null,"Production Process Energy Efficiency",null,{"$f":"(C56+C57)/(C53+C54+C55)","v":0.72095261062229188}]
[null,"Feedstock energy input (GJ)/kg H2",{"$f":"SUM(C32:C35)","v":0.16457999999999998}]
[null,"Utility energy input (GJ/kg H2)",{"$f":"SUM(C37:C40)","v":2.1599999999999996E-3}]
[null,"Carbon sequestration energy input (GJ/kg H2)",{"$f":"IF(C42=\"\",0,C42)","v":0}]
[null,"Hydrogen energy output (GJ/kg)",{"$f":"C44","v":0.12021163829516093}]
[null,"Byproduct energy output (GJ/kg H2)",{"$f":"SUM(C47:C50)","v":0}]
[]
[null,"Upstream Energy Usage (GJ/kg H2)"]
[null,"Feedstock","Total Energy","Fossil Fuels","Petroleum"]
[null,{"$f":"B32","v":"Industrial Natural Gas"},{"$f":"IF($B61=\"\",\"\",$C32/1000000*VLOOKUP($B61,Tbl_Emissions,3,FALSE))","v":0.17972135999999997},{"$f":"IF($B61=\"\",\"\",$C32/1000000*VLOOKUP($B61,Tbl_Emissions,4,FALSE))","v":0.17972135999999997},{"$f":"IF($B61=\"\",\"\",$C32/1000000*VLOOKUP($B61,Tbl_Emissions,5,FALSE))","v":6.5363861333333324E-4}]
[null,{"$f":"B33","v":""},{"$f":"IF($B62=\"\",\"\",$C33/1000000*VLOOKUP($B62,Tbl_Emissions,3,FALSE))","v":""},{"$f":"IF($B62=\"\",\"\",$C33/1000000*VLOOKUP($B62,Tbl_Emissions,4,FALSE))","v":""},{"$f":"IF($B62=\"\",\"\",$C33/1000000*VLOOKUP($B62,Tbl_Emissions,5,FALSE))","v":""}]
[null,{"$f":"B34","v":""},{"$f":"IF($B63=\"\",\"\",$C34/1000000*VLOOKUP($B63,Tbl_Emissions,3,FALSE))","v":""},{"$f":"IF($B63=\"\",\"\",$C34/1000000*VLOOKUP($B63,Tbl_Emissions,4,FALSE))","v":""},{"$f":"IF($B63=\"\",\"\",$C34/1000000*VLOOKUP($B63,Tbl_Emissions,5,FALSE))","v":""}]
[null,{"$f":"B35","v":""},{"$f":"IF($B64=\"\",\"\",$C35/1000000*VLOOKUP($B64,Tbl_Emissions,3,FALSE))","v":""},{"$f":"IF($B64=\"\",\"\",$C35/1000000*VLOOKUP($B64,Tbl_Emissions,4,FALSE))","v":""},{"$f":"IF($B64=\"\",\"\",$C35/1000000*VLOOKUP($B64,Tbl_Emissions,5,FALSE))","v":""}]
[null,"Utility"]
[null,{"$f":"B37","v":"Industrial Electricity"},{"$f":"IF($B66=\"\",\"\",$C37/1000000*VLOOKUP($B66,Tbl_Emissions,3,FALSE))","v":3.720719999999999E-3},{"$f":"IF($B66=\"\",\"\",$C37/1000000*VLOOKUP($B66,Tbl_Emissions,4,FALSE))","v":2.7945599999999993E-3},{"$f":"IF($B66=\"\",\"\",$C37/1000000*VLOOKUP($B66,Tbl_Emissions,5,FALSE))","v":3.3179999999999991E-5}]
[null,{"$f":"B38","v":""},{"$f":"IF($B67=\"\",\"\",$C38/1000000*VLOOKUP($B67,Tbl_Emissions,3,FALSE))","v":""},{"$f":"IF($B67=\"\",\"\",$C38/1000000*VLOOKUP($B67,Tbl_Emissions,4,FALSE))","v":""},{"$f":"IF($B67=\"\",\"\",$C38/1000000*VLOOKUP($B67,Tbl_Emissions,5,FALSE))","v":""}]
[null,{"$f":"B39","v":""},{"$f":"IF($B68=\"\",\"\",$C39/1000000*VLOOKUP($B68,Tbl_Emissions,3,FALSE))","v":""},{"$f":"IF($B68=\"\",\"\",$C39/1000000*VLOOKUP($B68,Tbl_Emissions,4,FALSE))","v":""},{"$f":"IF($B68=\"\",\"\",$C39/1000000*VLOOKUP($B68,Tbl_Emissions,5,FALSE))","v":""}]
[null,{"$f":"B40","v":""},{"$f":"IF($B69=\"\",\"\",$C40/1000000*VLOOKUP($B69,Tbl_Emissions,3,FALSE))","v":""},{"$f":"IF($B69=\"\",\"\",$C40/1000000*VLOOKUP($B69,Tbl_Emissions,4,FALSE))","v":""},{"$f":"IF($B69=\"\",\"\",$C40/1000000*VLOOKUP($B69,Tbl_Emissions,5,FALSE))","v":""}]
[null,"Carbon Sequestration"]
[null,{"$f":"B42","v":""},{"$f":"IF($B71=\"\",\"\",$C42/1000000*VLOOKUP($B71,Tbl_Emissions,3,FALSE))","v":""},{"$f":"IF($B71=\"\",\"\",$C42/1000000*VLOOKUP($B71,Tbl_Emissions,4,FALSE))","v":""},{"$f":"IF($B71=\"\",\"\",$C42/1000000*VLOOKUP($B71,Tbl_Emissions,5,FALSE))","v":""}]
[]
[]
[null,"EMISSIONS"]
[]
[null,"Emissions Summary",null,"CO2","CH4","N2O","Total GHG (CO2 eq)"]
[null,"Total upstream emissions (kg/kg H2) ",null,{"$f":"C121","v":1.2162707999999998},{"$f":"D121","v":3.082693404E-2},{"$f":"E121","v":1.455854133333333E-4},{"$f":"F121","v":2.0303286041733335}]
[null,"Total process emissions (kg/kg H2)",null,{"$f":"D89","v":9.2683784333672445},{"$f":"E89","v":0},{"$f":"F89","v":0},{"$f":"G89","v":9.2683784333672445}]
[]
[null,"Total well to pump emissions (kg/kg H2)",null,{"$f":"SUM(D77:D79)","v":10.484649233367245},{"$f":"SUM(E77:E79)","v":3.082693404E-2},{"$f":"SUM(F77:F79)","v":1.455854133333333E-4},{"$f":"SUM(G77:G79)","v":11.298707037540577}]
[]
[null,"Production Process GHG Emissions Summary",null,"CO2","CH4","N2O","Total GHG (CO2 eq)"]
[null,"Total Process Pollutants Produced (kg /kg H2)",null,{"$f":"SUM(C95:C105)","v":9.2683784333672445},{"$f":"SUM(D95:D105)","v":0},{"$f":"SUM(E95:E105)","v":0},{"$f":"SUM(F95:F105)","v":9.2683784333672445}]
[null,"Total Process Pollutants Produced (metric tons/year)",null,{"$f":"ROUND(D83*output_kgyear/1000,-2)","v":1155100},{"$f":"ROUND(E83*output_kgyear/1000,-2)","v":0},{"$f":"ROUND(F83*output_kgyear/1000,-2)","v":0},{"$f":"ROUND(G83*output_kgyear/1000,-2)","v":1155100}]
[null,"Total Feedstock Pollutants Produced (kg /kg H2)",null,{"$f":"SUM(C95:C98)","v":9.2683784333672445},{"$f":"SUM(D95:D98)","v":0},{"$f":"SUM(E95:E98)","v":0},{"$f":"SUM(F95:F98)","v":9.2683784333672445}]
[null,"Total Feedstock Pollutants Produced (metric tons /year)",null,{"$f":"ROUND(D85*output_kgyear/1000,-2)","v":1155100},{"$f":"ROUND(E85*output_kgyear/1000,-2)","v":0},{"$f":"ROUND(F85*output_kgyear/1000,-2)","v":0},{"$f":"ROUND(G85*output_kgyear/1000,-2)","v":1155100}]
[null,"CO2 Captured (kg/kg H2)*",null,{"$f":"IF(CO2_CashFlow_eUse>0,D85*CO2_Capture_Efficiency,0)","v":0}]
[null,"CO2 Captured (metric tons/year)*",null,{"$f":"ROUND(D87*output_kgyear/1000,-2)","v":0}]
[null,"Total Process Emissions (kg/kg H2)",null,{"$f":"D83-D87","v":9.2683784333672445},{"$f":"E83-E87","v":0},{"$f":"F83-F87","v":0},{"$f":"D89*GHG_CO2_factor + E89*GHG_CH4_factor + F89*GHG_N2O_factor","v":9.2683784333672445}]
[null,"Total Process Emissions (metric tons/year)",null,{"$f":"ROUND(D89*output_kgyear/1000,-2)","v":1155100},{"$f":"ROUND(E89*output_kgyear/1000,-2)","v":0},{"$f":"ROUND(F89*output_kgyear/1000,-2)","v":0},{"$f":"ROUND(G89*output_kgyear/1000,-2)","v":1155100}]
[null,"*Carbon sequestration values are only calculated if the detailed Carbon Sequestration sheet is used."]
[]
[null,"Production Process GHG Emissions (/kg H2)"]
[null,"Feedstock","CO2","CH4","N2O","Total GHG (CO2 eq)"]
[null,{"$f":"B32","v":"Industrial Natural Gas"},{"$f":"IF($B95=\"\",\"\",VLOOKUP($B95,MASTER_PROPERTY_TABLE,MATCH(\"CO2 Emissions Factor (kg CO2 produced/GJ feed)\",key_MPTable,0),FALSE)*$E32*$F32)","v":9.2683784333672445},{"$f":"IF($B95=\"\",\"\",VLOOKUP($B95,MASTER_PROPERTY_TABLE,MATCH(\"CH4 Emissions Factor (kg CH4 produced/GJ or mmBtu feed)\",key_MPTable,0),FALSE)*$E32*$F32)","v":0},{"$f":"IF($B95=\"\",\"\",VLOOKUP($B95,MASTER_PROPERTY_TABLE,MATCH(\"N2O Emissions Factor (kg N2O produced/GJ or mmBtu feed)\",key_MPTable,0),FALSE)*$E32*$F32)","v":0},{"$f":"IF($B95=\"\",\"\",$C95*GHG_CO2_factor+$D95*GHG_CH4_factor+$E95*GHG_N2O_factor)","v":9.2683784333672445}]
[null,{"$f":"B33","v":""},{"$f":"IF($B96=\"\",\"\",VLOOKUP($B96,MASTER_PROPERTY_TABLE,MATCH(\"CO2 Emissions Factor (kg CO2 produced/GJ feed)\",key_MPTable,0),FALSE)*$E33*$F33)","v":""},{"$f":"IF($B96=\"\",\"\",VLOOKUP($B96,MASTER_PROPERTY_TABLE,MATCH(\"CH4 Emissions Factor (kg CH4 produced/GJ or mmBtu feed)\",key_MPTable,0),FALSE)*$E33*$F33)","v":""},{"$f":"IF($B96=\"\",\"\",VLOOKUP($B96,MASTER_PROPERTY_TABLE,MATCH(\"N2O Emissions Factor (kg N2O produced/GJ or mmBtu feed)\",key_MPTable,0),FALSE)*$E33*$F33)","v":""},{"$f":"IF($B96=\"\",\"\",$C96*GHG_CO2_factor+$D96*GHG_CH4_factor+$E96*GHG_N2O_factor)","v":""}]
[null,{"$f":"B34","v":""},{"$f":"IF($B97=\"\",\"\",VLOOKUP($B97,MASTER_PROPERTY_TABLE,MATCH(\"CO2 Emissions Factor (kg CO2 produced/GJ feed)\",key_MPTable,0),FALSE)*$E34*$F34)","v":""},{"$f":"IF($B97=\"\",\"\",VLOOKUP($B97,MASTER_PROPERTY_TABLE,MATCH(\"CH4 Emissions Factor (kg CH4 produced/GJ or mmBtu feed)\",key_MPTable,0),FALSE)*$E34*$F34)","v":""},{"$f":"IF($B97=\"\",\"\",VLOOKUP($B97,MASTER_PROPERTY_TABLE,MATCH(\"N2O Emissions Factor (kg N2O produced/GJ or mmBtu feed)\",key_MPTable,0),FALSE)*$E34*$F34)","v":""},{"$f":"IF($B97=\"\",\"\",$C97*GHG_CO2_factor+$D97*GHG_CH4_factor+$E97*GHG_N2O_factor)","v":""}]
[null,{"$f":"B35","v":""},{"$f":"IF($B98=\"\",\"\",VLOOKUP($B98,MASTER_PROPERTY_TABLE,MATCH(\"CO2 Emissions Factor (kg CO2 produced/GJ feed)\",key_MPTable,0),FALSE)*$E35*$F35)","v":""},{"$f":"IF($B98=\"\",\"\",VLOOKUP($B98,MASTER_PROPERTY_TABLE,MATCH(\"CH4 Emissions Factor (kg CH4 produced/GJ or mmBtu feed)\",key_MPTable,0),FALSE)*$E35*$F35)","v":""},{"$f":"IF($B98=\"\",\"\",VLOOKUP($B98,MASTER_PROPERTY_TABLE,MATCH(\"N2O Emissions Factor (kg N2O produced/GJ or mmBtu feed)\",key_MPTable,0),FALSE)*$E35*$F35)","v":""},{"$f":"IF($B98=\"\",\"\",$C98*GHG_CO2_factor+$D98*GHG_CH4_factor+$E98*GHG_N2O_factor)","v":""}]
[null,"Utility"]
[null,{"$f":"B37","v":"Industrial Electricity"},{"$f":"IF($B100=\"\",\"\",VLOOKUP($B100,MASTER_PROPERTY_TABLE,MATCH(\"CO2 Emissions Factor (kg CO2 produced/GJ feed)\",key_MPTable,0),FALSE)*$E37*$F37)","v":0},{"$f":"IF($B100=\"\",\"\",VLOOKUP($B100,MASTER_PROPERTY_TABLE,MATCH(\"CH4 Emissions Factor (kg CH4 produced/GJ or mmBtu feed)\",key_MPTable,0),FALSE)*$E37*$F37)","v":0},{"$f":"IF($B100=\"\",\"\",VLOOKUP($B100,MASTER_PROPERTY_TABLE,MATCH(\"N2O Emissions Factor (kg N2O produced/GJ or mmBtu feed)\",key_MPTable,0),FALSE)*$E37*$F37)","v":0},{"$f":"IF($B100=\"\",\"\",$C100*GHG_CO2_factor+$D100*GHG_CH4_factor+$E100*GHG_N2O_factor)","v":0}]
[null,{"$f":"B38","v":""},{"$f":"IF($B101=\"\",\"\",VLOOKUP($B101,MASTER_PROPERTY_TABLE,MATCH(\"CO2 Emissions Factor (kg CO2 produced/GJ feed)\",key_MPTable,0),FALSE)*$E38*$F38)","v":""},{"$f":"IF($B101=\"\",\"\",VLOOKUP($B101,MASTER_PROPERTY_TABLE,MATCH(\"CH4 Emissions Factor (kg CH4 produced/GJ or mmBtu feed)\",key_MPTable,0),FALSE)*$E38*$F38)","v":""},{"$f":"IF($B101=\"\",\"\",VLOOKUP($B101,MASTER_PROPERTY_TABLE,MATCH(\"N2O Emissions Factor (kg N2O produced/GJ or mmBtu feed)\",key_MPTable,0),FALSE)*$E38*$F38)","v":""},{"$f":"IF($B101=\"\",\"\",$C101*GHG_CO2_factor+$D101*GHG_CH4_factor+$E101*GHG_N2O_factor)","v":""}]
[null,{"$f":"B39","v":""},{"$f":"IF($B102=\"\",\"\",VLOOKUP($B102,MASTER_PROPERTY_TABLE,MATCH(\"CO2 Emissions Factor (kg CO2 produced/GJ feed)\",key_MPTable,0),FALSE)*$E39*$F39)","v":""},{"$f":"IF($B102=\"\",\"\",VLOOKUP($B102,MASTER_PROPERTY_TABLE,MATCH(\"CH4 Emissions Factor (kg CH4 produced/GJ or mmBtu feed)\",key_MPTable,0),FALSE)*$E39*$F39)","v":""},{"$f":"IF($B102=\"\",\"\",VLOOKUP($B102,MASTER_PROPERTY_TABLE,MATCH(\"N2O Emissions Factor (kg N2O produced/GJ or mmBtu feed)\",key_MPTable,0),FALSE)*$E39*$F39)","v":""},{"$f":"IF($B102=\"\",\"\",$C102*GHG_CO2_factor+$D102*GHG_CH4_factor+$E102*GHG_N2O_factor)","v":""}]
[null,{"$f":"B40","v":""},{"$f":"IF($B103=\"\",\"\",VLOOKUP($B103,MASTER_PROPERTY_TABLE,MATCH(\"CO2 Emissions Factor (kg CO2 produced/GJ feed)\",key_MPTable,0),FALSE)*$E40*$F40)","v":""},{"$f":"IF($B103=\"\",\"\",VLOOKUP($B103,MASTER_PROPERTY_TABLE,MATCH(\"CH4 Emissions Factor (kg CH4 produced/GJ or mmBtu feed)\",key_MPTable,0),FALSE)*$E40*$F40)","v":""},{"$f":"IF($B103=\"\",\"\",VLOOKUP($B103,MASTER_PROPERTY_TABLE,MATCH(\"N2O Emissions Factor (kg N2O produced/GJ or mmBtu feed)\",key_MPTable,0),FALSE)*$E40*$F40)","v":""},{"$f":"IF($B103=\"\",\"\",$C103*GHG_CO2_factor+$D103*GHG_CH4_factor+$E103*GHG_N2O_factor)","v":""}]
[null,"Carbon Sequestration"]
[null,{"$f":"B42","v":""},{"$f":"IF($B105=\"\",\"\",VLOOKUP($B105,MASTER_PROPERTY_TABLE,MATCH(\"CO2 Emissions Factor (kg CO2 produced/GJ feed)\",key_MPTable,0),FALSE)*$E42*$F42)","v":""},{"$f":"IF($B105=\"\",\"\",VLOOKUP($B105,MASTER_PROPERTY_TABLE,MATCH(\"CH4 Emissions Factor (kg CH4 produced/GJ or mmBtu feed)\",key_MPTable,0),FALSE)*$E42*$F42)","v":""},{"$f":"IF($B105=\"\",\"\",VLOOKUP($B105,MASTER_PROPERTY_TABLE,MATCH(\"N2O Emissions Factor (kg N2O produced/GJ or mmBtu feed)\",key_MPTable,0),FALSE)*$E42*$F42)","v":""},{"$f":"IF($B105=\"\",\"\",$C105*GHG_CO2_factor+$D105*GHG_CH4_factor+$E105*GHG_N2O_factor)","v":""}]
[]
[]
[null,"Upstream GHG Emissions (kg/kg H2) based on GREET.NET 2017"]
[null,"Feedstock","CO2","CH4","N2O","Total GHG (CO2 eq)"]
[null,{"$f":"B32","v":"Industrial Natural Gas"},{"$f":"IF($B110=\"\",\"\",$C32*VLOOKUP($B110,Tbl_Emissions,6,FALSE))","v":0.9446891999999999},{"$f":"IF($B110=\"\",\"\",$C32*VLOOKUP($B110,Tbl_Emissions,7,FALSE))","v":3.0385088760000002E-2},{"$f":"IF($B110=\"\",\"\",$C32*VLOOKUP($B110,Tbl_Emissions,8,FALSE))","v":1.4170703733333329E-4},{"$f":"IF($B110=\"\",\"\",$C110*GHG_CO2_factor+$D110*GHG_CH4_factor+$E110*GHG_N2O_factor)","v":1.7465451161253334}]
[null,{"$f":"B33","v":""},{"$f":"IF($B111=\"\",\"\",$C33*VLOOKUP($B111,Tbl_Emissions,6,FALSE))","v":""},{"$f":"IF($B111=\"\",\"\",$C33*VLOOKUP($B111,Tbl_Emissions,7,FALSE))","v":""},{"$f":"IF($B111=\"\",\"\",$C33*VLOOKUP($B111,Tbl_Emissions,8,FALSE))","v":""},{"$f":"IF($B111=\"\",\"\",$C111*GHG_CO2_factor+$D111*GHG_CH4_factor+$E111*GHG_N2O_factor)","v":""}]
[null,{"$f":"B34","v":""},{"$f":"IF($B112=\"\",\"\",$C34*VLOOKUP($B112,Tbl_Emissions,6,FALSE))","v":""},{"$f":"IF($B112=\"\",\"\",$C34*VLOOKUP($B112,Tbl_Emissions,7,FALSE))","v":""},{"$f":"IF($B112=\"\",\"\",$C34*VLOOKUP($B112,Tbl_Emissions,8,FALSE))","v":""},{"$f":"IF($B112=\"\",\"\",$C112*GHG_CO2_factor+$D112*GHG_CH4_factor+$E112*GHG_N2O_factor)","v":""}]
[null,{"$f":"B35","v":""},{"$f":"IF($B113=\"\",\"\",$C35*VLOOKUP($B113,Tbl_Emissions,6,FALSE))","v":""},{"$f":"IF($B113=\"\",\"\",$C35*VLOOKUP($B113,Tbl_Emissions,7,FALSE))","v":""},{"$f":"IF($B113=\"\",\"\",$C35*VLOOKUP($B113,Tbl_Emissions,8,FALSE))","v":""},{"$f":"IF($B113=\"\",\"\",$C113*GHG_CO2_factor+$D113*GHG_CH4_factor+$E113*GHG_N2O_factor)","v":""}]
[null,"Utility"]
[null,{"$f":"B37","v":"Industrial Electricity"},{"$f":"IF($B115=\"\",\"\",$C37*VLOOKUP($B115,Tbl_Emissions,6,FALSE))","v":0.27158159999999998},{"$f":"IF($B115=\"\",\"\",$C37*VLOOKUP($B115,Tbl_Emissions,7,FALSE))","v":4.4184527999999997E-4},{"$f":"IF($B115=\"\",\"\",$C37*VLOOKUP($B115,Tbl_Emissions,8,FALSE))","v":3.8783759999999993E-6},{"$f":"IF($B115=\"\",\"\",$C115*GHG_CO2_factor+$D115*GHG_CH4_factor+$E115*GHG_N2O_factor)","v":0.28378348804799997}]
[null,{"$f":"B38","v":""},{"$f":"IF($B116=\"\",\"\",$C38*VLOOKUP($B116,Tbl_Emissions,6,FALSE))","v":""},{"$f":"IF($B116=\"\",\"\",$C38*VLOOKUP($B116,Tbl_Emissions,7,FALSE))","v":""},{"$f":"IF($B116=\"\",\"\",$C38*VLOOKUP($B116,Tbl_Emissions,8,FALSE))","v":""},{"$f":"IF($B116=\"\",\"\",$C116*GHG_CO2_factor+$D116*GHG_CH4_factor+$E116*GHG_N2O_factor)","v":""}]
[null,{"$f":"B39","v":""},{"$f":"IF($B117=\"\",\"\",$C39*VLOOKUP($B117,Tbl_Emissions,6,FALSE))","v":""},{"$f":"IF($B117=\"\",\"\",$C39*VLOOKUP($B117,Tbl_Emissions,7,FALSE))","v":""},{"$f":"IF($B117=\"\",\"\",$C39*VLOOKUP($B117,Tbl_Emissions,8,FALSE))","v":""},{"$f":"IF($B117=\"\",\"\",$C117*GHG_CO2_factor+$D117*GHG_CH4_factor+$E117*GHG_N2O_factor)","v":""}]
[null,{"$f":"B40","v":""},{"$f":"IF($B118=\"\",\"\",$C40*VLOOKUP($B118,Tbl_Emissions,6,FALSE))","v":""},{"$f":"IF($B118=\"\",\"\",$C40*VLOOKUP($B118,Tbl_Emissions,7,FALSE))","v":""},{"$f":"IF($B118=\"\",\"\",$C40*VLOOKUP($B118,Tbl_Emissions,8,FALSE))","v":""},{"$f":"IF($B118=\"\",\"\",$C118*GHG_CO2_factor+$D118*GHG_CH4_factor+$E118*GHG_N2O_factor)","v":""}]
[null,"Carbon Sequestration"]
[null,{"$f":"B42","v":""},{"$f":"IF($B120=\"\",\"\",$C42*VLOOKUP($B120,Tbl_Emissions,6,FALSE))","v":""},{"$f":"IF($B120=\"\",\"\",$C42*VLOOKUP($B120,Tbl_Emissions,7,FALSE))","v":""},{"$f":"IF($B120=\"\",\"\",$C42*VLOOKUP($B120,Tbl_Emissions,8,FALSE))","v":""},{"$f":"IF($B120=\"\",\"\",$C120*GHG_CO2_factor+$D120*GHG_CH4_factor+$E120*GHG_N2O_factor)","v":""}]
[null,"TOTAL",{"$f":"SUM(C110:C120)","v":1.2162707999999998},{"$f":"SUM(D110:D120)","v":3.082693404E-2},{"$f":"SUM(E110:E120)","v":1.455854133333333E-4},{"$f":"SUM(F110:F120)","v":2.0303286041733335}]

{"sheet":"Tornado Charts & Risk Analysis","index":9,"n_rows":2250,"n_cols":25,"rows_kept":2250,"cut":false,"hidden":false,"merged":[[11,15,11,16],[11,17,11,20],[10,1,10,2]]}
[]
[null,"Parameter","Nominal","Enter deviation % for lowering H2 cost","Enter deviation % for increasing H2 cost","Price-decreasing factor","Price-increasing factor","Price-decreasing value","Price-increasing value"]
[null,"Operating Capacity Factor",{"$f":"+cap_factor","v":0.9},0.05,0.05,{"$f":"1+D3","v":1.05},{"$f":"1-E3","v":0.95},{"$f":"+C3*F3","v":0.94500000000000006},{"$f":"+C3*G3","v":0.85499999999999998}]
[null,{"$f":"+Input_Sheet_Template!B26","v":"Plant Design Capacity (kg of H2/day)"},{"$f":"+design_cap","v":379387},0.05,0.05,{"$f":"1+D4","v":1.05},{"$f":"1-E4","v":0.95},398356.35000000003,360417.64999999997]
[null,"After-tax Real IRR",{"$f":"+real_irr","v":0.08},0.05,0.05,{"$f":"1-D5","v":0.95},{"$f":"1+E5","v":1.05},7.5999999999999998E-2,8.4000000000000005E-2]
[null,"Feedstock Consumption (% of baseline)",1,0.05,0.05,{"$f":"1-D6","v":0.95},{"$f":"1+E6","v":1.05},0.95,1.05]
[null,"Utilities Consumption (% of baseline)",1,0.05,0.05,{"$f":"1-D7","v":0.95},1.05,0.95,1.05]
[null,"Total Capital Investment",{"$f":"+total_cap","v":186511105.16343465},0.05,0.05,{"$f":"1-D8","v":0.95},1.05,177185549.90526292,195836660.42160639]
[null,"Total Fixed Operating Cost",{"$f":"+fixed","v":7399368.537091447},0.05,0.05,{"$f":"1-D9","v":0.95},1.05,7029400.1102368748,7769336.9639460193]
[]
[null,"Run Risk Analysis (note: Risk analysis could take ~5 min to run)?",null,"Yes",{"$f":"IF(RunRiskAnalysis=\"Yes\",\"          Please click Update Charts and Risk Analysis button before using results below\",\"\")","v":"          Please click Update Charts and Risk Analysis button before using results below"}]
[null,null,null,null,null,null,null,null,null,null,null,null,null,null,null,"Risk variable to plot",null,"Cost of hydrogen ($/kg)"]
[null,null,null,null,null,null,null,null,null,null,null,null,null,null,null,null,null,null,null,null,null,"Percentile","Value"]
[null,null,null,null,null,null,null,null,null,null,null,null,null,null,null,null,null,null,null,null,null,0,{"$f":"+MIN(OFFSET($B$251:$B$2250,0,$C$194))*$C$198","v":1.2563646550221275}]
[null,null,null,null,null,null,null,null,null,null,null,null,null,null,null,null,null,null,null,null,null,0.05,{"$f":"+PERCENTILE(OFFSET($B$251:$B$2250,0,$C$194),V15)*$C$198","v":1.2777382174430514}]
[null,null,null,null,null,null,null,null,null,null,null,null,null,null,null,null,null,null,null,null,null,{"$f":"+V15+0.05","v":0.1},1.285512060725053]
[null,null,null,null,null,null,null,null,null,null,null,null,null,null,null,null,null,null,null,null,null,0.15000000000000002,1.2912123021371049]
[null,null,null,null,null,null,null,null,null,null,null,null,null,null,null,null,null,null,null,null,null,0.2,1.2961055977352998]
[null,null,null,null,null,null,null,null,null,null,null,null,null,null,null,null,null,null,null,null,null,0.25,1.3005126527996547]
[null,null,null,null,null,null,null,null,null,null,null,null,null,null,null,null,null,null,null,null,null,0.3,1.3039767747097031]
[null,null,null,null,null,null,null,null,null,null,null,null,null,null,null,null,null,null,null,null,null,0.35,1.3064993626558952]
[null,null,null,null,null,null,null,null,null,null,null,null,null,null,null,null,null,null,null,null,null,0.39999999999999997,1.3093915994490761]
[null,null,null,null,null,null,null,null,null,null,null,null,null,null,null,null,null,null,null,null,null,0.44999999999999996,1.3123722198406531]
[null,null,null,null,null,null,null,null,null,null,null,null,null,null,null,null,null,null,null,null,null,0.49999999999999994,1.3148207419505618]
[null,null,null,null,null,null,null,null,null,null,null,null,null,null,null,null,null,null,null,null,null,0.54999999999999993,1.3180359302429154]
[null,null,null,null,null,null,null,null,null,null,null,null,null,null,null,null,null,null,null,null,null,0.6,1.3209440834188269]
[null,null,null,null,null,null,null,null,null,null,null,null,null,null,null,null,null,null,null,null,null,0.65,1.323757298782327]
[null,null,null,null,null,null,null,null,null,null,null,null,null,null,null,null,null,null,null,null,null,0.70000000000000007,1.327677950381696]
[null,null,null,null,null,null,null,null,null,null,null,null,null,null,null,null,null,null,null,null,null,0.75000000000000011,1.3322137060870571]
[null,null,null,null,null,null,null,null,null,null,null,null,null,null,null,null,null,null,null,null,null,0.80000000000000016,1.3363119221703939]
[null,null,null,null,null,null,null,null,null,null,null,null,null,null,null,null,null,null,null,null,null,0.8500000000000002,1.340556593931816]
[null,null,null,null,null,null,null,null,null,null,null,null,null,null,null,null,null,null,null,null,null,0.90000000000000024,1.346330780047762]
[null,null,null,null,null,null,null,null,null,null,null,null,null,null,null,null,null,null,null,null,null,0.95000000000000029,1.3546513669630149]
[null,null,null,null,null,null,null,null,null,null,null,null,null,null,null,null,null,null,null,null,null,1,{"$f":"+MAX(OFFSET($B$251:$B$2250,0,$C$194))*$C$198","v":1.3772866180476615}]
[]
[]
[]
[]
[]
[]
[]
[]
[]
[]
[null,"No user interactions below this row"]
[]
[null,"Displayed case"]
[null,1,{"$f":"+OFFSET(C50,$B$48,0)","v":1},1,1,{"$f":"+OFFSET(F50,$B$48,0)","v":1},{"$f":"+OFFSET(G50,$B$48,0)","v":1},{"$f":"+OFFSET(H50,$B$48,0)","v":1},{"$f":"+OFFSET(I50,$B$48,0)","v":1},null,{"$f":"+'Cash Flow Analysis'!F118","v":1.3158315472358189},{"$f":"+'Cash Flow Analysis'!Q118","v":0},{"$f":"+'Cash Flow Analysis'!L118","v":6.0102079727676302E-4},{"$f":"+'Cash Flow Analysis'!H117","v":5.5266169313149496E-2},{"$f":"+'Cash Flow Analysis'!I117","v":7.7619458215004659E-3},{"$f":"+'Cash Flow Analysis'!J117","v":1.6240608594085239E-2},{"$f":"+'Cash Flow Analysis'!K117","v":4.4939791076757435E-4},{"$f":"+'Cash Flow Analysis'!M117","v":5.9924728859570725E-4},{"$f":"+'Cash Flow Analysis'!N117","v":6.0570412267480507E-2},{"$f":"+'Cash Flow Analysis'!O117","v":1.0323787971615324},{"$f":"+'Cash Flow Analysis'!P117","v":0},{"$f":"+'Cash Flow Analysis'!R117","v":9.7719295943352394E-2},{"$f":"+'Cash Flow Analysis'!S117","v":3.6306116293509466E-2},{"$f":"+'Cash Flow Analysis'!X117","v":7.5096238613796707E-3},{"$f":"+'Cash Flow Analysis'!Z117","v":1.6309535777419199E-3}]
[]
[null,"Case","Operating capacity factor","Plant design capacity (kg of H2/day)","After-tax real IRR (%)","Feedstock consumption (% of most likely value)","Utilities consumption (% of most likely value)","Total capital investment ($)","Total fixed operating cost ($/year)",null,"Cost of hydrogen ($/kg)","Revenue from byproduct sales ($/kg)","Salvage value ($/kg)","Initial equity depreciable capital ($/kg)","Yearly replacement costs ($/kg)","Cash from working capital reserve ($/kg)","Other non-depreciable capital costs ($/kg)","Decommissioning costs ($/kg)","Fixed operating cost ($/kg)","Feedstock cost ($/kg)","Other raw material cost ($/kg)","Other variable operating costs ($/kg)","Debt interest ($/kg)","Taxes ($/kg)","Principal payment ($/kg)"]
[null,1,1,1,1,1,1,1,1,null,1.3158315472358189,0,6.0102079727676302E-4,5.5266169313149496E-2,7.7619458215004659E-3,1.6240608594085239E-2,4.4939791076757435E-4,5.9924728859570725E-4,6.0570412267480507E-2,1.0323787971615324,0,9.7719295943352394E-2,3.6306116293509466E-2,7.5096238613796707E-3,1.6309535777419199E-3]
[null,{"$f":"+B51+1","v":2},{"$f":"+F3","v":1.05},1,1,1,1,1,1,null,1.3067736916690487,0,5.7240075931120292E-4,5.2634446964904276E-2,7.3923293538099679E-3,1.6185141701957721E-2,4.2799801025483265E-4,5.7071170342448305E-4,5.7686106921410005E-2,1.0323787971615324,0,9.6539158251886595E-2,3.4577253612866149E-2,7.4008596246535564E-3,1.5532891216589713E-3]
[null,{"$f":"+B52+1","v":3},{"$f":"+G3","v":0.95},1,1,1,1,1,1,null,1.3258428612833015,0,6.3265347081764524E-4,5.817491506647314E-2,8.1704692857899625E-3,1.6301914106436721E-2,4.7305043238692035E-4,6.307866195744287E-4,6.375832870261107E-2,1.0323787971615319,0,9.902365865497248E-2,3.8216964519483636E-2,7.6298369651294946E-3,1.7167932397283365E-3]
[null,4,1,{"$f":"+F4","v":1.05},1,1,1,1,1,null,1.3122440885996933,0,5.8940495240654596E-4,5.4198047790198149E-2,7.6119317804521358E-3,1.621928654117042E-2,4.407124602139028E-4,5.8766572007966735E-4,5.9007997893940803E-2,1.0323787971615324,0,9.7719295943352408E-2,3.560443306288532E-2,7.4658928321691097E-3,1.5994323661042945E-3]
[null,5,1,{"$f":"+G4","v":0.95},1,1,1,1,1,null,1.319695682762946,0,6.1347950453091672E-4,5.6411795267610372E-2,7.922845096784854E-3,1.6263697116477172E-2,4.5871359008557857E-4,6.116692323542049E-4,6.2262268084227745E-2,1.0323787971615324,0,9.7719295943352449E-2,3.7058714666952805E-2,7.5566040943380692E-3,1.6647620137598912E-3]
[null,6,1,1,{"$f":"+F5","v":0.95},1,1,1,1,null,1.3128499129124052,0,6.6642914449063437E-4,5.2674233231365448E-2,7.7497222141576739E-3,1.5651153285881739E-2,4.2639607246159413E-4,6.6446262706159036E-4,6.0521774595846796E-2,1.0339044722805637,0,9.7664077180831033E-2,3.5668404314729105E-2,6.7831980231811721E-3,1.8084482308155067E-3]
[null,7,1,1,{"$f":"+G5","v":1.05},1,1,1,1,null,1.3189847434874717,0,5.4159599348299408E-4,5.790685701536278E-2,7.7742656406916523E-3,1.682510819902271E-2,4.7298690136872033E-4,5.3999783714561071E-4,6.0619432765571073E-2,1.030927595852317,0,9.7775641865214966E-2,3.6948341879524206E-2,8.2664154222635861E-3,1.4696961024711786E-3]
[null,8,1,1,1,{"$f":"+F6","v":0.95},1,1,1,null,1.2632645525367054,0,6.0102079727676302E-4,5.5266169313149496E-2,7.7619458215004659E-3,1.5536583069130654E-2,4.4939791076757435E-4,5.9924728859570725E-4,6.0570412267480507E-2,0.98075985730345538,0,9.7719295943352394E-2,3.6306116293509466E-2,7.2655945452964809E-3,1.6309535777419199E-3]
[null,9,1,1,1,{"$f":"+G6","v":1.05},1,1,1,null,1.3683985419349336,0,6.0102079727676302E-4,5.5266169313149496E-2,7.7619458215004659E-3,1.694463411903983E-2,4.4939791076757435E-4,5.9924728859570725E-4,6.0570412267480507E-2,1.083997737019609,0,9.7719295943352394E-2,3.6306116293509466E-2,7.7536531774629099E-3,1.6309535777419199E-3]
[null,10,1,1,1,1,{"$f":"+F7","v":0.95},1,1,null,1.3133682561254809,0,6.0102079727676302E-4,5.5266169313149496E-2,7.7619458215004659E-3,1.6207601951771823E-2,4.4939791076757435E-4,5.9924728859570725E-4,6.0570412267480507E-2,1.0323787971615324,0,9.5300452237153138E-2,3.6306116293509466E-2,7.4981830995544023E-3,1.6309535777419199E-3]
[null,11,1,1,1,1,{"$f":"+G6","v":1.05},1,1,null,1.3182948383461572,0,6.0102079727676302E-4,5.5266169313149496E-2,7.7619458215004659E-3,1.627361523639867E-2,4.4939791076757435E-4,5.9924728859570725E-4,6.0570412267480507E-2,1.0323787971615324,0,0.10013813964955169,3.6306116293509466E-2,7.5210646232050614E-3,1.6309535777419199E-3]
[null,12,1,1,1,1,1,{"$f":"+F8","v":0.95},1,null,1.3095838188313211,0,5.7096975741292497E-4,5.2494682668557308E-2,7.7619458215004659E-3,1.6219773121390193E-2,4.4939791076757435E-4,5.691962487318692E-4,5.9043652993958314E-2,1.0323787971615324,0,9.7719295943352394E-2,3.4485437971219252E-2,7.4834441941678135E-3,1.5491645535551813E-3]
[null,13,1,1,1,1,1,{"$f":"+G8","v":1.05},1,null,1.322079275640317,0,6.3107183714060096E-4,5.8037655957741678E-2,7.7619458215004659E-3,1.626144406678029E-2,4.4939791076757435E-4,6.2929832845954518E-4,6.2097171541002687E-2,1.0323787971615324,0,9.7719295943352394E-2,3.8126794615799674E-2,7.5358035285915878E-3,1.7127426019286583E-3]
[null,14,1,1,1,1,1,1,{"$f":"+F9","v":0.95},null,1.3127473710850819,0,6.0102079727676302E-4,5.5266169313149496E-2,7.7619458215004659E-3,1.6199278792039386E-2,4.4939791076757435E-4,5.9924728859570725E-4,5.7541891654106489E-2,1.0323787971615324,0,9.7719295943352394E-2,3.6306116293509466E-2,7.4952981260624236E-3,1.6309535777419199E-3]
[null,15,1,1,1,1,1,1,{"$f":"+G9","v":1.05},null,1.3189157233865563,0,6.0102079727676302E-4,5.5266169313149496E-2,7.7619458215004659E-3,1.6281938396131103E-2,4.4939791076757435E-4,5.9924728859570725E-4,6.3598932880854525E-2,1.0323787971615324,0,9.7719295943352394E-2,3.6306116293509466E-2,7.5239495966969681E-3,1.6309535777419199E-3]
[null,16,{"$f":"(C$72=1)*$F$3\n+(C$72=2)\n+(C$72=3)\n+(C$72=4)\n+(C$72=5)","v":1},1,1,{"$f":"(F$72=1)*$F$6\n+(F$72=2)\n+(F$72=3)\n+(F$72=4)\n+(F$72=5)","v":0.95},{"$f":"(G$72=1)*$F$7\n+(G$72=2)\n+(G$72=3)\n+(G$72=4)\n+(G$72=5)","v":1},{"$f":"(H$72=1)*$F$8\n+(H$72=2)\n+(H$72=3)\n+(H$72=4)\n+(H$72=5)","v":1},{"$f":"(I$72=1)*$F$9\n+(I$72=2)\n+(I$72=3)\n+(I$72=4)\n+(I$72=5)","v":1},null,1.2632645525367054,0,6.0102079727676302E-4,5.5266169313149496E-2,7.7619458215004659E-3,1.5536583069130654E-2,4.4939791076757435E-4,5.9924728859570725E-4,6.0570412267480507E-2,0.98075985730345538,0,9.7719295943352394E-2,3.6306116293509466E-2,7.2655945452964809E-3,1.6309535777419199E-3]
[null,17,{"$f":"(C$72=1)*$F$3\n+(C$72=2)*$F$3\n+(C$72=3)\n+(C$72=4)\n+(C$72=5)","v":1.05},1,1,{"$f":"(F$72=1)*$F$6\n+(F$72=2)*$F$6\n+(F$72=3)\n+(F$72=4)\n+(F$72=5)","v":0.95},{"$f":"(G$72=1)*$F$7\n+(G$72=2)*$F$7\n+(G$72=3)\n+(G$72=4)\n+(G$72=5)","v":1},{"$f":"(H$72=1)*$F$8\n+(H$72=2)*$F$8\n+(H$72=3)\n+(H$72=4)\n+(H$72=5)","v":1},{"$f":"(I$72=1)*$F$9\n+(I$72=2)*$F$9\n+(I$72=3)\n+(I$72=4)\n+(I$72=5)","v":1},null,1.2542066969699335,0,5.7240075931120292E-4,5.2634446964904276E-2,7.3923293538099679E-3,1.5481116177003122E-2,4.2799801025483265E-4,5.7071170342448305E-4,5.7686106921410005E-2,0.98075985730345561,0,9.6539158251886595E-2,3.4577253612866149E-2,7.1568303085703389E-3,1.5532891216589713E-3]
[null,18,{"$f":"(C$72=1)*$F$3\n+(C$72=2)*$F$3\n+(C$72=3)*$F$3\n+(C$72=4)\n+(C$72=5)","v":1.05},1,1,{"$f":"(F$72=1)*$F$6\n+(F$72=2)*$F$6\n+(F$72=3)*$F$6\n+(F$72=4)\n+(F$72=5)","v":0.95},{"$f":"(G$72=1)*$F$7\n+(G$72=2)*$F$7\n+(G$72=3)*$F$7\n+(G$72=4)\n+(G$72=5)","v":1},{"$f":"(H$72=1)*$F$8\n+(H$72=2)*$F$8\n+(H$72=3)*$F$8\n+(H$72=4)\n+(H$72=5)","v":0.95},{"$f":"(I$72=1)*$F$9\n+(I$72=2)*$F$9\n+(I$72=3)*$F$9\n+(I$72=4)\n+(I$72=5)","v":1},null,1.2482564794418398,0,5.4378072134564272E-4,4.999493587481648E-2,7.3923293538099679E-3,1.5461272869674509E-2,4.2799801025483265E-4,5.4209166545892307E-4,5.6232050470436494E-2,0.98075985730345561,0,9.6539158251886595E-2,3.284327425830405E-2,7.1318972921780863E-3,1.4753948129096965E-3]
[null,19,{"$f":"(C$72=1)*$F$3\n+(C$72=2)*$F$3\n+(C$72=3)*$F$3\n+(C$72=4)*$F$3\n+(C$72=5)","v":1.05},1,1,{"$f":"(F$72=1)*$F$6\n+(F$72=2)*$F$6\n+(F$72=3)*$F$6\n+(F$72=4)*$F$6\n+(F$72=5)","v":0.95},{"$f":"(G$72=1)*$F$7\n+(G$72=2)*$F$7\n+(G$72=3)*$F$7\n+(G$72=4)*$F$7\n+(G$72=5)","v":1},{"$f":"(H$72=1)*$F$8\n+(H$72=2)*$F$8\n+(H$72=3)*$F$8\n+(H$72=4)*$F$8\n+(H$72=5)","v":0.95},{"$f":"(I$72=1)*$F$9\n+(I$72=2)*$F$9\n+(I$72=3)*$F$9\n+(I$72=4)*$F$9\n+(I$72=5)","v":0.95},null,1.2453932077143497,0,5.4378072134564272E-4,4.999493587481648E-2,7.3923293538099679E-3,1.5422903318806797E-2,4.2799801025483265E-4,5.4209166545892307E-4,5.3420447946914626E-2,0.98075985730345561,0,9.6539158251886595E-2,3.284327425830405E-2,7.1185976390763283E-3,1.4753948129096965E-3]
[null,20,{"$f":"(C$72=1)*$F$3\n+(C$72=2)*$F$3\n+(C$72=3)*$F$3\n+(C$72=4)*$F$3\n+(C$72=5)*$F$3","v":1.05},1,1,{"$f":"(F$72=1)*$F$6\n+(F$72=2)*$F$6\n+(F$72=3)*$F$6\n+(F$72=4)*$F$6\n+(F$72=5)*$F$6","v":0.95},{"$f":"(G$72=1)*$F$7\n+(G$72=2)*$F$7\n+(G$72=3)*$F$7\n+(G$72=4)*$F$7\n+(G$72=5)*$F$7","v":0.95},{"$f":"(H$72=1)*$F$8\n+(H$72=2)*$F$8\n+(H$72=3)*$F$8\n+(H$72=4)*$F$8\n+(H$72=5)*$F$8","v":0.95},{"$f":"(I$72=1)*$F$9\n+(I$72=2)*$F$9\n+(I$72=3)*$F$9\n+(I$72=4)*$F$9\n+(I$72=5)*$F$9","v":0.95},null,1.2429299166040118,0,5.4378072134564272E-4,4.999493587481648E-2,7.3923293538099679E-3,1.5389896676493361E-2,4.2799801025483265E-4,5.4209166545892307E-4,5.3420447946914626E-2,0.98075985730345561,0,9.4120314545687339E-2,3.284327425830405E-2,7.1071568772510417E-3,1.4753948129096965E-3]
[]
[null,"Waterfall Chart Priority",{"$f":"6-RANK($N$101,($N$101,$N$104:$N$107))","v":2},null,null,{"$f":"6-RANK($N$104,($N$101,$N$104:$N$107))","v":1},{"$f":"6-RANK($N$105,($N$101,$N$104:$N$107))","v":5},{"$f":"6-RANK($N$106,($N$101,$N$104:$N$107))","v":3},{"$f":"6-RANK($N$107,($N$101,$N$104:$N$107))","v":4}]
[]
[null,"Visualization data formatting"]
[]
[null,"parameter","level","Chart titles","Revenue from Hydrogen Sales","Revenue from Byproduct Sales","Salvage Value","Initial Equity Depreciable Capital","Yearly Replacement Costs","Cash for Working Capital Reserve","Other Non-Depreciable Capital Costs","Decommissioning Costs","Fixed Operating Cost","Feedstock Cost","Other Raw Material Cost","Other Variable Operating Costs","Debt Interest","Taxes","Principal Payment"]
[null,{"$f":"+$B$3","v":"Operating Capacity Factor"},{"$f":"+H3","v":0.94500000000000006},{"$f":"+B77&\" = \"&C77*100&\"%\"","v":"Operating Capacity Factor = 94.5%"},{"$f":"+K52","v":1.3067736916690487},0,5.7240075931120292E-4,5.2634446964904276E-2,7.3923293538099679E-3,1.6185141701957721E-2,4.2799801025483265E-4,5.7071170342448305E-4,5.7686106921410005E-2,1.0323787971615324,0,9.6539158251886595E-2,3.4577253612866149E-2,7.4008596246535564E-3,1.5532891216589713E-3]
[null,{"$f":"+$B$3","v":"Operating Capacity Factor"},{"$f":"+C3","v":0.9},{"$f":"+B78&\" = \"&C78*100&\"%\"","v":"Operating Capacity Factor = 90%"},{"$f":"+K$51","v":1.3158315472358189},0,6.0102079727676302E-4,5.5266169313149496E-2,7.7619458215004659E-3,1.6240608594085239E-2,4.4939791076757435E-4,5.9924728859570725E-4,6.0570412267480507E-2,1.0323787971615324,0,9.7719295943352394E-2,3.6306116293509466E-2,7.5096238613796707E-3,1.6309535777419199E-3]
[null,"Operating Capacity Factor",{"$f":"+I3","v":0.85499999999999998},"Operating Capacity Factor = 85.5%",{"$f":"+K53","v":1.3258428612833015},0,6.3265347081764524E-4,5.817491506647314E-2,8.1704692857899625E-3,1.6301914106436721E-2,4.7305043238692035E-4,6.307866195744287E-4,6.375832870261107E-2,1.0323787971615319,0,9.902365865497248E-2,3.8216964519483636E-2,7.6298369651294946E-3,1.7167932397283365E-3]
[null,{"$f":"+$B$4","v":"Plant Design Capacity (kg of H2/day)"},{"$f":"ROUND(H4,0)","v":398356},{"$f":"+B80&\" = \"&TEXT(C80,\"0,000\")","v":"Plant Design Capacity (kg of H2/day) = 398,356"},1.3122440885996933,0,5.8940495240654596E-4,5.4198047790198149E-2,7.6119317804521358E-3,1.621928654117042E-2,4.407124602139028E-4,5.8766572007966735E-4,5.9007997893940803E-2,1.0323787971615324,0,9.7719295943352408E-2,3.560443306288532E-2,7.4658928321691097E-3,1.5994323661042945E-3]
[null,{"$f":"+$B$4","v":"Plant Design Capacity (kg of H2/day)"},{"$f":"+ROUND(C4,0)","v":379387},{"$f":"+B81&\" = \"&TEXT(C81,\"0,000\")","v":"Plant Design Capacity (kg of H2/day) = 379,387"},{"$f":"+K$51","v":1.3158315472358189},0,6.0102079727676302E-4,5.5266169313149496E-2,7.7619458215004659E-3,1.6240608594085239E-2,4.4939791076757435E-4,5.9924728859570725E-4,6.0570412267480507E-2,1.0323787971615324,0,9.7719295943352394E-2,3.6306116293509466E-2,7.5096238613796707E-3,1.6309535777419199E-3]
[null,"Plant Design Capacity (kg of H2/day)",{"$f":"ROUND(I4,0)","v":360418},"Plant Design Capacity (kg of H2/day) = 360,418",{"$f":"+K55","v":1.319695682762946},0,6.1347950453091672E-4,5.6411795267610372E-2,7.922845096784854E-3,1.6263697116477172E-2,4.5871359008557857E-4,6.116692323542049E-4,6.2262268084227745E-2,1.0323787971615324,0,9.7719295943352449E-2,3.7058714666952805E-2,7.5566040943380692E-3,1.6647620137598912E-3]
[null,{"$f":"+$B$5","v":"After-tax Real IRR"},{"$f":"+ROUND(H5,2)","v":0.08},{"$f":"+B83&\" = \"&C83*100&\"%\"","v":"After-tax Real IRR = 8%"},1.3128499129124052,0,6.6642914449063437E-4,5.2674233231365448E-2,7.7497222141576739E-3,1.5651153285881739E-2,4.2639607246159413E-4,6.6446262706159036E-4,6.0521774595846796E-2,1.0339044722805637,0,9.7664077180831033E-2,3.5668404314729105E-2,6.7831980231811721E-3,1.8084482308155067E-3]
[null,{"$f":"+$B$5","v":"After-tax Real IRR"},{"$f":"ROUND(C5,2)","v":0.08},"After-tax Real IRR = 8%",{"$f":"+K$51","v":1.3158315472358189},0,6.0102079727676302E-4,5.5266169313149496E-2,7.7619458215004659E-3,1.6240608594085239E-2,4.4939791076757435E-4,5.9924728859570725E-4,6.0570412267480507E-2,1.0323787971615324,0,9.7719295943352394E-2,3.6306116293509466E-2,7.5096238613796707E-3,1.6309535777419199E-3]
[null,"After-tax Real IRR",{"$f":"ROUND(I5,2)","v":0.08},"After-tax Real IRR = 8%",{"$f":"+K57","v":1.3189847434874717},0,5.4159599348299408E-4,5.790685701536278E-2,7.7742656406916523E-3,1.682510819902271E-2,4.7298690136872033E-4,5.3999783714561071E-4,6.0619432765571073E-2,1.030927595852317,0,9.7775641865214966E-2,3.6948341879524206E-2,8.2664154222635861E-3,1.4696961024711786E-3]
[null,{"$f":"+$B$6","v":"Feedstock Consumption (% of baseline)"},{"$f":"+ROUND(H6,3)","v":0.95},{"$f":"+B86&\" = \"&C86*100&\"%\"","v":"Feedstock Consumption (% of baseline) = 95%"},1.2632645525367054,0,6.0102079727676302E-4,5.5266169313149496E-2,7.7619458215004659E-3,1.5536583069130654E-2,4.4939791076757435E-4,5.9924728859570725E-4,6.0570412267480507E-2,0.98075985730345538,0,9.7719295943352394E-2,3.6306116293509466E-2,7.2655945452964809E-3,1.6309535777419199E-3]
[null,{"$f":"+$B$6","v":"Feedstock Consumption (% of baseline)"},{"$f":"+ROUND(C6,3)","v":1},{"$f":"+B87&\" = \"&C87*100&\"%\"","v":"Feedstock Consumption (% of baseline) = 100%"},{"$f":"+K$51","v":1.3158315472358189},0,6.0102079727676302E-4,5.5266169313149496E-2,7.7619458215004659E-3,1.6240608594085239E-2,4.4939791076757435E-4,5.9924728859570725E-4,6.0570412267480507E-2,1.0323787971615324,0,9.7719295943352394E-2,3.6306116293509466E-2,7.5096238613796707E-3,1.6309535777419199E-3]
[null,"Feedstock Consumption (% of baseline)",{"$f":"+ROUND(I6,3)","v":1.05},{"$f":"+B88&\" = \"&C88*100&\"%\"","v":"Feedstock Consumption (% of baseline) = 105%"},{"$f":"+K59","v":1.3683985419349336},0,6.0102079727676302E-4,5.5266169313149496E-2,7.7619458215004659E-3,1.694463411903983E-2,4.4939791076757435E-4,5.9924728859570725E-4,6.0570412267480507E-2,1.083997737019609,0,9.7719295943352394E-2,3.6306116293509466E-2,7.7536531774629099E-3,1.6309535777419199E-3]
[null,{"$f":"+$B$7","v":"Utilities Consumption (% of baseline)"},{"$f":"+ROUND(H7,3)","v":0.95},{"$f":"+B89&\" = \"&C89*100&\"%\"","v":"Utilities Consumption (% of baseline) = 95%"},1.3133682561254809,0,6.0102079727676302E-4,5.5266169313149496E-2,7.7619458215004659E-3,1.6207601951771823E-2,4.4939791076757435E-4,5.9924728859570725E-4,6.0570412267480507E-2,1.0323787971615324,0,9.5300452237153138E-2,3.6306116293509466E-2,7.4981830995544023E-3,1.6309535777419199E-3]
[null,{"$f":"+$B$7","v":"Utilities Consumption (% of baseline)"},{"$f":"+ROUND(C7,3)","v":1},"Utilities Consumption (% of baseline) = 100%",{"$f":"+K$51","v":1.3158315472358189},{"$f":"+L$51","v":0},6.0102079727676302E-4,5.5266169313149496E-2,7.7619458215004659E-3,1.6240608594085239E-2,4.4939791076757435E-4,5.9924728859570725E-4,6.0570412267480507E-2,1.0323787971615324,0,9.7719295943352394E-2,3.6306116293509466E-2,7.5096238613796707E-3,1.6309535777419199E-3]
[null,"Utilities Consumption (% of baseline)",{"$f":"+ROUND(I7,3)","v":1.05},"Utilities Consumption (% of baseline) = 105%",{"$f":"+K61","v":1.3182948383461572},0,6.0102079727676302E-4,5.5266169313149496E-2,7.7619458215004659E-3,1.627361523639867E-2,4.4939791076757435E-4,5.9924728859570725E-4,6.0570412267480507E-2,1.0323787971615324,0,0.10013813964955169,3.6306116293509466E-2,7.5210646232050614E-3,1.6309535777419199E-3]
[null,{"$f":"+$B$8","v":"Total Capital Investment"},{"$f":"+ROUND(H8,0)","v":177185550},{"$f":"+B92&\" = \"&TEXT(C92/1000,\"$0,000K\")","v":"Total Capital Investment = $177,186K"},1.3095838188313211,0,5.7096975741292497E-4,5.2494682668557308E-2,7.7619458215004659E-3,1.6219773121390193E-2,4.4939791076757435E-4,5.691962487318692E-4,5.9043652993958314E-2,1.0323787971615324,0,9.7719295943352394E-2,3.4485437971219252E-2,7.4834441941678135E-3,1.5491645535551813E-3]
[null,{"$f":"+$B$8","v":"Total Capital Investment"},{"$f":"+ROUND(C8,0)","v":186511105},"Total Capital Investment = $186,511K",{"$f":"+K$51","v":1.3158315472358189},0,6.0102079727676302E-4,5.5266169313149496E-2,7.7619458215004659E-3,1.6240608594085239E-2,4.4939791076757435E-4,5.9924728859570725E-4,6.0570412267480507E-2,1.0323787971615324,0,9.7719295943352394E-2,3.6306116293509466E-2,7.5096238613796707E-3,1.6309535777419199E-3]
[null,"Total Capital Investment",{"$f":"+ROUND(I8,0)","v":195836660},"Total Capital Investment = $195,837K",{"$f":"+K63","v":1.322079275640317},0,6.3107183714060096E-4,5.8037655957741678E-2,7.7619458215004659E-3,1.626144406678029E-2,4.4939791076757435E-4,6.2929832845954518E-4,6.2097171541002687E-2,1.0323787971615324,0,9.7719295943352394E-2,3.8126794615799674E-2,7.5358035285915878E-3,1.7127426019286583E-3]
[null,{"$f":"+$B$9","v":"Total Fixed Operating Cost"},{"$f":"+ROUND(H9,0)","v":7029400},"Total Fixed Operating Cost = $7,029K",1.3127473710850819,0,6.0102079727676302E-4,5.5266169313149496E-2,7.7619458215004659E-3,1.6199278792039386E-2,4.4939791076757435E-4,5.9924728859570725E-4,5.7541891654106489E-2,1.0323787971615324,0,9.7719295943352394E-2,3.6306116293509466E-2,7.4952981260624236E-3,1.6309535777419199E-3]
[null,{"$f":"+$B$9","v":"Total Fixed Operating Cost"},{"$f":"+ROUND(C9,0)","v":7399369},"Total Fixed Operating Cost = $7,399K",{"$f":"+K$51","v":1.3158315472358189},0,6.0102079727676302E-4,5.5266169313149496E-2,7.7619458215004659E-3,1.6240608594085239E-2,4.4939791076757435E-4,5.9924728859570725E-4,6.0570412267480507E-2,1.0323787971615324,0,9.7719295943352394E-2,3.6306116293509466E-2,7.5096238613796707E-3,1.6309535777419199E-3]
[null,"Total Fixed Operating Cost",{"$f":"+ROUND(I9,0)","v":7769337},"Total Fixed Operating Cost = $7,769K",{"$f":"+K65","v":1.3189157233865563},0,6.0102079727676302E-4,5.5266169313149496E-2,7.7619458215004659E-3,1.6281938396131103E-2,4.4939791076757435E-4,5.9924728859570725E-4,6.3598932880854525E-2,1.0323787971615324,0,9.7719295943352394E-2,3.6306116293509466E-2,7.5239495966969681E-3,1.6309535777419199E-3]
[]
[]
[null,"Standard Toranado","Rank","Titles","Low cost price","Default price","High price","dL0","dL1","dL2",null,"Unsorted titles","Results spread ($/kg)","Importance ranking"]
[null,null,1,{"$f":"OFFSET(L$100,MATCH($C101,$N$101:$N$107,0),0)","v":"Feedstock Consumption (% of baseline)\n(95%, 100%, 105%)"},{"$f":"OFFSET(E$76,MATCH($C101,$N$101:$N$107,0)*3-2,0)","v":1.2632645525367054},{"$f":"+$K$51","v":1.3158315472358189},{"$f":"OFFSET(E$76,MATCH($C101,$N$101:$N$107,0)*3,0)","v":1.3683985419349336},{"$f":"+E101","v":1.2632645525367054},{"$f":"+F101-E101","v":5.2566994699113412E-2},{"$f":"+G101-F101","v":5.2566994699114744E-2},null,{"$f":"+B3&\"\n(\"&TEXT(H3,\"0%, \")&TEXT(C3,\"0%, \")&TEXT(I3,\"0%)\")","v":"Operating Capacity Factor\n(95%, 90%, 86%)"},{"$f":"ABS(K52-K53)+0.000000001","v":1.9069170614252867E-2},{"$f":"+RANK(M101,$M$101:$M$107)","v":2}]
[null,null,2,"Operating Capacity Factor\n(95%, 90%, 86%)",1.3067736916690487,1.3158315472358189,1.3258428612833015,{"$f":"+E102","v":1.3067736916690487},{"$f":"+F102-E102","v":9.0578555667701899E-3},{"$f":"+G102-F102","v":1.0011314047482678E-2},null,{"$f":"+B4&\"\n(\"&TEXT(H4,\"0,000\")&\", \"&TEXT(C4,\"0,000\")&\", \"&TEXT(I4,\"0,000\")&\") \"","v":"Plant Design Capacity (kg of H2/day)\n(398,356, 379,387, 360,418) "},{"$f":"+ABS(K54-K55)+0.000000002","v":7.4515961632526948E-3},4]
[null,null,3,"Total Capital Investment\n($177,186K, $186,511K, $195,837K) ",1.3095838188313211,1.3158315472358189,1.322079275640317,1.3095838188313211,6.247728404497721E-3,6.2477284044981651E-3,null,{"$f":"+B5&\"\n(\"&TEXT(H5,\"0%, \")&TEXT(C5,\"0%, \")&TEXT(I5,\"0%)\")","v":"After-tax Real IRR\n(8%, 8%, 8%)"},{"$f":"+ABS(K56-K57)+0.000000003","v":6.1348335750665856E-3},6]
[null,null,4,"Plant Design Capacity (kg of H2/day)\n(398,356, 379,387, 360,418) ",1.3122440885996933,1.3158315472358189,1.319695682762946,1.3122440885996933,3.587458636125529E-3,3.864135527127166E-3,null,{"$f":"+B6&\"\n(\"&TEXT(H6,\"0%, \")&TEXT(C6,\"0%, \")&TEXT(I6,\"0%)\")","v":"Feedstock Consumption (% of baseline)\n(95%, 100%, 105%)"},{"$f":"+ABS(K58-K59)+0.000000004","v":0.10513399339822815},1]
[null,null,5,"Total Fixed Operating Cost\n($7,029K, $7,399K, $7,769K) ",1.3127473710850819,1.3158315472358189,1.3189157233865563,{"$f":"+E105","v":1.3127473710850819},{"$f":"+F105-E105","v":3.0841761507369725E-3},{"$f":"+G105-F105","v":3.0841761507374166E-3},null,{"$f":"+B7&\"\n(\"&TEXT(H7,\"0%, \")&TEXT(C7,\"0%, \")&TEXT(I7,\"0%)\")","v":"Utilities Consumption (% of baseline)\n(95%, 100%, 105%)"},{"$f":"+ABS(K60-K61)+0.000000004","v":4.9265862206763229E-3},7]
[null,null,6,"After-tax Real IRR\n(8%, 8%, 8%)",1.3128499129124052,1.3158315472358189,1.3189847434874717,1.3128499129124052,2.9816343234136955E-3,3.15319625165289E-3,null,{"$f":"+B8&\"\n(\"&TEXT(H8/1000,\"$0,000K\")&\", \"&TEXT(C8/1000,\"$0,000K\")&\", \"&TEXT(I8/1000,\"$0,000K\")&\") \"","v":"Total Capital Investment\n($177,186K, $186,511K, $195,837K) "},{"$f":"+ABS(K62-K63)+0.000000006","v":1.2495462808995886E-2},3]
[null,null,7,"Utilities Consumption (% of baseline)\n(95%, 100%, 105%)",1.3133682561254809,1.3158315472358189,1.3182948383461572,1.3133682561254809,2.4632911103379396E-3,2.4632911103383837E-3,null,{"$f":"+B9&\"\n(\"&TEXT(H9/1000,\"$0,000K\")&\", \"&TEXT(C9/1000,\"$0,000K\")&\", \"&TEXT(I9/1000,\"$0,000K\")&\") \"","v":"Total Fixed Operating Cost\n($7,029K, $7,399K, $7,769K) "},{"$f":"+ABS(K64-K65)+0.00000007","v":6.1684223014743886E-3},5]
[]
[]
[null,"Simple bar chart","Rank",{"$f":"+D76","v":"Chart titles"},"Hydrogen Sales","Byproduct Sales","Salvage Value",{"$f":"+H76","v":"Initial Equity Depreciable Capital"},"Yearly Replacement Costs","Cash for Working Capital Reserve","Other Non-Depreciable Capital Costs","Decommissioning Costs","Fixed Operating Cost","Feedstock Cost","Other Raw Material Cost","Other Variable Operating Costs","Debt Interest","Taxes","Principal Payment"]
[null,null,1,"Base case",{"$f":"OFFSET(E$76,MATCH($C111,$N$101:$N$107,0)*3-1,0)","v":1.3158315472358189},{"$f":"OFFSET(F$76,MATCH($C111,$N$101:$N$107,0)*3-1,0)","v":0},{"$f":"OFFSET(G$76,MATCH($C111,$N$101:$N$107,0)*3-1,0)","v":6.0102079727676302E-4}]
[null,null,null,null,null,null,null,{"$f":"OFFSET(H$76,MATCH($C111,$N$101:$N$107,0)*3-1,0)","v":5.5266169313149496E-2},7.7619458215004659E-3,1.6240608594085239E-2,4.4939791076757435E-4,5.9924728859570725E-4,6.0570412267480507E-2,1.0323787971615324,0,9.7719295943352394E-2,3.6306116293509466E-2,7.5096238613796707E-3,1.6309535777419199E-3]
[]
[]
[null,null,1,{"$f":"OFFSET(D$76,MATCH($C115,$N$101:$N$107,0)*3-2,0)","v":"Feedstock Consumption (% of baseline) = 95%"},1.2632645525367054,0,6.0102079727676302E-4]
[null,null,null,null,null,null,null,{"$f":"OFFSET(H$76,MATCH($C115,$N$101:$N$107,0)*3-2,0)","v":5.5266169313149496E-2},7.7619458215004659E-3,1.5536583069130654E-2,4.4939791076757435E-4,5.9924728859570725E-4,6.0570412267480507E-2,0.98075985730345538,0,9.7719295943352394E-2,3.6306116293509466E-2,7.2655945452964809E-3,1.6309535777419199E-3]
[null,null,1,{"$f":"OFFSET(D$76,MATCH($C117,$N$101:$N$107,0)*3,0)","v":"Feedstock Consumption (% of baseline) = 105%"},1.3683985419349336,0,6.0102079727676302E-4]
[null,null,null,null,null,null,null,{"$f":"OFFSET(H$76,MATCH($C117,$N$101:$N$107,0)*3,0)","v":5.5266169313149496E-2},7.7619458215004659E-3,1.694463411903983E-2,4.4939791076757435E-4,5.9924728859570725E-4,6.0570412267480507E-2,1.083997737019609,0,9.7719295943352394E-2,3.6306116293509466E-2,7.7536531774629099E-3,1.6309535777419199E-3]
[]
[null,null,2,{"$f":"OFFSET(D$76,MATCH($C120,$N$101:$N$107,0)*3-2,0)","v":"Operating Capacity Factor = 94.5%"},1.3067736916690487,0,5.7240075931120292E-4]
[null,null,null,null,null,null,null,{"$f":"OFFSET(H$76,MATCH($C120,$N$101:$N$107,0)*3-2,0)","v":5.2634446964904276E-2},7.3923293538099679E-3,1.6185141701957721E-2,4.2799801025483265E-4,5.7071170342448305E-4,5.7686106921410005E-2,1.0323787971615324,0,9.6539158251886595E-2,3.4577253612866149E-2,7.4008596246535564E-3,1.5532891216589713E-3]
[null,null,2,{"$f":"OFFSET(D$76,MATCH($C122,$N$101:$N$107,0)*3,0)","v":"Operating Capacity Factor = 85.5%"},1.3258428612833015,0,6.3265347081764524E-4]
[null,null,null,null,null,null,null,{"$f":"OFFSET(H$76,MATCH($C122,$N$101:$N$107,0)*3,0)","v":5.817491506647314E-2},8.1704692857899625E-3,1.6301914106436721E-2,4.7305043238692035E-4,6.307866195744287E-4,6.375832870261107E-2,1.0323787971615319,0,9.902365865497248E-2,3.8216964519483636E-2,7.6298369651294946E-3,1.7167932397283365E-3]
[]
[null,null,3,{"$f":"OFFSET(D$76,MATCH($C125,$N$101:$N$107,0)*3-2,0)","v":"Total Capital Investment = $177,186K"},1.3095838188313211,0,5.7096975741292497E-4]
[null,null,null,null,null,null,null,{"$f":"OFFSET(H$76,MATCH($C125,$N$101:$N$107,0)*3-2,0)","v":5.2494682668557308E-2},7.7619458215004659E-3,1.6219773121390193E-2,4.4939791076757435E-4,5.691962487318692E-4,5.9043652993958314E-2,1.0323787971615324,0,9.7719295943352394E-2,3.4485437971219252E-2,7.4834441941678135E-3,1.5491645535551813E-3]
[null,null,3,{"$f":"OFFSET(D$76,MATCH($C127,$N$101:$N$107,0)*3,0)","v":"Total Capital Investment = $195,837K"},1.322079275640317,0,6.3107183714060096E-4]
[null,null,null,null,null,null,null,{"$f":"OFFSET(H$76,MATCH($C127,$N$101:$N$107,0)*3,0)","v":5.8037655957741678E-2},7.7619458215004659E-3,1.626144406678029E-2,4.4939791076757435E-4,6.2929832845954518E-4,6.2097171541002687E-2,1.0323787971615324,0,9.7719295943352394E-2,3.8126794615799674E-2,7.5358035285915878E-3,1.7127426019286583E-3]
[]
[null,null,4,{"$f":"OFFSET(D$76,MATCH($C130,$N$101:$N$107,0)*3-2,0)","v":"Plant Design Capacity (kg of H2/day) = 398,356"},1.3122440885996933,0,5.8940495240654596E-4]
[null,null,null,null,null,null,null,{"$f":"OFFSET(H$76,MATCH($C130,$N$101:$N$107,0)*3-2,0)","v":5.4198047790198149E-2},7.6119317804521358E-3,1.621928654117042E-2,4.407124602139028E-4,5.8766572007966735E-4,5.9007997893940803E-2,1.0323787971615324,0,9.7719295943352408E-2,3.560443306288532E-2,7.4658928321691097E-3,1.5994323661042945E-3]
[null,null,4,{"$f":"OFFSET(D$76,MATCH($C132,$N$101:$N$107,0)*3,0)","v":"Plant Design Capacity (kg of H2/day) = 360,418"},1.319695682762946,0,6.1347950453091672E-4]
[null,null,null,null,null,null,null,{"$f":"OFFSET(H$76,MATCH($C132,$N$101:$N$107,0)*3,0)","v":5.6411795267610372E-2},7.922845096784854E-3,1.6263697116477172E-2,4.5871359008557857E-4,6.116692323542049E-4,6.2262268084227745E-2,1.0323787971615324,0,9.7719295943352449E-2,3.7058714666952805E-2,7.5566040943380692E-3,1.6647620137598912E-3]
[]
[null,null,5,{"$f":"OFFSET(D$76,MATCH($C135,$N$101:$N$107,0)*3-2,0)","v":"Total Fixed Operating Cost = $7,029K"},1.3127473710850819,0,6.0102079727676302E-4]
[null,null,null,null,null,null,null,{"$f":"OFFSET(H$76,MATCH($C135,$N$101:$N$107,0)*3-2,0)","v":5.5266169313149496E-2},7.7619458215004659E-3,1.6199278792039386E-2,4.4939791076757435E-4,5.9924728859570725E-4,5.7541891654106489E-2,1.0323787971615324,0,9.7719295943352394E-2,3.6306116293509466E-2,7.4952981260624236E-3,1.6309535777419199E-3]
[null,null,5,{"$f":"OFFSET(D$76,MATCH($C137,$N$101:$N$107,0)*3,0)","v":"Total Fixed Operating Cost = $7,769K"},1.3189157233865563,0,6.0102079727676302E-4]
[null,null,null,null,null,null,null,{"$f":"OFFSET(H$76,MATCH($C137,$N$101:$N$107,0)*3,0)","v":5.5266169313149496E-2},7.7619458215004659E-3,1.6281938396131103E-2,4.4939791076757435E-4,5.9924728859570725E-4,6.3598932880854525E-2,1.0323787971615324,0,9.7719295943352394E-2,3.6306116293509466E-2,7.5239495966969681E-3,1.6309535777419199E-3]
[]
[null,null,6,{"$f":"OFFSET(D$76,MATCH($C140,$N$101:$N$107,0)*3-2,0)","v":"After-tax Real IRR = 8%"},1.3128499129124052,0,6.6642914449063437E-4]
[null,null,null,null,null,null,null,{"$f":"OFFSET(H$76,MATCH($C140,$N$101:$N$107,0)*3-2,0)","v":5.2674233231365448E-2},7.7497222141576739E-3,1.5651153285881739E-2,4.2639607246159413E-4,6.6446262706159036E-4,6.0521774595846796E-2,1.0339044722805637,0,9.7664077180831033E-2,3.5668404314729105E-2,6.7831980231811721E-3,1.8084482308155067E-3]
[null,null,6,{"$f":"OFFSET(D$76,MATCH($C142,$N$101:$N$107,0)*3,0)","v":"After-tax Real IRR = 8%"},1.3189847434874717,0,5.4159599348299408E-4]
[null,null,null,null,null,null,null,{"$f":"OFFSET(H$76,MATCH($C142,$N$101:$N$107,0)*3,0)","v":5.790685701536278E-2},7.7742656406916523E-3,1.682510819902271E-2,4.7298690136872033E-4,5.3999783714561071E-4,6.0619432765571073E-2,1.030927595852317,0,9.7775641865214966E-2,3.6948341879524206E-2,8.2664154222635861E-3,1.4696961024711786E-3]
[]
[null,null,7,{"$f":"OFFSET(D$76,MATCH($C145,$N$101:$N$107,0)*3-2,0)","v":"Utilities Consumption (% of baseline) = 95%"},1.3133682561254809,0,6.0102079727676302E-4]
[null,null,null,null,null,null,null,{"$f":"OFFSET(H$76,MATCH($C145,$N$101:$N$107,0)*3-2,0)","v":5.5266169313149496E-2},7.7619458215004659E-3,1.6207601951771823E-2,4.4939791076757435E-4,5.9924728859570725E-4,6.0570412267480507E-2,1.0323787971615324,0,9.5300452237153138E-2,3.6306116293509466E-2,7.4981830995544023E-3,1.6309535777419199E-3]
[null,null,7,{"$f":"OFFSET(D$76,MATCH($C147,$N$101:$N$107,0)*3,0)","v":"Utilities Consumption (% of baseline) = 105%"},1.3182948383461572,0,6.0102079727676302E-4]
[null,null,null,null,null,null,null,{"$f":"OFFSET(H$76,MATCH($C147,$N$101:$N$107,0)*3,0)","v":5.5266169313149496E-2},7.7619458215004659E-3,1.627361523639867E-2,4.4939791076757435E-4,5.9924728859570725E-4,6.0570412267480507E-2,1.0323787971615324,0,0.10013813964955169,3.6306116293509466E-2,7.5210646232050614E-3,1.6309535777419199E-3]
[]
[]
[]
[null,"Parado chart"]
[null,null,null,"Unsorted"]
[null,null,null,"Title","Unsorted values","Unsorted Ranking","Sorted ranking","Sorted titles","Sorted values",null,"Grayed Titles","Revenues\n $/kg H2","Expenses\n $/kg H2","Colored titles"]
[null,"Revenues",1,"Cost of Hydrogen",{"$f":"+K48+C155/10000000000","v":1.3158315473358189},{"$f":"+RANK(E155,$E$155:$E$157)","v":1},1,{"$f":"OFFSET($D$154,MATCH($G155,$F$155:$F$157,0),0)","v":"Cost of Hydrogen"},{"$f":"OFFSET($E$154,MATCH($G155,$F$155:$F$157,0),0)-OFFSET($C$154,MATCH($G155,$F$155:$F$157,0),0)/10000000000","v":1.3158315472358189},null,{"$f":"+H155","v":"Cost of Hydrogen"},{"$f":"+I155","v":1.3158315472358189},null,{"$f":"+IF(L155>0,K155,\"\")","v":"Cost of Hydrogen"}]
[null,null,2,{"$f":"+F110","v":"Byproduct Sales"},{"$f":"+L48+C156/10000000000","v":2.0000000000000001E-10},{"$f":"+RANK(E156,$E$155:$E$157)","v":3},2,{"$f":"OFFSET($D$154,MATCH($G156,$F$155:$F$157,0),0)","v":"Salvage Value"},{"$f":"OFFSET($E$154,MATCH($G156,$F$155:$F$157,0),0)-OFFSET($C$154,MATCH($G156,$F$155:$F$157,0),0)/10000000000","v":6.0102079727676302E-4},null,{"$f":"+H156","v":"Salvage Value"},{"$f":"+I156","v":6.0102079727676302E-4},null,{"$f":"+IF(L156>0,K156,\"\")","v":"Salvage Value"}]
[null,null,3,{"$f":"+G110","v":"Salvage Value"},{"$f":"+M48+C157/10000000000","v":6.0102109727676301E-4},{"$f":"+RANK(E157,$E$155:$E$157)","v":2},3,{"$f":"OFFSET($D$154,MATCH($G157,$F$155:$F$157,0),0)","v":"Byproduct Sales"},{"$f":"OFFSET($E$154,MATCH($G157,$F$155:$F$157,0),0)-OFFSET($C$154,MATCH($G157,$F$155:$F$157,0),0)/10000000000","v":0},null,"Byproduct Sales",0,null,""]
[null,null,null,null,null,null,null,null,null,null,null,null,null,{"$f":"+IF(L158>0.01,K158,\"\")","v":""}]
[null,"Expenses",1,{"$f":"+H110","v":"Initial Equity Depreciable Capital"},{"$f":"+N48+C159/10000000000","v":5.5266169413149498E-2},{"$f":"+RANK(E159,$E$159:$E$170)","v":4},1,{"$f":"OFFSET($D$158,MATCH($G159,$F$159:$F$170,0),0)","v":"Feedstock Cost"},{"$f":"OFFSET($E$158,MATCH($G159,$F$159:$F$170,0),0)-OFFSET($C$158,MATCH($G159,$F$159:$F$170,0),0)/10000000000","v":1.0323787971615324},null,"Feedstock Cost",null,{"$f":"+I159","v":1.0323787971615324},{"$f":"+IF(M159>0,K159,\"\")","v":"Feedstock Cost"}]
[null,null,{"$f":"+C159+1","v":2},{"$f":"+I110","v":"Yearly Replacement Costs"},{"$f":"+O48+C160/10000000000","v":7.7619460215004659E-3},7,2,"Other Variable Operating Costs",9.7719295943352394E-2,null,"Other Variable Operating Costs",null,{"$f":"+I160","v":9.7719295943352394E-2},{"$f":"+IF(M160>0,K160,\"\")","v":"Other Variable Operating Costs"}]
[null,null,{"$f":"+C160+1","v":3},{"$f":"+J110","v":"Cash for Working Capital Reserve"},{"$f":"+P48+C161/10000000000","v":1.624060889408524E-2},6,3,"Fixed Operating Cost",6.0570412267480507E-2,null,"Fixed Operating Cost",null,6.0570412267480507E-2,"Fixed Operating Cost"]
[null,null,4,{"$f":"+K110","v":"Other Non-Depreciable Capital Costs"},{"$f":"+Q48+C162/10000000000","v":4.4939831076757432E-4},11,4,"Initial Equity Depreciable Capital",5.5266169313149496E-2,null,"Initial Equity Depreciable Capital",null,5.5266169313149496E-2,"Initial Equity Depreciable Capital"]
[null,null,5,{"$f":"+L110","v":"Decommissioning Costs"},{"$f":"+R48+C163/10000000000","v":5.992477885957072E-4},10,5,"Debt Interest",3.6306116293509466E-2,null,"Debt Interest",null,3.6306116293509466E-2,"Debt Interest"]
[null,null,6,{"$f":"+M110","v":"Fixed Operating Cost"},{"$f":"+S48+C164/10000000000","v":6.0570412867480508E-2},3,6,"Cash for Working Capital Reserve",1.6240608594085239E-2,null,"Cash for Working Capital Reserve",null,1.6240608594085239E-2,"Cash for Working Capital Reserve"]
[null,null,7,{"$f":"+N110","v":"Feedstock Cost"},{"$f":"+T48+C165/10000000000","v":1.0323787978615324},1,7,"Yearly Replacement Costs",7.7619458215004659E-3,null,"Yearly Replacement Costs",null,7.7619458215004659E-3,"Yearly Replacement Costs"]
[null,null,8,{"$f":"+O110","v":"Other Raw Material Cost"},{"$f":"+U48+C166/10000000000","v":8.0000000000000003E-10},12,8,"Taxes",7.5096238613796707E-3,null,"Taxes",null,7.5096238613796707E-3,"Taxes"]
[null,null,9,{"$f":"+P110","v":"Other Variable Operating Costs"},{"$f":"+V48+C167/10000000000","v":9.7719296843352399E-2},2,9,"Principal Payment",1.6309535777419199E-3,null,"Principal Payment",null,1.6309535777419199E-3,"Principal Payment"]
[null,null,10,{"$f":"+Q110","v":"Debt Interest"},{"$f":"+W48+C168/10000000000","v":3.6306117293509466E-2},5,10,"Decommissioning Costs",5.9924728859570725E-4,null,"Decommissioning Costs",null,5.9924728859570725E-4,"Decommissioning Costs"]
[null,null,11,{"$f":"+R110","v":"Taxes"},{"$f":"+X48+C169/10000000000","v":7.5096249613796707E-3},8,11,"Other Non-Depreciable Capital Costs",4.4939791076757435E-4,null,"Other Non-Depreciable Capital Costs",null,4.4939791076757435E-4,"Other Non-Depreciable Capital Costs"]
[null,null,12,{"$f":"+S110","v":"Principal Payment"},{"$f":"+Y48+C170/10000000000","v":1.6309547777419199E-3},9,12,"Other Raw Material Cost",0,null,"Other Raw Material Cost",null,0,""]
[null,null,null,null,null,null,null,null,null,null,"Total",{"$f":"+SUM(L155:L170)","v":1.3164325680330957},{"$f":"+SUM(M155:M170)","v":1.3164325680330946},{"$f":"+IF(M171<0.01,K171,\"\")","v":""}]
[]
[]
[null,"Waterfall Chart",null,"Values","Base","Decrease","Increase"]
[null,0,"Baseline",{"$f":"+K51","v":1.3158315472358189},{"$f":"+D175","v":1.3158315472358189}]
[null,1,{"$f":"OFFSET($B$50,0,MATCH($B176,$C$72:$I$72,0))&\nIF(OFFSET($F$2,MATCH($B176,$C$72:$I$72,0),0)<1,\n\"\n= \"&OFFSET($F$2,MATCH($B176,$C$72:$I$72,0),0)*100-100,\n\"\n= +\"&OFFSET($F$2,MATCH($B176,$C$72:$I$72,0),0)*100-100)\n&\"%\"","v":"Feedstock consumption (% of most likely value)\n= -5%"},{"$f":"+K66","v":1.2632645525367054},{"$f":"+E175+G175-F176","v":1.2632645525367054},{"$f":"+MAX(D175-D176,0)","v":5.2566994699113412E-2},{"$f":"+MAX(D176-D175,0)","v":0}]
[null,2,{"$f":"OFFSET($B$50,0,MATCH($B177,$C$72:$I$72,0))&\nIF(OFFSET($F$2,MATCH($B177,$C$72:$I$72,0),0)<1,\n\"\n= \"&OFFSET($F$2,MATCH($B177,$C$72:$I$72,0),0)*100-100,\n\"\n= +\"&OFFSET($F$2,MATCH($B177,$C$72:$I$72,0),0)*100-100)\n&\"%\"","v":"Operating capacity factor\n= +5%"},{"$f":"+K67","v":1.2542066969699335},1.2542066969699335,{"$f":"+MAX(D176-D177,0)","v":9.0578555667719662E-3},{"$f":"+MAX(D177-D176,0)","v":0}]
[null,3,{"$f":"OFFSET($B$50,0,MATCH($B178,$C$72:$I$72,0))&\nIF(OFFSET($F$2,MATCH($B178,$C$72:$I$72,0),0)<1,\n\"\n= \"&OFFSET($F$2,MATCH($B178,$C$72:$I$72,0),0)*100-100,\n\"\n= +\"&OFFSET($F$2,MATCH($B178,$C$72:$I$72,0),0)*100-100)\n&\"%\"","v":"Total capital investment ($)\n= -5%"},{"$f":"+K68","v":1.2482564794418398},1.2482564794418398,{"$f":"+MAX(D177-D178,0)","v":5.9502175280936598E-3},{"$f":"+MAX(D178-D177,0)","v":0}]
[null,4,{"$f":"OFFSET($B$50,0,MATCH($B179,$C$72:$I$72,0))&\nIF(OFFSET($F$2,MATCH($B179,$C$72:$I$72,0),0)<1,\n\"\n= \"&OFFSET($F$2,MATCH($B179,$C$72:$I$72,0),0)*100-100,\n\"\n= +\"&OFFSET($F$2,MATCH($B179,$C$72:$I$72,0),0)*100-100)\n&\"%\"","v":"Total fixed operating cost ($/year)\n= -5%"},{"$f":"+K69","v":1.2453932077143497},1.2453932077143497,{"$f":"+MAX(D178-D179,0)","v":2.8632717274901243E-3},{"$f":"+MAX(D179-D178,0)","v":0}]
[null,5,{"$f":"OFFSET($B$50,0,MATCH($B180,$C$72:$I$72,0))&\nIF(OFFSET($F$2,MATCH($B180,$C$72:$I$72,0),0)<1,\n\"\n= \"&OFFSET($F$2,MATCH($B180,$C$72:$I$72,0),0)*100-100,\n\"\n= +\"&OFFSET($F$2,MATCH($B180,$C$72:$I$72,0),0)*100-100)\n&\"%\"","v":"Utilities consumption (% of most likely value)\n= -5%"},{"$f":"+K70","v":1.2429299166040118},1.2429299166040118,{"$f":"+MAX(D179-D180,0)","v":2.4632911103379396E-3},{"$f":"+MAX(D180-D179,0)","v":0}]
[null,6,"Adjusted",{"$f":"+K70","v":1.2429299166040118},1.2429299166040118]
[]
[]
[]
[]
[]
[]
[]
[null,"Min factor",{"$f":"+MIN(F3:G3)","v":0.95},{"$f":"+MIN(F4:G4)","v":0.95},{"$f":"+MIN(F5:G5)","v":0.95},{"$f":"+MIN(F6:G6)","v":0.95},{"$f":"+MIN(F7:G7)","v":0.95},{"$f":"+MIN(F8:G8)","v":0.95},{"$f":"+MIN(F9:G9)","v":0.95}]
[null,"Nominal factor",1,1,1,1,1,1,1]
[null,"Max factor",{"$f":"+MAX(F3:G3)","v":1.05},{"$f":"+MAX(F4:G4)","v":1.05},{"$f":"+MAX(F5:G5)","v":1.05},{"$f":"+MAX(F6:G6)","v":1.05},{"$f":"+MAX(F7:G7)","v":1.05},{"$f":"+MAX(F8:G8)","v":1.05},{"$f":"+MAX(F9:G9)","v":1.05}]
[]
[]
[null,"Variable",{"$f":"+MATCH(R12,C50:Y50,0)","v":9}]
[null,"Min",{"$f":"+MIN(OFFSET($B$251:$B$2250,0,C194))","v":1.2563646550221275}]
[null,"max",{"$f":"+MAX(OFFSET($B$251:$B$2250,0,C194))","v":1.3772866180476615}]
[null,"max-min",{"$f":"+C196-C195","v":0.12092196302553404}]
[null,"gain",{"$f":"+OFFSET(B199,0,C194)","v":1}]
[null,"gain",{"$f":"+C3","v":0.9},{"$f":"+C4","v":379387},{"$f":"+C5","v":0.08},{"$f":"+C6","v":1},{"$f":"+C7","v":1},{"$f":"+C8","v":186511105.16343465},{"$f":"+C9","v":7399368.537091447},null,1,1,1,1,1,1,1,1,1,1,1,1,1,1]
[null,"Range to plot"]
[null,"Min","Max",null,"Min*gain","Max*gain","Average","Probability","Cumulative probability"]
[null,{"$f":"+C195","v":1.2563646550221275},{"$f":"+B202+($C$197/20)","v":1.2624107531734041},{"$f":"+COUNTIFS(OFFSET(B$251:B$2250,0,$C$194),\">=\"&$B202,\nOFFSET(B$251:B$2250,0,$C$194),\"<=\"&$C202)","v":3},{"$f":"+B202*$C$198","v":1.2563646550221275},{"$f":"+C202*$C$198","v":1.2624107531734041},{"$f":"+AVERAGE(E202:F202)","v":1.2593877040977657},{"$f":"+D202/$D$223","v":1.5E-3},{"$f":"+H202","v":1.5E-3}]
[null,{"$f":"+C202","v":1.2624107531734041},{"$f":"+B203+($C$197/20)","v":1.2684568513246808},21,{"$f":"+B203*$C$198","v":1.2624107531734041},{"$f":"+C203*$C$198","v":1.2684568513246808},{"$f":"+AVERAGE(E203:F203)","v":1.2654338022490426},{"$f":"+D203/$D$223","v":1.0500000000000001E-2},{"$f":"+I202+H203","v":1.2E-2}]
[null,{"$f":"+C203","v":1.2684568513246808},1.2745029494759574,48,1.2684568513246808,1.2745029494759574,1.271479900400319,2.4E-2,{"$f":"+I203+H204","v":3.6000000000000004E-2}]
[null,1.2745029494759574,1.2805490476272341,61,1.2745029494759574,1.2805490476272341,1.2775259985515959,3.0499999999999999E-2,6.6500000000000004E-2]
[null,1.2805490476272341,1.2865951457785108,81,1.2805490476272341,1.2865951457785108,1.2835720967028723,4.0500000000000001E-2,0.10700000000000001]
[null,1.2865951457785108,1.2926412439297874,115,1.2865951457785108,1.2926412439297874,1.2896181948541492,5.7500000000000002E-2,0.16450000000000001]
[null,1.2926412439297874,1.2986873420810641,126,1.2926412439297874,1.2986873420810641,1.2956642930054256,6.3E-2,0.22750000000000001]
[null,1.2986873420810641,1.3047334402323407,178,1.2986873420810641,1.3047334402323407,1.3017103911567025,8.8999999999999996E-2,0.3165]
[null,1.3047334402323407,1.3107795383836174,209,1.3047334402323407,1.3107795383836174,1.3077564893079789,0.1045,0.42099999999999999]
[null,1.3107795383836174,1.316825636534894,205,1.3107795383836174,1.316825636534894,1.3138025874592558,0.10249999999999999,0.52349999999999997]
[null,1.316825636534894,1.3228717346861707,231,1.316825636534894,1.3228717346861707,1.3198486856105323,0.11550000000000001,0.63900000000000001]
[null,1.3228717346861707,1.3289178328374474,157,1.3228717346861707,1.3289178328374474,1.3258947837618091,7.85E-2,0.71750000000000003]
[null,1.3289178328374474,1.334963930988724,136,1.3289178328374474,1.334963930988724,1.3319408819130856,6.8000000000000005E-2,0.78550000000000009]
[null,1.334963930988724,1.3410100291400007,135,1.334963930988724,1.3410100291400007,1.3379869800643625,6.7500000000000004E-2,0.85300000000000009]
[null,1.3410100291400007,1.3470561272912773,105,1.3410100291400007,1.3470561272912773,1.3440330782156389,5.2499999999999998E-2,0.90550000000000008]
[null,1.3470561272912773,1.353102225442554,70,1.3470561272912773,1.353102225442554,1.3500791763669158,3.5000000000000003E-2,0.94050000000000011]
[null,1.353102225442554,1.3591483235938306,64,1.353102225442554,1.3591483235938306,1.3561252745181922,3.2000000000000001E-2,0.97250000000000014]
[null,1.3591483235938306,1.3651944217451073,37,1.3591483235938306,1.3651944217451073,1.3621713726694691,1.8499999999999999E-2,0.9910000000000001]
[null,1.3651944217451073,1.371240519896384,14,1.3651944217451073,1.371240519896384,1.3682174708207455,7.0000000000000001E-3,0.99800000000000011]
[null,1.371240519896384,{"$f":"+B221+($C$197/20)+0.000001","v":1.3772876180476605},4,1.371240519896384,1.3772876180476605,1.3742640689720222,2E-3,1]
[null,null,null,null,null,0,0]
[null,"Variable to plot",null,{"$f":"+SUM(D202:D221)","v":2000}]
[null,{"$f":"+TRANSPOSE(Sensitivity_output)","v":"Cost of hydrogen ($/kg)"}]
[null,"Revenue from byproduct sales ($/kg)"]
[null,"Salvage value ($/kg)"]
[null,"Initial equity depreciable capital ($/kg)"]
[null,"Yearly replacement costs ($/kg)"]
[null,"Cash from working capital reserve ($/kg)"]
[null,"Other non-depreciable capital costs ($/kg)"]
[null,"Decommissioning costs ($/kg)"]
[null,"Fixed operating cost ($/kg)"]
[null,"Feedstock cost ($/kg)"]
[null,"Other raw material cost ($/kg)"]
[null,"Other variable operating costs ($/kg)"]
[null,"Debt interest ($/kg)"]
[null,"Taxes ($/kg)"]
[null,"Principal payment ($/kg)"]
[null,{"$f":"+TRANSPOSE(C50:I50)","v":"Operating capacity factor"}]
[null,"Plant design capacity (kg of H2/day)"]
[null,"After-tax real IRR (%)"]
[null,"Feedstock consumption (% of most likely value)"]
[null,"Utilities consumption (% of most likely value)"]
[null,"Total capital investment ($)"]
[null,"Total fixed operating cost ($/year)"]
[]
[]
[null,null,{"$f":"+RAND()","v":0.60632173772343001},{"$f":"+RAND()","v":0.12144219785020272},0.83812696749672,0.10239735571876962,9.797577279449643E-2,0.67065583399358986,0.41893161827933834]
[null,null,{"$f":"IFERROR(IF(C$248<=(C$190-C$189)/(C$191-C$189),C$189+SQRT(C$248*(C$191-C$189)*(C$190-C$189)),C$191-SQRT((1-C$248)*(C$191-C$189)*(C$191-C$190))),1)","v":1.005633443773684},{"$f":"IFERROR(IF(D$248<=(D$190-D$189)/(D$191-D$189),D$189+SQRT(D$248*(D$191-D$189)*(D$190-D$189)),D$191-SQRT((1-D$248)*(D$191-D$189)*(D$191-D$190))),1)","v":0.9746416515122468},1.0215506562023586,0.97262712484152258,0.9721332072680956,1.0094201918433312,0.99576743483522634]
[]
[null,1,0.99531589586783431,1.0229536850271082,0.98592800937177183,0.96304299569700835,0.97666972055828383,1.012425365328451,0.96712264343848087,null,1.2736840584407383,0,6.2375229213936043E-4,5.4969833827847647E-2,7.724567555313218E-3,1.5518604331288415E-2,4.4092788267539488E-4,6.2193429600487565E-4,5.8495177259971907E-2,0.99463138913696103,0,9.6691702089424375E-2,3.6416432668876952E-2,7.1045415513743592E-3,1.692700133139694E-3]
[null,2,0.99787405485308245,1.0035097345296271,1.0384741404594053,0.99228541623181576,0.99516266918045226,1.0185754554696818,0.97184324492443108,null,1.3106647172846753,0,5.6550538128575655E-4,5.8403740319641406E-2,7.7770679164363777E-3,1.6560646138747546E-2,4.6783750750054888E-4,5.6386710421277427E-4,5.9468236270932819E-2,1.0232998702580807,0,9.7581313307904829E-2,3.7512761961299997E-2,8.0602215022762408E-3,1.5346603789262237E-3]
[null,3,1.0070879080751016,1.0407482278653122,0.9811285696686618,1.0177604026925975,1.0003234097053908,0.97823351278542214,1.0289180028613687,null,1.3282355687729916,0,5.9745032461257512E-4,5.1887737823149774E-2,7.5806434611263105E-3,1.6254318836794273E-2,4.3061094185744349E-4,5.956481242082942E-4,5.9886747583828705E-2,1.0512913563986586,0,9.7539592651093535E-2,3.4474088469160176E-2,7.2711169689839159E-3,1.6211578387436032E-3]
[null,4,1.0239421576577548,0.99134267310719137,0.98167350140548526,1.0259324741720914,0.98171128131790975,1.0310712278258682,1.0053678329448608,null,1.3413968205896154,0,6.3081086967523448E-4,5.4883957180254093E-2,7.6024617991351032E-3,1.6367303765729885E-2,4.3208937856688479E-4,6.2900554915526713E-4,6.0666616285263146E-2,1.0597157122622192,0,9.6234966483218096E-2,3.645278624367107E-2,7.3307867588991524E-3,1.7119457531770855E-3]
[null,5,0.98809097811029178,1.002633556989394,1.0246678226267394,0.98205396311168214,1.0087824095110007,0.99567012726189175,1.0099324973545449,null,1.3011173351241456,0,5.7476035835118033E-4,5.6936186390379444E-2,7.853370632479581E-3,1.6298017002694811E-2,4.6602810291746508E-4,5.7305696421495317E-4,6.1711634679467497E-2,1.013139506965153,0,9.8470710014324503E-2,3.6864048211917105E-2,7.8198643705326767E-3,1.559672148415619E-3]
[null,6,0.97167217652180593,0.99197881555504275,0.99868898160991437,0.99432317912064161,1.0160056255701275,0.9640719608960836,1.0087311155428089,null,1.3126463287888279,0,5.998727718332259E-4,5.4936481863563709E-2,8.0136777781178586E-3,1.6185393921319954E-2,4.6336133699314213E-4,5.980366837320943E-4,6.2008887106576746E-2,1.0265569941715345,0,9.9214626123542871E-2,3.6117680455868731E-2,7.5234034090320805E-3,1.6276587103789516E-3]
[null,7,0.98887791378900491,1.0267219700572761,0.9992620682844835,1.0185986793555786,0.98398709499652803,1.0103589845601888,1.0058149181247098,null,1.3363731928444538,0,6.0856381205857892E-4,5.583684875280806E-2,7.7667021933885702E-3,1.6493621473504732E-2,4.4933980201577794E-4,6.0678645683756073E-4,6.106083128351858E-2,1.0516020607641345,0,9.7222556398614171E-2,3.6697109895231998E-2,7.5944269280484493E-3,1.6514727084101018E-3]
[null,8,1.0006045350068127,1.0444275119923658,0.99036928042399075,1.0013364539188434,1.0368538220538299,0.99989001112616838,0.96803109416807154,null,1.3132257988884966,0,6.0213983601322438E-4,5.3780665263147891E-2,7.6212221957204472E-3,1.6125071164591002E-2,4.3698808982100249E-4,6.003628297910074E-4,5.7237739906322485E-2,1.0340469512247514,0,9.9476359082969604E-2,3.5533826013484822E-2,7.3347632407734804E-3,1.6339897131374711E-3]
[null,9,0.98857386874386222,0.96596306223587292,1.0163364192907205,0.98594993851186508,1.0326473418608693,0.98735244065087313,0.97013208680836771,null,1.3050191575893688,0,5.8834629022851809E-4,5.6834041167688303E-2,7.9652951821692405E-3,1.6252235808642188E-2,4.687721293245238E-4,5.8658794303053697E-4,6.0187450965662553E-2,1.0173983024134419,0,9.9603654797867827E-2,3.6977644668196932E-2,7.7370197913066525E-3,1.5964990122656704E-3]
[null,10,0.9919257100479032,1.0252067808668999,0.98245524189385625,1.0019410285070658,1.0159873126883798,0.99509616080082497,0.97746299836788786,null,1.3153046844731868,0,6.1906251051939995E-4,5.3983714038907414E-2,7.7433014759813292E-3,1.6049949818685655E-2,4.4044348392775979E-4,6.1722676163790467E-4,5.8733468804973724E-2,1.0349105116580648,0,9.8674791310127616E-2,3.5837970378588047E-2,7.2524814763795884E-3,1.6798877764310862E-3]
[null,11,1.0047052897503863,0.99636578232817719,0.97604305892642174,1.0014735198531128,0.99075902482084532,1.0080977862707214,1.0246843780378665,null,1.3173789287757836,0,6.3463974249141882E-4,5.4280761197486115E-2,7.731003314170262E-3,1.5992788412767554E-2,4.3688612786950686E-4,6.3278207311276641E-4,6.2124234596703361E-2,1.0346227423898822,0,9.7129694243541176E-2,3.6175045920013978E-2,7.1654060362672262E-3,1.7222242064586107E-3]
[null,12,1.0128034025722066,1.0254824176008224,1.0381718850161512,0.98640966704214239,0.99070514857595804,1.0426543709915084,1.0146926581972866,null,1.305407504227877,0,5.6577753726949262E-4,5.8382580128566938E-2,7.5962569942968359E-3,1.6488297175350192E-2,4.5682472536094269E-4,5.6417632410854371E-4,6.1200045240643729E-2,1.017249007100302,0,9.6998955287467506E-2,3.7505707837198171E-2,7.9959289783027888E-3,1.535501973548197E-3]
[null,13,0.99977766778831767,1.0298784796927516,1.0029455627713528,1.0261774801425725,1.0207935909792751,1.0043447876087803,0.97564738895704817,null,1.3414768874023126,0,5.9306235853633744E-4,5.5022488729151948E-2,7.673495560140459E-3,1.6627480918119636E-2,4.4559315216200098E-4,5.9131990442798626E-4,5.8313950142952091E-2,1.0593140351892485,0,9.8734044886540029E-2,3.6082883270627773E-2,7.6552801561784178E-3,1.6093778512988718E-3]
[null,14,0.9992621866619088,1.0014688523225135,0.98924709788477494,1.0070473419272399,1.0282603580260428,1.0018795431218719,0.97380365124866386,null,1.3226256977078503,0,6.1581365560897986E-4,5.4815977413811626E-2,7.7604800511040413E-3,1.6210721695111001E-2,4.4446841750715239E-4,6.1399990477803738E-4,5.902646095012562E-2,1.0399783768669293,0,9.9092669673132239E-2,3.6242234409556352E-2,7.3850166456117259E-3,1.6711053357916057E-3]
[null,15,1.0177196834312783,0.9662501715990458,1.0196239532102453,1.0031278007088016,0.98693793975297484,1.0073440213764433,1.035626559366944,null,1.3220394151832433,0,5.790261509079778E-4,5.6494660964644665E-2,7.737068703136037E-3,1.6534375252629113E-2,4.5683286297621903E-4,5.773300011934694E-4,6.3034034216541454E-2,1.035027680714413,0,9.6677659755369488E-2,3.6686093762232863E-2,7.8214031545492026E-3,1.5713019464648789E-3]
[null,16,0.98842059131588489,0.99938262600806382,1.0140512028556083,0.99130935764184491,0.99765157317075626,1.0018392598319112,1.0014060259359545,null,1.3100600159180855,0,5.9180844886148887E-4,5.6778043075613585E-2,7.8583118909271912E-3,1.6296240001876319E-2,4.6142371281418444E-4,5.9006533027922776E-4,6.1457340824598826E-2,1.0229950735976299,0,9.7911798420738577E-2,3.699082068894384E-2,7.7067435094892202E-3,1.6059633140362082E-3]
[null,17,1.0005909144505949,0.99480777966494083,1.0375552953101148,0.98028438063840928,1.0129258411331148,0.99237216682254292,1.0076295799089019,null,1.2978794734379751,0,5.5243701401037622E-4,5.6891988316248247E-2,7.782790816587646E-3,1.6408668622245257E-2,4.6775850764943998E-4,5.5079433763038303E-4,6.096902442937828E-2,1.0109495314216472,0,9.8372341491659604E-2,3.6561135855255292E-2,7.9787960359579916E-3,1.4990806177253007E-3]
[null,18,0.95926935034861027,1.0109345717135745,1.0061509728070863,1.0142510346992266,0.98043106095788368,1.005030799286774,1.0166667464728047,null,1.3392035771170694,0,6.1900660192813284E-4,5.7988306953386734E-2,8.0579641981881594E-3,1.6562570192490359E-2,4.6942518006125853E-4,6.1718916340897556E-4,6.3989826748713133E-2,1.0469061412042828,0,9.7831833318040115E-2,3.7955700688255489E-2,7.7638406257232572E-3,1.6797854464461941E-3]
[null,19,1.0013533858384851,1.0305560112188958,1.0173482138105479,1.0200958141455321,1.0378855616035729,0.99350138806106325,0.96563973786499524,null,1.3345144915339553,0,5.6831978427059602E-4,5.5068377731808546E-2,7.6628993859151921E-3,1.6709904597008527E-2,4.5143022697995827E-4,5.666318010894933E-4,5.7302534348624583E-2,1.0526031076740336,0,9.9538214292034799E-2,3.5807604547076488E-2,7.829921741210338E-3,1.5421849724425725E-3]
[null,20,0.98204711501135078,1.0217925362360636,0.99631561372562416,1.0228425069943035,1.0097444614070921,0.96376216363271705,1.0100974057179934,null,1.3380063581081687,0,5.8925072187111414E-4,5.3578028368556581E-2,7.8350649325045051E-3,1.6529155370303396E-2,4.5195272009757969E-4,5.8744656594469382E-4,6.0452740308775475E-2,1.0560732951352481,0,9.8639613976443663E-2,3.5274393947955437E-2,7.5750816034186215E-3,1.5988359007930383E-3]
[null,21,0.99493434909868694,1.0252246820643267,1.0387505976629288,1.0232298014230532,1.0159185050306652,0.99983772493870759,1.0017282570941464,null,1.3426413923242315,0,5.5167698976470571E-4,5.7019952907575652E-2,7.7336057186979806E-3,1.7037141044303671E-2,4.6534957280914229E-4,5.5004882193549452E-4,6.0207929990487956E-2,1.0552033436646351,0,9.8659418652968678E-2,3.6618117092137768E-2,8.2011102786823265E-3,1.4970515697629971E-3]
[null,22,1.0008872813259022,0.99139669539343112,1.0308888801790141,0.97997716599204276,1.0145544208944097,1.0042037923730902,1.0006615511666896,null,1.298494376559981,0,5.6745943928500147E-4,5.727872923032315E-2,7.7895342839143823E-3,1.632917520976114E-2,4.650953466482424E-4,5.6579197405877337E-4,6.0997324057547118E-2,1.0108205335957878,0,9.8436239256773167E-2,3.6951917015246048E-2,7.887596789092375E-3,1.5398992401138593E-3]
[null,23,1.0235098172787529,1.0292770386551022,1.0259719952146855,0.98462579303723863,1.0239030510594735,0.99252247740111754,0.95915366574422989,null,1.2926166775003998,0,5.4585986461879008E-4,5.4285852398558203E-2,7.5027929683408609E-3,1.6264428875788078E-2,4.4580035334840879E-4,5.4423699126110643E-4,5.570265946174327E-2,1.0157554876326624,0,9.8335487279647166E-2,3.5121359918972812E-2,7.723197802158961E-3,1.481233682536779E-3]
[null,24,1.0281932982686837,0.97799830337025961,1.0258473530805186,0.97382898207536917,0.99531778587899455,1.012255501409081,1.006316560259183,null,1.2879832545741052,0,5.6576829218759326E-4,5.6247874442779136E-2,7.6228287380623672E-3,1.6152565865234208E-2,4.5287669080791999E-4,5.6411902022198096E-4,6.0388436749881973E-2,1.0046208468185773,0,9.6841900896020697E-2,3.6393372334191681E-2,7.7288552992556044E-3,1.5353460112591945E-3]
[null,25,1.0256230442641987,0.99403452031435946,1.0480020536769021,0.98882975433796982,0.95881913327472823,0.97382193482974555,1.0012554965585392,null,1.2974756879725686,0,5.1763039627784804E-4,5.5008229878894636E-2,7.5977224250550739E-3,1.6573519264608209E-2,4.61343228272354E-4,5.1606189803387876E-4,5.8584674911079569E-2,1.0194678239027528,0,9.5160890098665699E-2,3.5138957102141766E-2,8.0795452926542728E-3,1.4045503666892517E-3]
[null,26,0.98244477017764476,0.97596575321282053,0.99567923193707286,1.0205723997696436,1.0277363328416727,0.98753009219827703,1.0129549275276626,null,1.3430278051807152,0,6.1552962650695501E-4,5.5864051084448106E-2,7.9768109953474459E-3,1.653427086044628E-2,4.5983421361352314E-4,6.1369036940753772E-4,6.287138343332753E-2,1.0537488443060219,0,9.9499050228611982E-2,3.6793410230504309E-2,7.6117262029414936E-3,1.6702628825514122E-3]
[null,27,1.0115200033438938,1.0040749172887884,1.0323891145873199,0.97809776399651494,0.98974040862841051,0.97623372556113031,0.99821363564194998,null,1.2887418475952215,0,5.4139221333536958E-4,5.4890573929437768E-2,7.668941241287394E-3,1.6270410587301627E-2,4.5857408683332065E-4,5.3975576606306633E-4,5.8959260291946342E-2,1.0088396801705573,0,9.6976841221498425E-2,3.5380474427939707E-2,7.8296908209074829E-3,1.4690372647832037E-3]
[null,28,1.0103718924923704,1.0170819064401908,1.0317325498172363,1.0011444796527158,0.96802091547434321,1.0268921352595106,1.0109532974278916,null,1.3182407558313618,0,5.6798213670953039E-4,5.7481215272761045E-2,7.6380703415701162E-3,1.6607676141434075E-2,4.5643207182573096E-4,5.6635001076737774E-4,6.0904757060619784E-2,1.0326297014876396,0,9.5953014068802869E-2,3.7064408419798432E-2,7.9656950607721183E-3,1.541418032077929E-3]
[null,29,0.96731004387412212,1.0156352806557383,1.0018031356746366,0.99058703311128982,1.0334723581972833,1.0434956057653286,0.97140833166667362,null,1.316680450865237,0,6.4194041177811705E-4,5.9358632095566591E-2,7.9750711577381717E-3,1.6177369129235619E-2,4.625745807408038E-4,6.4012511385708475E-4,6.1650523200120703E-2,1.0226079324077109,0,0.10017817098730296,3.8952848303781804E-2,7.5769347582286956E-3,1.7422095427319139E-3]
[null,30,0.97931462131495128,0.98899185944236423,1.0106665971669349,1.0286198545813072,0.9825746530388445,0.97960685530528779,0.99785421454967382,null,1.3478329598523382,0,5.906428678220222E-4,5.6086482160474835E-2,7.9637548292518217E-3,1.6779446442836726E-2,4.660377056678367E-4,5.8886369978919492E-4,6.1457953801656938E-2,1.0616004912119517,0,9.7411742282638228E-2,3.6613134699585582E-2,7.8530030143473054E-3,1.6026928719597242E-3]
[null,31,1.0064858601656179,1.0415832804161842,0.99276104090002282,0.98234127829573437,0.98107035617284888,0.98827347061265503,1.0060577201623457,null,1.2906283806754071,0,5.8938485590249382E-4,5.3021601371756481E-2,7.5855303271036784E-3,1.5870760776058413E-2,4.3599341032930561E-4,5.876250464193106E-4,5.8878428032679925E-2,1.0143607381594222,0,9.6635832773782557E-2,3.4982202541981158E-2,7.2597314259659788E-3,1.5993216658088723E-3]
[null,32,1.0372419905286598,1.0056325617102846,1.0345720496833311,1.0054746842327327,0.968020373646715,0.95632188608544233,1.0020274106191105,null,1.3095982610846595,0,5.1453020649760701E-4,5.2508114422137146E-2,7.4746457225902067E-3,1.6640878218240764E-2,4.4791978230478125E-4,5.1294257173609787E-4,5.7084395610188444E-2,1.0370139128455598,0,9.5320382492803307E-2,3.3802085153415033E-2,7.9114538833869666E-3,1.3960605887923297E-3]
[null,33,1.0052446035352969,0.97966578417804084,1.0003408751832084,0.97136167668205997,0.98123577932306061,1.0122014843275233,0.97530336423535091,null,1.2853432048080269,0,6.0974248277758194E-4,5.6127935335102457E-2,7.7852464034522837E-3,1.5816355368700265E-2,4.5090141428855141E-4,6.0796492672959173E-4,5.9782571139514393E-2,1.0028033454526943,0,9.6682620922252355E-2,3.6864769524749236E-2,7.3765566883469014E-3,1.654680114973715E-3]
[null,34,1.0168614160694449,0.99295527794718041,1.016337651346624,0.99641466487840269,1.0345790175813201,0.97101890332266028,1.0147985468258025,null,1.309408655824559,0,5.5634869977036841E-4,5.3740575315851455E-2,7.6588150467337968E-3,1.6387728131752159E-2,4.5073576833050351E-4,5.5465801277880251E-4,5.9807339725968876E-2,1.0281967811039519,0,9.8999539800219194E-2,3.4964933355499037E-2,7.694301995425196E-3,1.5095962678191282E-3]
[null,35,1.0262774581074219,0.97724895925590549,1.0157523422904107,0.98162496242316488,1.0003889579242251,1.008816834706999,1.0166216529610856,null,1.2964093312476215,0,5.7706809331324279E-4,5.5649954654126615E-2,7.6369561103759335E-3,1.6161273180398322E-2,4.4918730843626479E-4,5.7538014727037375E-4,6.1030867055020165E-2,1.0129521668839008,0,9.7121029536226436E-2,3.6219661732716686E-2,7.6239276456066046E-3,1.5659950868553859E-3]
[null,36,1.0169147198358055,1.0301036206654834,0.97623038941671392,0.97127533370011743,1.0028620353804081,1.0428731796172277,0.97774556259181622,null,1.2828326630856939,0,6.3981923155889654E-4,5.4760158198688763E-2,7.5371600186534549E-3,1.5532897745286647E-2,4.2601314522955585E-4,6.3800885211508262E-4,5.8540498008625791E-2,1.0034194371719729,0,9.7419270012806675E-2,3.6490396314424675E-2,6.9721930735525007E-3,1.7364497758956799E-3]
[null,37,1.0127332130260458,1.0345511384238044,1.0120134069160285,1.0207118448868364,0.97831624129823269,1.0148504629961483,1.0021843606527803,null,1.3343380795910307,0,5.795131338692278E-4,5.5259603049786846E-2,7.5637974850648612E-3,1.6639420833487732E-2,4.4322814985942873E-4,5.7782811391868011E-4,5.9312561759065012E-2,1.0533984725379124,0,9.6371998833137934E-2,3.604474258352619E-2,7.7332817340395746E-3,1.5726576451000872E-3]
[null,38,1.0172787017572393,1.0013911704921437,0.99187625848576466,1.0096661366768696,1.0150154474458299,1.0141416215234229,0.99393988474101358,null,1.3242750474228804,0,6.0900432272274784E-4,5.4644422589342233E-2,7.623907728018485E-3,1.6270904682395206E-2,4.378080212433237E-4,6.0723231509665144E-4,5.9550551389017242E-2,1.0426030464716716,0,9.8015719530608378E-2,3.6071975059076937E-2,7.4057977715168092E-3,1.6526861876142117E-3]
[null,39,1.0047476818449204,0.97202165554544018,1.0247063155972538,0.95507062127906694,0.97368983422167299,0.97445688749555104,0.98674517514117388,null,1.2660069963940328,0,5.6004843854411894E-4,5.5481662992880397E-2,7.8195734519553809E-3,1.5853734725588601E-2,4.6404025073112145E-4,5.5835251300812147E-4,5.9647200901656358E-2,0.98530097788147508,0,9.6356835038220762E-2,3.5921492787336286E-2,7.6435228101734117E-3,1.5196514795516611E-3]
[null,40,1.0323041103569586,0.99242226997720395,1.0149336997706493,0.9682850946471091,1.0063469132072538,1.0305808660282161,0.9995899679742386,null,1.2820177468334948,0,5.8346748211145964E-4,5.6131724478015114E-2,7.5455282464274532E-3,1.5947224442834269E-2,4.4344776848845416E-4,5.8179685932662048E-4,5.981210134293178E-2,0.9992098082683889,0,9.7267361281170764E-2,3.6550786661501404E-2,7.5279757047169429E-3,1.5834592618039283E-3]
[null,41,0.98638316972731943,0.99335808339464882,0.96491849662092066,1.0104516016171226,0.96230834433114554,0.98498411061597735,0.97042889049260417,null,1.3222372169302816,0,6.4706354381620585E-4,5.3506611958118372E-2,7.8813730302247278E-3,1.5935140028735566E-2,4.4034958942124861E-4,6.4512506291895659E-4,5.9318342393719019E-2,1.0442425163349229,0,9.619937199576177E-2,3.5901286804003042E-2,7.0583455204271351E-3,1.7558177558455639E-3]
[null,42,1.0252446219661915,1.0047449558304489,1.0183250296575184,1.0061942761572955,0.95755576564918865,1.0281702740581511,1.030886338200296,null,1.3216670146322234,0,5.791260961320793E-4,5.6286761939741685E-2,7.5608869751293342E-3,1.6521331823996285E-2,4.4585383045935532E-4,5.7746401618433108E-4,6.1630821288407786E-2,1.0382298365938833,0,9.507583855895467E-2,3.6578899389604548E-2,7.76677962090237E-3,1.5716666910919749E-3]
[null,43,0.9994522609863119,1.0194856523397273,0.9841656769027487,0.99501285265586414,1.0119725025839215,0.99853508391568402,1.0022392475902671,null,1.3088530715910005,0,6.1572273110832533E-4,5.3971551500535481E-2,7.7026265687579936E-3,1.5986297480613199E-2,4.3889081166225427E-4,6.1390317405860993E-4,6.0054373398325513E-2,1.0277028541666493,0,9.8294394204494845E-2,3.5793006881986923E-2,7.2400540683619438E-3,1.6708420666605964E-3]
[null,44,0.95617941104721871,0.98740425863775172,1.0177327852201647,1.0284126113638969,1.0052877397983304,1.0058581083838991,1.0117518194587081,null,1.3583734805978678,0,6.1248049809844497E-4,5.9418490112539912E-2,8.1635121059842712E-3,1.6930225110900091E-2,4.8110604895991828E-4,6.1068369965737251E-4,6.4736843968370303E-2,1.061173369583279,0,9.9131084856003054E-2,3.8627508294856457E-2,8.0510575967752528E-3,1.6620797186398795E-3]
[null,45,1.0050492467770775,0.98058698585489268,0.9900713914109559,1.0206524716225793,0.98897319009275864,1.0083503895957824,1.0361253616408719,null,1.3401887009311062,0,6.2037822052920806E-4,5.5361136602022028E-2,7.7813066940150824E-3,1.6441668169747455E-2,4.4603276383110927E-4,6.1856275130709674E-4,6.3358414841784047E-2,1.0540031007205934,0,9.7050345052437093E-2,3.6584597999697002E-2,7.480389656297411E-3,1.6835238999017505E-3]
[null,46,0.99096332657742292,1.0256559483271945,0.99643677477992476,0.98970946255973891,0.99747396229415641,1.0056989676475883,1.0071893453106466,null,1.3056665812480712,0,6.0828669667787856E-4,5.5336228396009449E-2,7.7528862881238786E-3,1.6060235996152496E-2,4.4726695944277147E-4,6.0650191897165242E-4,6.0903569678046519E-2,1.0218602200871165,0,9.7819107925558854E-2,3.6429316619441675E-2,7.4088357857495972E-3,1.6506982901369821E-3]
[null,47,0.96257508653775337,0.98269512164042516,1.014863184158868,1.0022275880630385,1.0026234497433772,0.96232250187094126,0.97917004896681392,null,1.3217341065726091,0,5.8668233668697077E-4,5.641750212249589E-2,8.1240539531464949E-3,1.6467768980402971E-2,4.7741393653899066E-4,5.8488335728635753E-4,6.1030629432477293E-2,1.0342384161432796,0,9.8826647716357283E-2,3.673839562192506E-2,7.8232179535984176E-3,1.5918596917865538E-3]
[null,48,1.0315902759785522,0.98722324686040364,0.98658881089347672,1.0122308292315063,0.96035323082624491,0.98127483728940801,0.97029349966623546,null,1.317021703313209,0,5.9084794609232333E-4,5.216937207055606E-2,7.5598499418700329E-3,1.6166804680380301E-2,4.3181451595737267E-4,5.8907118561091979E-4,5.6812904898976502E-2,1.045412429580898,0,9.5027793944497937E-2,3.45474626431315E-2,7.2917902174547333E-3,1.6032575799687756E-3]
[null,49,0.966847292993817,0.98313797712573048,0.99705593554119787,1.0329747435230183,0.96379439667881373,1.0113766726935014,0.96567937176841023,null,1.3556196967202692,0,6.3686933875850072E-4,5.8045872740324203E-2,8.0821425073999125E-3,1.6668394751543254E-2,4.6655267615275061E-4,6.350111868029506E-4,6.1398239445561102E-2,1.0665118765801336,0,9.6814285383316004E-2,3.8199052001700907E-2,7.7068476669971669E-3,1.728291119096161E-3]
[null,50,1.0334276101208903,1.0421318524678727,1.0052357826935494,1.0163976908139649,1.0210380443817624,0.98805689760116167,1.0143138638191307,null,1.3247210235867082,0,5.591183008483671E-4,5.2230786922925446E-2,7.3891318179295932E-3,1.6498774252044577E-2,4.3006707745842711E-4,5.5744849656141676E-4,5.7802964431273286E-2,1.0491494413787084,0,9.7941231032046924E-2,3.4205687521140789E-2,7.5574179126732532E-3,1.5171910447926724E-3]
[null,51,1.0018533593072203,1.0110657551030755,1.0334563410511044,0.96317285815533815,1.0125678633661022,0.99262589707255244,1.0006531171903912,null,1.2777671344368473,0,5.5302220858189657E-4,5.6253171064405333E-2,7.721739196856872E-3,1.610003321551012E-2,4.6221788409118319E-4,5.5137821245844877E-4,5.9950418339976545E-2,0.99341608693166261,0,9.8319137443509799E-2,3.6236351254152033E-2,7.8089533702714771E-3,1.5006697325330104E-3]
[null,52,1.02797075182148,0.9877072740236289,0.97685043559326212,0.99727644365732193,1.030889948970956,0.95591308137526132,0.99767684064340822,null,1.3033968560396048,0,5.8924041410611842E-4,5.0512954943902191E-2,7.582650976161876E-3,1.5905320542172544E-2,4.2885507763186818E-4,5.8742147592374743E-4,5.7842261781156527E-2,1.0302622078975807,0,9.8513635492500154E-2,3.3647563019307374E-2,7.1044576333447011E-3,1.598767614026945E-3]
[null,53,1.0187009926431387,0.99587455917819523,0.9771874454521936,0.96776122740966497,1.0051142053309994,0.97163520174144669,0.99229492507620654,null,1.2737348781112863,0,6.0197483516205607E-4,5.1659866820547164E-2,7.6265681536344075E-3,1.5492384990482368E-2,4.3148693924344433E-4,6.0014665532761289E-4,5.8264851977760615E-2,0.99976081902720859,0,9.748654116729466E-2,3.4404522673938231E-2,6.9762631835014674E-3,1.6334013575100038E-3]
[null,54,1.0002175361476491,0.99592576537881206,0.98236262249087625,1.0048948761556207,1.0003395767089209,0.99802518347708657,1.0241424265601502,null,1.3214302486140965,0,6.2303528629635617E-4,5.4315403204507173E-2,7.7686111251121818E-3,1.6121954077783024E-2,4.4184157105521624E-4,6.2119317883201747E-4,6.2075721122761579E-2,1.0379643767019866,0,9.77107226733121E-2,3.6060180439933268E-2,7.2825967486052218E-3,1.690683056504384E-3]
[null,55,0.97492765385769709,0.99272173512460071,0.9892146062422722,0.98651007174405614,1.0238540599628594,0.9530480138657903,1.0324735246925247,null,1.3036062782416791,0,6.0257184883420213E-4,5.3623885893140641E-2,7.9821368934443158E-3,1.5980841982990213E-2,4.5714841956599918E-4,6.0070616574086819E-4,6.2863806966231187E-2,1.0187704903529342,0,9.9498424226020787E-2,3.5454759465967253E-2,7.3417255640644751E-3,1.6349241604123265E-3]
[null,56,1.0107341761748911,1.030539119342702,1.0235737928875714,0.97537628100084295,1.0013539780564185,1.0083856701706424,0.98328069438065979,null,1.2872558990374106,0,5.6412881010668681E-4,5.5701025478375271E-2,7.5933271049440339E-3,1.6128957452255344E-2,4.5010811443232978E-4,5.62478006410258E-4,5.8251180557784554E-2,1.0062814500918387,0,9.7547938134915885E-2,3.6087344014832629E-2,7.6853391791049117E-3,1.5308797126237427E-3]
[null,57,0.99608739885642672,0.98532680059451483,1.0253361561004584,1.0105091442444516,0.97705881854131627,1.034413052092747,1.0240288750799704,null,1.3351303196762514,0,5.9564186053198491E-4,5.9130348408301101E-2,7.8449388915448979E-3,1.6719624461861052E-2,4.6583631184055296E-4,5.9394269754948744E-4,6.3878160619220484E-2,1.0424757961818829,0,9.6735086377604404E-2,3.8269777855551218E-2,7.9959335018532744E-3,1.6165162295720781E-3]
[null,58,0.99438273947451861,0.97893944463372751,0.97520218554052895,0.99875626466411671,0.95909859430915489,1.0110544492214111,0.95624044115338414,null,1.3122796409117001,0,6.4878985337272804E-4,5.5350449891039454E-2,7.8663750565203649E-3,1.5889306155097913E-2,4.4415541782879869E-4,6.468963184343621E-4,5.9219964785583633E-2,1.0318411545462658,0,9.5853345578165342E-2,3.6906732067132256E-2,7.149412419539267E-3,1.7606385294642731E-3]
[null,59,0.99613596656117465,1.0356176124905736,1.0059146801227346,1.0100408832477448,0.97103529485517603,1.0286659236375613,1.026586618660756,null,1.3286629568458554,0,6.0455347836401861E-4,5.6597774396967046E-2,7.6851700480400909E-3,1.6455777917438057E-2,4.4760169348972945E-4,6.0281925836851559E-4,6.2157749459505508E-2,1.0425674995816623,0,9.6420769522982799E-2,3.7050718998305851E-2,7.6409541454948863E-3,1.6406753019639851E-3]
[null,60,1.0238042029763776,0.97722374940825252,0.99756468599389414,0.98132251435865048,1.0186381608709674,1.0125211717067142,1.0140472543242334,null,1.2966294028062351,0,6.0293786882347161E-4,5.5038002602889081E-2,7.6510783677332071E-3,1.596142793469809E-2,4.4189516956682481E-4,6.0118070494565707E-4,6.1119380357232612E-2,1.0131677771913687,0,9.8042023325756192E-2,3.6208647736085016E-2,7.3647115850852107E-3,1.6362156996959554E-3]
[null,61,0.99577869699048283,1.0242460417892247,0.98806809807870821,0.98824214501545193,0.95782928922458099,0.98777360786316359,0.99555025504955263,null,1.2979155018878081,0,6.0528698793964927E-4,5.3684957296178913E-2,7.717600617400548E-3,1.5894456749216971E-2,4.4148574877089737E-4,6.0347878263890535E-4,5.9402792128736649E-2,1.0205933139171857,0,9.5771125980959881E-2,3.5519552008390055E-2,7.2495553366509471E-3,1.642470309615869E-3]
[null,62,1.0092279470691976,1.0283839464229885,1.0065645853860843,1.0105359590253644,0.99334694634616416,0.97165919624324204,1.0336207669145403,null,1.3216976136411753,0,5.6446277511907185E-4,5.2939395321635468E-2,7.6069300579457901E-3,1.6454547859891668E-2,4.4333334483178337E-4,5.6274856063798923E-4,6.0240751675854576E-2,1.0430590921103502,0,9.7178134826333015E-2,3.4642508539738687E-2,7.6030180470307816E-3,1.5316160720434491E-3]
[null,63,1.0005548456525561,1.0229818247706373,0.9903760078770002,1.0095168585984637,0.98418821068293272,0.96645520227595816,0.95363711886666414,null,1.3157903517883165,0,5.8687624169612954E-4,5.241308209929519E-2,7.6851161820898324E-3,1.6189018503904841E-2,4.4065465953250967E-4,5.8508436294814141E-4,5.6055199414217681E-2,1.0424943797717707,0,9.6929960308906202E-2,3.4630100378134659E-2,7.3622255862761657E-3,1.592406762936431E-3]
[null,64,1.0014372210039055,1.0235036225613992,0.96740295067152582,1.0288647113056149,1.0247378328565169,0.97339576554321094,0.9900757712562388,null,1.3396629025679039,0,6.1916946122396422E-4,5.1584886561421142E-2,7.6712185722057355E-3,1.6239648035174824E-2,4.2969988791222044E-4,6.1729246286222584E-4,5.8315865999597004E-2,1.0631927118824875,0,9.8844100729740869E-2,3.4559410868449193E-2,7.1471704357699405E-3,1.6800665935052853E-3]
[null,65,1.0072721859925347,0.99780808013692579,1.0397096897595715,1.0466265704906594,0.99968039304948453,0.99556233788192017,1.0343184537962391,null,1.3676052553930611,0,5.4740791217203959E-4,5.6741699616858453E-2,7.7223886995967158E-3,1.739957908127783E-2,4.6511322826195184E-4,5.457854057299373E-4,6.2170675392296225E-2,1.0793024948185193,0,9.7569451532466253E-2,3.6419288215819155E-2,8.3307393581220045E-3,1.4854479562862444E-3]
[null,66,1.0339967203313787,0.96986464699515329,0.98943778402052951,0.96301031129168924,1.0237176399319667,0.99266687210742599,0.99413934602938614,null,1.2721955751059528,0,5.9703069287002125E-4,5.3173224087477808E-2,7.5966483192384708E-3,1.5582623947922696E-2,4.3516912771765428E-4,5.9525594383703689E-4,5.8972053707756503E-2,0.99449578541535844,0,9.8040143906697963E-2,3.515209070647337E-2,7.1295201832873118E-3,1.6200904530552659E-3]
[null,67,1.0116185197815282,0.97250006462530869,1.0370051894345762,0.98251241105212306,0.97935163243047652,0.97313457276166848,1.0363101355804067,null,1.2974255175548146,0,5.413262173391744E-4,5.5652153853987057E-2,7.76796690136168E-3,1.6424863889367671E-2,4.666147230749999E-4,5.3968475857361703E-4,6.2171895906219202E-2,1.0132627495428912,0,9.6476936715993028E-2,3.5775724330656386E-2,7.9594091442248792E-3,1.4688440058045354E-3]
[null,68,0.9871894111753351,0.990867561310944,0.97560265777332911,0.99735942748573325,1.0156766835669881,0.98787197651984593,0.99237612891674143,null,1.3134858726655274,0,6.349214151567538E-4,5.4229257493160959E-2,7.8855012971837547E-3,1.5934832101772333E-2,4.4541706350289823E-4,6.3302487026003335E-4,6.0791547488550181E-2,1.0303858632174208,0,9.877195206793607E-2,3.6150365501398614E-2,7.1701479592440158E-3,1.722885020255413E-3]
[null,69,1.0434881416542663,1.0091650964447796,1.0027038621749456,1.039555500928766,1.0169734926572973,0.98672671392522904,0.96717932030872078,null,1.3463288473182506,0,5.6308981042334011E-4,5.2200855293016234E-2,7.4119988561334744E-3,1.6758050144119924E-2,4.3030387530051565E-4,5.6140587822663048E-4,5.5495136733374452E-2,1.0731315066803269,0,9.7510563592158081E-2,3.4237407435458563E-2,7.6267469074226043E-3,1.527961733134869E-3]
[null,70,1.0021167131144919,0.99347790827164439,1.0185036181161415,0.96244471978607382,1.0083018615125026,1.0181805603788618,1.003112811681661,null,1.2804927547146807,0,5.8916887792391113E-4,5.729209090856318E-2,7.7704012757343205E-3,1.5938007018380714E-2,4.5828999510699492E-4,5.8746138538333208E-4,6.1419317452997502E-2,0.99308234473560664,0,9.8089324987921889E-2,3.7228334524454114E-2,7.6174750740348593E-3,1.5988762344197847E-3]
[null,71,0.98664368470285091,1.0019345122615668,1.0231031955891545,0.97927003487178332,0.97355972398175139,0.99420407800996524,1.0045937939416398,null,1.2961723039515842,0,5.7679206648373965E-4,5.6868214767677693E-2,7.8666947002269949E-3,1.6213393023998782E-2,4.6609476093350714E-4,5.7508013035893714E-4,6.1451351647955704E-2,1.0103119766965232,0,9.6801513929246075E-2,3.6853656388757386E-2,7.7759414326673644E-3,1.5651785397230032E-3]
[null,72,1.006855801932091,0.98189492176826976,1.0094753631332443,0.97159054990252713,1.0116067307809573,1.0106595696582457,1.0258315049990203,null,1.2901327048696916,0,5.9588010444835645E-4,5.6385907853394583E-2,7.7679700540816635E-3,1.5983052548493037E-2,4.5403943807785865E-4,5.9414031051950979E-4,6.2663612240953209E-2,1.0027767591041417,0,9.8122646718974776E-2,3.6834462699667017E-2,7.5289399389034551E-3,1.6170540669333804E-3]
[null,73,1.0022200781476427,1.0023694108007872,1.0018711267534302,0.99780361269844242,0.98856457081839844,0.99401224053582082,0.98743079491612062,null,1.3109596488323019,0,5.9322732110512946E-4,5.4857775898177537E-2,7.737881750068322E-3,1.620758388836728E-2,4.4884763025693426E-4,5.9146626484639885E-4,5.942273281765726E-2,1.0300557735908864,0,9.7113267773553266E-2,3.5997803910358873E-2,7.5099664331227623E-3,1.6097761961100922E-3]
[null,74,0.95586050745906559,1.003187534011371,1.0030159006454451,1.0337737843909254,0.98592224495829195,1.0105920351264273,0.99511997319823664,null,1.3604450883697397,0,6.306675174999652E-4,5.8524877579980296E-2,8.1108182224384172E-3,1.6796080676891183E-2,4.7102134150872295E-4,6.2882603154626698E-4,6.3290015227824695E-2,1.0671534757413601,0,9.8186085942645121E-2,3.8378094169957168E-2,7.8250037876640404E-3,1.7114571654233506E-3]
[null,75,1.0166045068250831,0.99367743860473845,0.99256507099793179,0.98793410400278137,0.98732345919220788,0.98525820128792108,0.98206599533895378,null,1.2965395495159733,0,5.9303907395027989E-4,5.3318254835273408E-2,7.6527642631286094E-3,1.5939339251369242E-2,4.3977082459791347E-4,5.9126293446695819E-4,5.826905439126967E-2,1.0201416673348311,0,9.6693052691568512E-2,3.5182047751438156E-2,7.2961515141356185E-3,1.6092227978450962E-3]
[null,76,1.0317936434047488,0.98047153826443456,1.0209293221518021,1.0192921326178432,0.95653778811788603,1.0021594678733423,1.0180922439002797,null,1.3321574485781273,0,5.6334540354433665E-4,5.5180750938197853E-2,7.5873757032761625E-3,1.6720426000933087E-2,4.4857594744774823E-4,5.6168665047416546E-4,6.0487980974883983E-2,1.0516672425034759,0,9.4875971061009243E-2,3.5805526848679638E-2,7.8565314506579883E-3,1.5287259026361122E-3]
[null,77,0.98239993751128707,1.0124049132486634,1.0279690936457035,0.9912978279271929,1.0022658629668191,1.0029675841449366,1.0248705538285807,null,1.3129823198193551,0,5.760976513340696E-4,5.7640839336571936E-2,7.8691057831393012E-3,1.6482904396043337E-2,4.6849156953620745E-4,5.7440271641878162E-4,6.2895135524486431E-2,1.0225811218786096,0,9.8304511783564447E-2,3.7248629342874692E-2,7.9299402971574947E-3,1.563334842287346E-3]
[null,78,1.0196433916754957,1.015441636664413,0.98483190245831975,1.0001513030532023,0.97817048136896567,0.95548610515904586,1.0306223094180522,null,1.3056642850117388,0,5.7763263643199436E-4,5.0728099168811727E-2,7.5622700479459331E-3,1.6027362835686246E-2,4.3118453432080129E-4,5.7584873372083486E-4,5.934171773481537E-2,1.0329899807022302,0,9.616915884739681E-2,3.3628522211439055E-2,7.2205024070981453E-3,1.567270424704059E-3]
[null,79,0.96018823117970109,1.0361720203567626,0.99291248919195929,1.0239623036806973,1.0186226517033945,0.97707873976448567,0.98178728693518191,null,1.3425906045840301,0,6.1188706510060587E-4,5.506923682674094E-2,7.9679056384616923E-3,1.6512281144701293E-2,4.5804119098874399E-4,6.1003913505238317E-4,6.0052491422691E-2,1.0573337537845877,0,9.9639704401242299E-2,3.6329887561333332E-2,7.5688251170641938E-3,1.6603254262657636E-3]
[null,80,0.99090892588017176,0.99250203362258804,1.015977398474827,0.95806126332401687,0.96376059629224842,0.99679233721859994,1.0043869902259208,null,1.2731441110877231,0,5.8661986800773831E-4,5.6607516615474321E-2,7.8607496620227285E-3,1.5823004725396991E-2,4.6245399741587503E-4,5.8488328360727277E-4,6.1558948842496505E-2,0.98863014869175303,0,9.6211274783311415E-2,3.6838022441024312E-2,7.5618684219718804E-3,1.591859491256373E-3]
[null,81,0.99030781689677916,1.0207156068891579,1.0159808553868925,0.97930025350940675,1.0264474482376449,1.0191745919959385,0.99540587652727164,null,1.2988340442847386,0,5.9346038886870468E-4,5.7271943303546957E-2,7.7778257033052824E-3,1.6157353407183866E-2,4.575770926539317E-4,5.9174213643780303E-4,6.0816128553220841E-2,1.0105467127258163,0,9.9259380898978025E-2,3.727033048426738E-2,7.6679833405571144E-3,1.6105270276408484E-3]
[null,82,0.99592707300478123,1.0034066723707311,0.9895545718112092,1.0037776110161645,1.0026532141646263,1.0196904464161209,0.97671062652672158,null,1.3208175565435745,0,6.2797408840542003E-4,5.595330307761804E-2,7.7805250296861727E-3,1.6164466258956629E-2,4.4575501795724099E-4,6.2615682788332114E-4,5.9872232606782171E-2,1.0365924396601611,0,9.7937344832921533E-2,3.698737400868124E-2,7.3817408383768856E-3,1.7041924729555634E-3]
[null,83,1.0186232961907837,1.0025649987253402,1.0147723768706236,0.97503227115564994,0.99396553177587521,1.0349507794793003,0.9774653994398359,null,1.289450820066866,0,5.9159919763279571E-4,5.6887012801997795E-2,7.6157918688412015E-3,1.6027490509610283E-2,4.4750515470908404E-4,5.8991244382711671E-4,5.9080386209975223E-2,1.0061770859224293,0,9.6990662602756447E-2,3.7046111442098704E-2,7.5749131007392138E-3,1.6055472075125678E-3]
[null,84,1.016783567221522,0.99049646422800752,0.98850070743278251,1.0023313878918694,1.0109349230291345,0.97052685592558363,0.98186449979361701,null,1.3109915062069715,0,5.8976273675830331E-4,5.2373740543032357E-2,7.6602526079457799E-3,1.6103788105934883E-2,4.3839698989777895E-4,5.8796959927205205E-4,5.7907550567429265E-2,1.0351307249931263,0,9.7826447711386127E-2,3.464302088663683E-2,7.3091175139763697E-3,1.600259425092217E-3]
[null,85,1.0140001228536031,1.0005551013160237,0.97867394167623611,0.97905014304761406,1.0059471236699813,1.0017105725790061,1.0242264693118397,null,1.2918359630605321,0,6.204075194697088E-4,5.348663938081602E-2,7.6479261660465491E-3,1.5707277847169278E-2,4.3335030330781814E-4,6.1857993014036757E-4,6.1194798542096182E-2,1.0113787304241382,0,9.7641209549978292E-2,3.5589108702369469E-2,7.0751790789142736E-3,1.6835706550229132E-3]
[null,86,0.98060402108282996,0.99302164121223668,0.98123016600569501,1.0335028563061337,1.0326855040305887,1.0104629235932541,1.0125243908516808,null,1.3579142666416431,0,6.456793426169767E-4,5.6099013669587978E-2,7.9329727315934941E-3,1.6547296659522651E-2,4.5067116144115844E-4,6.4379378274228107E-4,6.3089212670669997E-2,1.0675492737139953,0,9.9769507187630252E-2,3.726976573967343E-2,7.4562442173429022E-3,1.7521944500610454E-3]
[null,87,0.95990582089483634,1.0226551874417549,0.97679109287843402,1.0174084497278633,0.97705496219820609,0.98373875011007716,0.99378369679861989,null,1.3353052307909603,0,6.4049966638292963E-4,5.4902130396357676E-2,8.0081462713397847E-3,1.6219439071185695E-2,4.528926224314705E-4,6.3857842051105002E-4,6.1427187966964017E-2,1.0510619360741369,0,9.7618446076709872E-2,3.6572583349167957E-2,7.3063902552266725E-3,1.7379999533113318E-3]
[null,88,1.0256721445274843,1.0124314912300456,0.96472010981379919,1.0367251627375231,0.99912127922506311,0.9867102645136584,1.0104467352269455,null,1.3457639762019367,0,6.1889680490443929E-4,5.114698837216837E-2,7.5219828300574238E-3,1.629793709540673E-2,4.2018421629897118E-4,6.1704594983464929E-4,5.8846105811983365E-2,1.0714010406187708,0,9.7017758972147081E-2,3.432221320607165E-2,7.1122202677944019E-3,1.6793956663072197E-3]
[null,89,0.99146784440508995,0.98491879897345791,1.02044061852733,0.97436233618045986,0.97760695361118055,1.0114607998889353,0.97941220978344012,null,1.2920264108599853,0,5.9123027611840623E-4,5.7828384092918836E-2,7.8815729681963338E-3,1.6103223774972846E-2,4.6574304190104103E-4,5.8950542574118096E-4,6.0691612574053554E-2,1.0053242511067226,0,9.6872086489236758E-2,3.7534239817565339E-2,7.7225824063378015E-3,1.6044394384561267E-3]
[null,90,1.0012697563003639,0.97774219124395023,1.0043637983924356,0.98741920364021551,0.99478796901005306,1.0095901264759213,1.0041961949712972,null,1.3055341248868559,0,6.0598413559478437E-4,5.6463544414424832E-2,7.8232952048843344E-3,1.6126826454337537E-2,4.5493866790354503E-4,6.0421296669244074E-4,6.1786420998511483E-2,1.0192626750302589,0,9.7440590096768434E-2,3.6996796284863194E-2,7.5363403872217745E-3,1.6444685165858842E-3]
[null,91,1.0384790668265151,1.0159928868431827,1.0121322918876592,0.99680240852127389,1.0000773895455131,0.99874531005701084,0.96648097554289347,null,1.3028788896387817,0,5.6008057267179477E-4,5.3423263478072636E-2,7.4299065657581279E-3,1.6259973020383935E-2,4.3543401141698255E-4,5.5842579529776653E-4,5.5869089392649195E-2,1.0287198908192721,0,9.6818143787804997E-2,3.4844495892759023E-2,7.5604965182514495E-3,1.5198509297865744E-3]
[null,92,0.9879605574495306,1.0079193549649452,1.0390417163383971,0.99972197229824922,0.97587886414282665,1.0334603240817699,0.98331579121726809,null,1.3218094783165275,0,5.7782653729008464E-4,5.9780862535536564E-2,7.8414823428618902E-3,1.6687920585194135E-2,4.719759349439092E-4,5.7617667576979588E-4,6.1083444831960071E-2,1.0309526222650769,0,9.6898186138287531E-2,3.8384726582186453E-2,8.141743987143242E-3,1.5681629748552633E-3]
[null,93,1.0190824046509721,0.99765049414346041,0.98077610532991333,1.0066681662428678,0.95407588567888391,1.0116376776740592,1.0035876366697736,null,1.3176823872781183,0,6.2144945685712715E-4,5.3919892677435854E-2,7.6191447324896709E-3,1.6064385570543228E-2,4.3264303102026722E-4,6.1963676228131935E-4,6.0056459143772709E-2,1.0398444401212685,0,9.5012625047724827E-2,3.5831866672869653E-2,7.2162959718419881E-3,1.6864470037259622E-3]
[null,94,1.0199053626922632,0.98582463697506117,1.0197665791785164,1.0212485236119793,0.99780646951503504,1.0096996864206877,0.96232647532664695,null,1.3354947221880722,0,5.7433856437795385E-4,5.6061801851944225E-2,7.6588344544685572E-3,1.6730133837334904E-2,4.5227768061307128E-4,5.7266007122009439E-4,5.7889906161029597E-2,1.0537203998647238,0,9.7151471309210785E-2,3.6401968474869054E-2,7.8710151105170177E-3,1.5585919365193545E-3]
[null,95,0.98882670250788496,0.9952492378468587,1.0387386316065748,1.0331370332104999,1.0033350718595626,1.0433708257285732,0.96156800930578334,null,1.3589472772435915,0,5.861840561864856E-4,6.0591815226437674E-2,7.8742822975813934E-3,1.7176382140919752E-2,4.7380884063477814E-4,5.845262294817624E-4,6.0379425212865788E-2,1.0654205071010208,0,9.8204449981927427E-2,3.8912229455036397E-2,8.325147106243061E-3,1.5908877076295951E-3]
[null,96,1.0223955072036284,1.031055093229708,0.99067464698596397,0.98102931214829447,1.022632637066794,0.96846412307260155,1.0085158544165462,null,1.2867880893634598,0,5.7337148231488696E-4,5.1253571577266288E-2,7.4974041074743923E-3,1.5836185997222581E-2,4.3002123730858017E-4,5.7162446837547465E-4,5.7829869981698756E-2,1.0130674377538194,0,9.8260952572683677E-2,3.3857939274712645E-2,7.200680508248708E-3,1.5557733669626854E-3]
[null,97,1.0023354110402141,0.98259034795217814,1.0033662502679348,0.98604553431253661,0.99684725633155513,0.96989340872478447,1.0119168868836317,null,1.2990223717163381,0,5.8159160145701549E-4,5.4021220405694084E-2,7.7992848159409824E-3,1.6083333364646037E-2,4.5308884527028349E-4,5.7982215291679979E-4,6.0797084695301117E-2,1.0178738705299961,0,9.7512785016969833E-2,3.5417432621430267E-2,7.4879561077117445E-3,1.5780847619181893E-3]
[null,98,1.0010310526179325,1.001386382519343,0.96551657643109756,1.0229529489582754,0.98927572671025021,0.98742950480037284,0.979571784121403,null,1.3342926425957311,0,6.3633785234222615E-4,5.2715491346373392E-2,7.7412273677965812E-3,1.6119726523092216E-2,4.3278452398812039E-4,6.3443622472393493E-4,5.8819888764719594E-2,1.0571430785125877,0,9.7136885964468372E-2,3.5357547360364068E-2,7.1011875981040482E-3,1.7267262618532785E-3]
[null,99,1.0054546218147113,0.98747085520918798,1.0102766678110724,0.97118637661865836,0.99302806244811026,1.0039019703406458,0.95789348783157879,null,1.2836213664456178,0,5.9039603178439779E-4,5.6001181387029406E-2,7.7613926491705834E-3,1.5913506858173963E-2,4.5401854244024446E-4,5.8866064637565641E-4,5.8220662592255612E-2,1.0023366776285469,0,9.7259013328060556E-2,3.6565854110175502E-2,7.5086545076680569E-3,1.6021402275046117E-3]
[null,100,0.97664877136638806,1.0182233925274298,1.0059896221562892,1.0055274282856335,0.98744268760495379,1.0120265603445584,1.0033156340019247,null,1.3263196812392666,0,6.1067123450735073E-4,5.7180748788462521E-2,7.8918217523737486E-3,1.6408434242454965E-2,4.5967206844667042E-4,6.0889066319926336E-4,6.20052907714322E-2,1.0379064669912028,0,9.7711084971176504E-2,3.7430693296769332E-2,7.6700492637792952E-3,1.6571996644752162E-3]
[null,101,1.0050476237315036,1.0409745608485597,0.999475881106626,1.0155633654033243,1.0227079311477043,0.99565989717780323,0.98408634268539885,null,1.3278975392278867,0,5.8655665442929538E-4,5.3850100502690616E-2,7.5997747596386802E-3,1.6430605170708941E-2,4.3977681429130942E-4,5.8481828222422866E-4,5.7916631762143553E-2,1.0484619330142035,0,9.8692780669012922E-2,3.5386879192196491E-2,7.5291131362859934E-3,1.591682578919427E-3]
[null,102,0.99682792301202228,0.99165399520444619,1.0114037536939677,1.0108728097161135,0.96573764674882667,1.0412026750541792,0.99986717713711404,null,1.3327225701702048,0,6.1514611252706406E-4,5.855386630174067E-2,7.8156136724787037E-3,1.6530709993237847E-2,4.5770546997311309E-4,6.1340275353187034E-4,6.2306534458809383E-2,1.0432624874051404,0,9.6153296868773205E-2,3.820723962409988E-2,7.7673796479964374E-3,1.669480086950394E-3]
[null,103,0.9817510588300804,1.0102250683258591,1.0260258711904535,0.97688965783335302,0.99234130558186673,0.96082427160161599,0.98182411506184475,null,1.2894264094118855,0,5.5497362261574016E-4,5.5195753960913863E-2,7.880612926207578E-3,1.6194145698448209E-2,4.6827462716160582E-4,5.5326921998836314E-4,5.9078761715737151E-2,1.0077732426681256,0,9.7838782322756529E-2,3.5708919356334752E-2,7.7838041071673662E-3,1.5058164316589726E-3]
[null,104,1.0278875077737681,1.0248045755237423,0.98564810370183098,0.99889574167395845,0.96432461262019031,0.98759216967965047,0.97269963293337702,null,1.3020682849905949,0,5.8908733776750425E-4,5.1867150257227192E-2,7.4743194667384631E-3,1.5965384630635678E-2,4.2652244085231541E-4,5.8732720321576963E-4,5.620249886416772E-2,1.0316685677595065,0,9.5305400090742023E-2,3.436674727746581E-2,7.1949433030169549E-3,1.5985110347928192E-3]
[null,105,0.97781826209701528,0.97109096876433931,0.98146828931046115,0.96418002678784931,1.0057372826787461,1.0050772675330002,1.0025047964032823,null,1.2846435820484963,0,6.4952686316051462E-4,5.6473083897003444E-2,8.0270185973084652E-3,1.5572370185881054E-2,4.5612419365532065E-4,6.4761990359149947E-4,6.3227129463193907E-2,0.99593579832635282,0,9.8538243249031932E-2,3.7512893477301038E-2,7.1402197286045254E-3,1.7626078897322185E-3]
[null,106,0.98160699605897395,0.99217305400686706,0.97803916583598749,0.97848888389940525,1.0180046564411191,1.0033699833133298,1.0373765645352195,null,1.2996744286120272,0,6.4495229443971638E-4,5.5496265487624645E-2,7.9267796928599189E-3,1.5753410617109838E-2,4.488608730046004E-4,6.430555435088445E-4,6.4368421759398511E-2,1.0108178278440463,0,9.9029992686656854E-2,3.694045479357818E-2,7.1441264024495604E-3,1.7501852062281286E-3]
[null,107,0.98557863865794426,1.0365195214178551,0.99371068104764049,1.0314033202802375,0.98896805509747554,1.0260156720908555,1.0165567073203645,null,1.3522903698781203,0,6.2486218156996491E-4,5.63809758981842E-2,7.7617916808102316E-3,1.6625268864697448E-2,4.4655203685847186E-4,6.2306507403739754E-4,6.2086389668902155E-2,1.0649926083069257,0,9.7541213826098358E-2,3.7177524043709061E-2,7.5840649212837469E-3,1.6957777381833401E-3]
[null,108,1.0208712482998714,1.0128224150351943,0.98263155875286878,0.97641126554983282,0.9678860963537218,1.0288474059313517,1.0113240306958629,null,1.2877735025581099,0,6.2471431824761626E-4,5.4510947228668491E-2,7.5604566102784043E-3,1.5679239124640785E-2,4.3012012694681594E-4,6.2292258104434874E-4,6.0446735435904744E-2,1.0085354621476348,0,9.5640056843937768E-2,3.618413797941069E-2,7.0927488786616168E-3,1.6953899192290642E-3]
[null,109,1.0104333568816699,0.96844851617178473,1.0203304734703449,1.0274898694739834,1.0043584643906014,1.002519709041636,1.0157266783722088,null,1.3479171099172846,0,5.7902935055923388E-4,5.66147158005691E-2,7.7859551606197248E-3,1.6891073022052901E-2,4.6004236542678364E-4,5.7732502923719053E-4,6.204337688962263E-2,1.0601432964474162,0,9.7696969343263787E-2,3.6748860480410525E-2,7.9632363147854289E-3,1.5712884144388924E-3]
[null,110,0.99690234618690232,1.0143140868661158,1.0435347610451977,1.0138972157092083,1.0174347818223055,0.97627197788302345,0.9786406751424036,null,1.3292232066501486,0,5.3455200005555516E-4,5.6047892427126385E-2,7.7526199890758461E-3,1.6932565605143498E-2,4.6869198884184036E-4,5.3293629176546218E-4,5.8343326068326644E-2,1.0454406646249685,0,9.8689045266454167E-2,3.589490862568484E-2,8.2046308590338849E-3,1.4504769037842235E-3]
[null,111,1.0013298766420844,1.0378510225534998,0.98717284748237899,1.0355509221132035,0.99879326508957156,1.0112482045632347,1.0279131534613961,null,1.3524685097414062,0,6.1412953491734787E-4,5.4325751106119875E-2,7.6341974970285369E-3,1.6594459618569219E-2,4.3631914769536994E-4,6.1233750176855424E-4,6.1287652547193379E-2,1.0694787318335555,0,9.7613738916464313E-2,3.596283847594401E-2,7.470031809172429E-3,1.6665808228107969E-3]
[null,112,1.0042168447687774,1.005170832589902,1.0149192510331233,1.0163464991397433,0.98869468644116465,1.0031413919871133,0.96637087842632463,null,1.3305212969665356,0,5.8086148763309938E-4,5.5874192554378997E-2,7.7170667066074512E-3,1.6606715279442196E-2,4.5352248452997879E-4,5.7915283315029841E-4,5.8232843608366502E-2,1.0488066098293711,0,9.708493190891801E-2,3.6383400718879168E-2,7.7874594363689124E-3,1.5762630941549745E-3]
[null,113,0.98189102368523784,0.98675240485428983,1.0056966784507151,1.0321439058094199,0.99745395978851015,1.0081403202380952,0.98766567033201313,null,1.3546414501147537,0,6.1309778305770099E-4,5.7356549833611853E-2,7.9488135490047816E-3,1.6780802449259221E-2,4.6285577570705103E-4,6.1130324538652241E-4,6.1621175846888948E-2,1.0653889702061405,0,9.8059597793158912E-2,3.7552280777266925E-2,7.8084325035044583E-3,1.6637659178814312E-3]
[null,114,0.98368535153542425,0.97751860570254545,1.0040133818584185,1.0095474342705164,1.0158364869737591,0.98523062391323124,1.0274620820980467,null,1.331620334753894,0,6.0242719276576895E-4,5.6068680106085698E-2,7.9637849960364666E-3,1.6479661724825605E-2,4.6294568636548222E-4,6.0062288556260522E-4,6.3571473021114419E-2,1.042115008851743,0,9.8900974730445831E-2,3.6745694949393733E-2,7.6792174958653283E-3,1.6346974992203977E-3]
[null,115,0.99305561892571392,0.99077022930143055,1.0213804721822957,0.98634307073099858,1.0154907337191166,0.97892186125267511,1.0132712589781891,null,1.3037379237745439,0,5.6882974900166405E-4,5.578992027758449E-2,7.850582715675538E-3,1.6320931269401859E-2,4.6434518679094275E-4,5.6711508870258714E-4,6.1473709160363356E-2,1.0176586755687003,0,9.8666121769555318E-2,3.6191257743860436E-2,7.780594420900502E-3,1.5435003220096949E-3]
[null,116,1.002277561252275,1.0190788326082645,0.99699463981365022,1.0044456541665236,0.98509641767489764,1.0114179252741711,1.0066560556500925,null,1.3195789222434231,0,6.0569753013594489E-4,5.519457778768707E-2,7.6852538461109872E-3,1.6257183932355167E-2,4.4361435961227436E-4,6.0393039820343477E-4,6.0566398172373831E-2,1.0370583839706855,0,9.6938656394486858E-2,3.6323987213615898E-2,7.4689342401209943E-3,1.6436994583074872E-3]
[null,117,1.0040805833328217,0.99373225752340444,1.0120409970002289,0.98352516448812688,0.98608126468077983,0.98883598696149755,0.97800980343307742,null,1.2955132300621974,0,5.7873547699707891E-4,5.5185811484448198E-2,7.7528215232736918E-3,1.6113683165190618E-2,4.543172149681181E-4,5.7700844787574306E-4,5.8875595757595087E-2,1.0150201515267194,0,9.695862862435195E-2,3.5996025112322791E-2,7.5874958981136213E-3,1.570426784334051E-3]
[null,118,1.0121393763486894,0.9608448815822479,0.99409983997972184,1.0113525707327748,0.98238143166203296,0.97682698793445955,0.99549162465075391,null,1.3240465152995295,0,5.9664814438354101E-4,5.3890771818974843E-2,7.7909060344507706E-3,1.6309270094716118E-2,4.4840300868301004E-4,5.9484577225571206E-4,6.0152684446548144E-2,1.0442770878469017,0,9.6563209598819616E-2,3.5527229633325469E-2,7.4697810880142235E-3,1.6189741012239249E-3]
[null,119,1.0231832888313972,1.0015341094824857,0.97643410806292541,0.96362189041836632,0.98501153554874399,1.0132494784239301,0.98434861948792707,null,1.2716731498467557,0,6.2456336404383334E-4,5.3482985671443092E-2,7.575785822443973E-3,1.5416385929495409E-2,4.2828519399886974E-4,6.2274448451502516E-4,5.8590338776534287E-2,0.99550672315235134,0,9.6406824511730091E-2,3.5634933402680931E-2,6.9378010664214148E-3,1.6949051991857502E-3]
[null,120,0.97688003602127516,0.99113521571353991,1.0071499117322749,1.0094148774813196,1.0132228377316475,1.0108465903197705,0.98203597632006934,null,1.3322690161515638,0,6.1494421820930693E-4,5.7782761514106114E-2,7.9758036859247598E-3,1.6487532797095795E-2,4.6510390275717167E-4,6.1314909488253023E-4,6.1522898025273602E-2,1.0418844639122089,0,9.8953603826666944E-2,3.7798831984466229E-2,7.7310219146647921E-3,1.6687897117254418E-3]
[null,121,0.96422921035711384,1.0108604035006907,0.99974220159721439,1.0021887337766979,0.99599407623528891,0.98741556589413315,0.95895343757203411,null,1.3199265103673268,0,6.1314747936153579E-4,5.633524260184767E-2,8.0151251587345842E-3,1.6263835153304134E-2,4.6393613713467002E-4,6.1131512782666621E-4,5.9510354020220896E-2,1.034646090685116,0,9.8444601664489428E-2,3.70140962582646E-2,7.571262781781914E-3,1.6637982579664574E-3]
[null,122,0.95825569759295193,1.0028140683099456,0.99614835824023462,1.0032130238224182,0.99345634382914416,1.0046991199607676,1.0000252279011652,null,1.3273197419396741,0,6.3448987390009781E-4,5.766949211200862E-2,8.0899929113698362E-3,1.6287542922384525E-2,4.6657920499238137E-4,6.32626360620661E-4,6.3261079496524347E-2,1.0358110894694457,0,9.8477992887915936E-2,3.7971894051129218E-2,7.5641419887960415E-3,1.7218004083857084E-3]
[null,123,1.0116719447395228,0.99998148008910948,1.043844108152775,0.99042939074485403,0.95768547585659236,0.96516317974706956,0.98888258150621577,null,1.2991326518184421,0,5.2338886225830801E-4,5.4926666780576519E-2,7.6831246417066908E-3,1.6547649815251211E-2,4.6463160608890451E-4,5.2178868700633921E-4,5.8208031975390248E-2,1.021234006514584,0,9.5434864572197714E-2,3.5170590242066493E-2,8.0445490473948292E-3,1.4201367984368115E-3]
[null,124,0.98125386162615147,0.96205498104934684,0.98066481552219231,0.98409990268525505,1.0055782729137208,0.98966803069436859,0.97362042024332007,null,1.3017502714484586,0,6.4078103151806018E-4,5.5574865315104784E-2,8.028677897935441E-3,1.5808831851234398E-2,4.5584628362140196E-4,6.3887045725074621E-4,6.1023580249841183E-2,1.0165357282355618,0,9.8440942010023513E-2,3.6934140835967744E-2,7.2107745623888799E-3,1.7387947810468994E-3]
[null,125,1.0021605807467235,1.0323188559701075,1.0071114155103511,0.99624888346959639,1.0280788058693133,1.0297814270057666,1.0092366158775963,null,1.3151976154039466,0,6.0084407327650369E-4,5.6454328598936877E-2,7.6490141378907474E-3,1.629298482965429E-2,4.4603018695869542E-4,5.9912236112232801E-4,6.0878394504287468E-2,1.0282960961926051,0,9.9032235688119266E-2,3.6930672334770286E-2,7.5889670765366358E-3,1.6306135663417122E-3]
[null,126,1.0299522888792927,0.98402634533593869,1.0162993875402184,1.0091855233437939,0.99953894630861595,0.95316330537166705,0.98289010894079598,null,1.3152973540003154,0,5.411717414815513E-4,5.2265534931233947E-2,7.5888313594139074E-3,1.6501981021406251E-2,4.4660007245980656E-4,5.3949636808653932E-4,5.6945675341201617E-2,1.041376115603887,0,9.6994329947072175E-2,3.4005999455936624E-2,7.7056303720969693E-3,1.4683312690016168E-3]
[null,127,0.97722575858043192,1.0342809711837126,1.0319304796373201,0.97978346079354162,0.99615280557166896,1.0282529663045428,1.0250081275197374,null,1.3035079397531502,0,5.8385359423840757E-4,5.9122933750471167E-2,7.8443992603647299E-3,1.6366731880538728E-2,4.6885342424196987E-4,5.8217808122445526E-4,6.3320308086043275E-2,1.0105913057976992,0,9.8146861375638203E-2,3.8118629825895901E-2,7.9450950431323823E-3,1.5844968221400699E-3]
[null,128,0.99223574527385572,0.99388321712606587,1.0332769830020658,1.0284401179777285,0.98652823255904509,0.99352131952418832,0.99635287090663338,null,1.348047134174543,0,5.629417579453217E-4,5.7231392001425622E-2,7.8501790767145016E-3,1.7037276233653208E-2,4.6982303758805199E-4,5.612697817401124E-4,6.0855837004041548E-2,1.0607380196685698,0,9.7298837986485809E-2,3.6870315775135422E-2,8.1695340437701325E-3,1.5275913233627611E-3]
[null,129,1.0010730475501721,1.0249748503454497,0.98241248615315846,0.99438020296760532,1.0031744053888472,0.99637372490215348,1.0085181591649561,null,1.3070705310935267,0,6.1430325079828488E-4,5.3561971412889209E-2,7.6732308631196544E-3,1.5951206691107805E-2,4.3643888577497505E-4,6.124839506054709E-4,6.00919152875172E-2,1.0271021803107876,0,9.7826733528988352E-2,3.5558905887776084E-2,7.2027881174894269E-3,1.6669794082680384E-3]
[null,130,1.0378279141657267,0.99226351036609284,1.012415867908445,1.0203004274205087,0.98382287481179875,1.0327538110165126,1.0191752933604021,null,1.3358815405398179,0,5.8467493306315775E-4,5.582239958600111E-2,7.5052490935139113E-3,1.6653364959554502E-2,4.399740512256422E-4,5.8300437533928963E-4,6.0727530117204193E-2,1.0529618068099686,0,9.6047026041154865E-2,3.6403218361946127E-2,7.735896354639127E-3,1.5867457223328674E-3]
[null,131,0.97867126180629527,1.0333487602685634,0.97079700952051651,1.0166525541751836,1.0056170794656298,1.0011002590294718,0.98870513174609009,null,1.3329506961294462,0,6.4458309265621506E-4,5.4261509451347639E-2,7.8205025528987181E-3,1.6131832516596133E-2,4.3958500054116871E-4,6.4268312960862159E-4,6.0130371626190116E-2,1.0504671991778325,0,9.8498442357232041E-2,3.6277549335155972E-2,7.1764324563410933E-3,1.7491716183579307E-3]
[null,132,0.96531879690428191,1.0477088108970436,0.9757745154301547,1.0048303727222216,0.99381527649259893,1.0047367719217435,0.98383756746123774,null,1.3219766502227783,0,6.4559047141505557E-4,5.5171975066207732E-2,7.8862654592798849E-3,1.6027501809345208E-2,4.4553823257084376E-4,6.4369442644760899E-4,6.0331491270737128E-2,1.0380989348014047,0,9.8283279406098989E-2,3.6774971427167444E-2,7.206664759952559E-3,1.7519240349797417E-3]
[null,133,1.0068072207589991,0.97132560328482853,0.97564289247619973,0.98930216849437103,0.98623345063353429,1.0212068098276443,0.97238577489482902,null,1.3041880244070989,0,6.486514331221707E-4,5.5414117569298864E-2,7.7937116687319943E-3,1.5787999685365706E-2,4.4025032105578986E-4,6.4677712279492556E-4,6.0029504819798588E-2,1.0220605833644891,0,9.685887852531902E-2,3.693931763045976E-2,7.1052210146812017E-3,1.7603141182265596E-3]
[null,134,1.0089838146632057,1.0039877099412207,1.0059921402138776,0.97463811268808787,1.0069001019977584,1.0200549206142402,0.96454079376637369,null,1.2881903077549419,0,5.9915186443425185E-4,5.6103840092338979E-2,7.68205443103759E-3,1.5923568120574477E-2,4.4745495645591145E-4,5.9741863052012846E-4,5.8369117914964672E-2,1.006022410394904,0,9.7839125323245985E-2,3.6725690861453608E-2,7.4528023206023837E-3,1.6259765732771672E-3]
[null,135,1.0168623204140446,0.98971279508760901,0.99592366584501379,0.99219414293828867,1.031766081199688,1.0084707159989654,0.98089800251600745,null,1.3064204873253933,0,6.0361219466930336E-4,5.4826347793702726E-2,7.6638819226533816E-3,1.6077151426833108E-2,4.4190380294741543E-4,6.0184600015376552E-4,5.8999861465866298E-2,1.0244408269184389,0,9.884051314205404E-2,3.6104690809128995E-2,7.3890498243454252E-3,1.6380264139379199E-3]
[null,136,1.0122181049073804,0.99986514694317696,0.9803959284397592,0.98457215268999232,1.0171685462808915,0.96934777654531012,1.0042615395112486,null,1.2935084490900026,0,5.9944849696053548E-4,5.1944564447355977E-2,7.6639209026342784E-3,1.5784239473771271E-2,4.3501751325848725E-4,5.9762369358564219E-4,5.9151303528375311E-2,1.0170315775403209,0,9.8228910844180548E-2,3.4527105647442061E-2,7.1170993086940755E-3,1.6265346873424742E-3]
[null,137,0.98420983266182449,1.0112303115371821,1.0118290898290199,0.98875318493540842,0.9612942428942548,0.99043441307114866,1.0050292729642791,null,1.3041474951152714,0,5.8751831071279521E-4,5.5987752262071762E-2,7.8542634481542986E-3,1.620779605846168E-2,4.6016435310466567E-4,5.8576790185194019E-4,6.1197177265448405E-2,1.0204217486542408,0,9.6257596302515167E-2,3.6523663309482778E-2,7.6448167401469589E-3,1.5942671305040326E-3]
[null,138,0.99780748845474643,1.0057286218560904,0.98550307429808226,0.99044226354557163,1.0071605642522858,0.97523465912108698,0.97814037286179889,null,1.3008458010569284,0,6.0395483267831993E-4,5.3150844988715515E-2,7.7576931184146578E-3,1.5913907309847042E-2,4.4262812390865138E-4,6.0212740940469021E-4,5.8441675577170671E-2,1.0229420764194888,0,9.8103982955719093E-2,3.5220383448397334E-2,7.2356442213877773E-3,1.6387923171524018E-3]
[null,139,1.0310010825213813,0.97523701560512632,1.0217689344628242,1.0027952187495213,1.0018059708901332,1.0262710873701186,0.97405218054358766,null,1.3179395142015824,0,5.7757026008324879E-4,5.6721503441390812E-2,7.6096871706664987E-3,1.6501495431868251E-2,4.502704348718111E-4,5.7590957782044404E-4,5.8786222402846811E-2,1.0346218208204383,0,9.7085616607966663E-2,3.6787230084035928E-2,7.8098924674737539E-3,1.567436022285943E-3]
[null,140,0.98692060649519175,0.97123707105530044,0.98121344475752936,0.98921108873209962,0.97826652132556835,1.0108868625269178,1.005605330202503,null,1.3087124414437314,0,6.4755836644234469E-4,5.6259493184825191E-2,7.9524430977844195E-3,1.5893274496151737E-2,4.5176959757066464E-4,6.4566811235995756E-4,6.3015222192528392E-2,1.0217989155115128,0,9.6975485947078416E-2,3.7376758423879219E-2,7.233673489074945E-3,1.7572957574077683E-3]
[null,141,1.0341448578852634,1.0047778279742035,0.98064644531266909,0.99985167241246953,1.0117064559823816,1.0188727783427109,1.01151031255869,null,1.3114466728102665,0,6.1518892074076056E-4,5.3356872502352194E-2,7.4867912645525427E-3,1.5995302333495779E-2,4.2507151476630452E-4,6.1340722982937781E-4,5.9637459740673394E-2,1.0328072319031349,0,9.7446021072699618E-2,3.5460492450474418E-2,7.1637194490707656E-3,1.6694922699565982E-3]
[null,142,0.99473241474325946,0.97304170190433392,1.0039865379043331,0.99142515304857026,0.97039302419300366,1.0236475440471033,0.9674006045543958,null,1.3096074877260231,0,6.2013847436678848E-4,5.7718919220982864E-2,7.8898096076581038E-3,1.6147352802905492E-2,4.5863304801572043E-4,6.1835082620752323E-4,6.0490411432858215E-2,1.0234088994694144,0,9.6422662941965262E-2,3.7827812720373805E-2,7.5618270203658758E-3,1.6829471096418015E-3]
[null,143,0.9989232367018126,1.0168557966598284,0.99290811020408454,1.0159116911167785,1.0176427921285032,0.99793221768030493,1.0086088369262405,null,1.3322359744414924,0,6.0525718423700651E-4,5.4475281083868468E-2,7.7168024405954586E-3,1.6391864070330223E-2,4.4360437002007448E-4,6.0346747397768631E-4,6.0541868864519829E-2,1.0490209010353573,0,9.8591567853965806E-2,3.5938141337066354E-2,7.4752935648604709E-3,1.64243953116793E-3]
[null,144,1.0395870197430666,0.98982128098410738,0.99201787785842355,0.99381744723785947,1.0246206338912693,0.98939499260975838,1.0265989687688541,null,1.303871334224266,0,5.8393156145003316E-4,5.2413316863556256E-2,7.4951006046394021E-3,1.6053488324434338E-2,4.3047273432982649E-4,5.8219001100017354E-4,5.9814096502263985E-2,1.0262331245968288,0,9.7957809612714344E-2,3.4596242807510579E-2,7.2948944373800069E-3,1.5845292910569256E-3]
[null,145,0.95698087814691024,0.98457474902692965,1.0038528483158802,1.0095805008138456,1.0228609491687768,0.97224541268553433,0.99832994170625067,null,1.3332837266524491,0,6.0952391948019635E-4,5.6699407281265907E-2,8.1624550055892486E-3,1.6482364876827117E-2,4.7441825079126205E-4,6.0767397510997766E-4,6.2831071601982258E-2,1.0421539471981129,0,9.9943701652770556E-2,3.7162588826906442E-2,7.7217336619945067E-3,1.6538882405773016E-3]
[null,146,0.98403926474609182,1.0222656273242818,1.0046784237976942,0.99999728717854131,1.0308993089683274,0.995442664192003,1.0000838177793197,null,1.3185006484993333,0,5.9683143387330364E-4,5.5661276132474104E-2,7.8198235155990722E-3,1.6323156164237199E-2,4.5488025911889947E-4,5.9506222439918927E-4,6.070004014427359E-2,1.0322370691280072,0,9.9621379029220733E-2,3.6464328329569771E-2,7.6009017937020184E-3,1.61956321260504E-3]
[null,147,1.0012821643863956,1.0250571439390028,1.029833217047281,1.041654482539816,0.99612656380189069,0.99893643334208526,0.97765936054002434,null,1.3576859751323644,0,5.5800060007892916E-4,5.6144137690559218E-2,7.6829036688301853E-3,1.7154666539615167E-2,4.5825023194863613E-4,5.563522834831292E-4,5.83588201376894E-2,1.0744707953218744,0,9.7533611725511601E-2,3.624215973320425E-2,8.1280708855668918E-3,1.514207514160118E-3]
[null,148,0.98990677026601803,1.0080058143062758,0.97915109966531488,1.016742332062353,1.0144458557979694,1.0025341481172512,1.0002267503047044,null,1.3345455361896268,0,6.3352016856191697E-4,5.4696156199271762E-2,7.8109727871003504E-3,1.6246437517503286E-2,4.4280375569642939E-4,6.3165548522694755E-4,6.0998199193103765E-2,1.0503007828525537,0,9.8647484907508881E-2,3.6383407505607632E-2,7.3019981490026267E-3,1.719158005613008E-3]
[null,149,1.029648195013386,1.0003068636955172,0.98670615093120373,0.97736655616375634,0.97323836590784152,1.0240073302980608,0.96919651822453456,null,1.2854570739722235,0,6.143471874327785E-4,5.4270338041801265E-2,7.534353818151587E-3,1.5702752904736623E-2,4.3040933125906904E-4,6.1257685580953737E-4,5.7682470589598168E-2,1.0094018231304136,0,9.5696512687657581E-2,3.593622583923213E-2,7.1367256953881984E-3,1.6672322656073142E-3]
[null,150,1.0101645107812343,1.0353450574139857,1.0261329318289094,1.0137975505646857,1.0028882691137393,1.0288218679990433,1.0383115204977926,null,1.3335044927037214,0,5.7176058719595477E-4,5.6895270197843635E-2,7.5840983094169322E-3,1.6763023266805375E-2,4.5070321213470878E-4,5.7012068538036121E-4,6.2028397369639887E-2,1.0458448022643496,0,9.7638882816527536E-2,3.6806127717636798E-2,7.9431468858090892E-3,1.5516805653719178E-3]
[null,151,0.99744626162490668,0.99956047624782751,1.0259821642723614,0.97526095302157823,0.9550906833402717,1.0199025880995196,1.0167858017395202,null,1.2933428756950816,0,5.8234734298255218E-4,5.7920950330187557E-2,7.7895952511957906E-3,1.6185961376687572E-2,4.628462122518353E-4,5.8066246978079686E-4,6.2405184977854515E-2,1.0060942835164184,0,9.5638966255175609E-2,3.7472940140770954E-2,7.7934606803291753E-3,1.5803718274116098E-3]
[null,152,1.0427210029075307,1.0311137700040691,1.0378173492173222,1.0024407851640347,1.0261214937343057,1.0017530552882994,0.97036156030370169,null,1.3104217027405491,0,5.2722126213880028E-4,5.4339580267078066E-2,7.3620784535441399E-3,1.6650711416899978E-2,4.4258717730367162E-4,5.256682456773196E-4,5.5532321376482514E-2,1.0337915043775443,0,9.8009818210624433E-2,3.4915573571298542E-2,7.9483852279924154E-3,1.4306956782430477E-3]
[null,153,1.0196180031968456,0.99472857762440359,0.99396839645411483,0.99121542638847204,0.99705731157993871,1.032870338728233,0.9601820090235017,null,1.3043828081704512,0,6.1779878901398807E-4,5.5788157015435637E-2,7.6272584494648426E-3,1.6005303754499042E-2,4.3892613766954581E-4,6.1603378756929829E-4,5.8143103901510416E-2,1.0234882813202582,0,9.7093431307047479E-2,3.6780958503844365E-2,7.3425118878854521E-3,1.6766408942801353E-3]
[null,154,0.96923047880988,1.0183949699826191,1.0206775329746347,0.98993371503703942,1.0297206701678101,1.0473258989868033,1.0194434034815627,null,1.3200697587650752,0,6.1761892835594996E-4,6.0458711554183836E-2,7.9553887363841176E-3,1.642574050884793E-2,4.7021571276236661E-4,6.1587879483683756E-4,6.461939271531951E-2,1.0213835977553165,0,9.9967485970919881E-2,3.9236050531098937E-2,7.878696358603797E-3,1.6762190551557184E-3]
[null,155,0.98948630314085761,1.0252920842051303,0.99841946154163153,0.96052622107564467,0.98236925073266901,0.99420475118297424,0.97076318380938464,null,1.2710020835110594,0,5.998465629193598E-4,5.4894471087895559E-2,7.7660480303851469E-3,1.5630099629015941E-2,4.4892132705996724E-4,5.980662015642699E-4,5.8460685787537388E-2,0.99167212834140939,0,9.7127942846259335E-2,3.6095848969200622E-2,7.2799788054639892E-3,1.6277390481875826E-3]
[null,156,0.96917821147530114,1.0130205659005818,1.0249978085661193,0.9783852075903956,0.97024613501164769,0.97422787538802846,1.0020505430398408,null,1.2950880461293417,0,5.706060394406867E-4,5.6577232961231225E-2,7.9737666348720579E-3,1.6225894023704824E-2,4.7332738020408805E-4,5.6887773744835571E-4,6.1407305967208108E-2,1.0093452503514035,0,9.7096153141211713E-2,3.6624594719254402E-2,7.8179515814049815E-3,1.548297670838674E-3]
[null,157,0.98118889729321435,1.035720500878162,1.0039387541185945,1.036962818165295,1.0139571022193332,1.0031682373322262,0.99247710724711191,null,1.3565628488398507,0,6.0098588314204957E-4,5.5924933163818295E-2,7.8014452289474883E-3,1.6819735534423667E-2,4.5347471063284807E-4,5.9921807831184095E-4,6.0226132042108957E-2,1.0704170957157553,0,9.8874074672646597E-2,3.6653108214344685E-2,7.7637432850247261E-3,1.6308740769784033E-3]
[null,158,0.98642204250524745,1.0048763321472463,1.0033818339394422,0.99986141761531244,0.97539567667464555,0.95160432651072679,1.0120891050341565,null,1.3115413950794763,0,5.7463322899912854E-4,5.3374272720920275E-2,7.8543319158436847E-3,1.6265368695345627E-2,4.5629386585850846E-4,5.7285135025775388E-4,6.047459085114882E-2,1.0321352513217961,0,9.6873916840698487E-2,3.4992957052938485E-2,7.5570811586634394E-3,1.5591125350047452E-3]
[null,159,0.97288680930639349,1.004975826471594,0.99779501492181588,1.0038481705798192,1.0129071307195676,1.0150775483405634,1.0107687808515127,null,1.3279120329804317,0,6.2870976147599844E-4,5.7430919350155291E-2,7.9618825164023341E-3,1.6323090091235726E-2,4.5995256673908786E-4,6.2688210403211695E-4,6.3236731118620881E-2,1.0364175237480715,0,9.9031879042280724E-2,3.7777729109081663E-2,7.567986659742669E-3,1.7061664355453663E-3]
[null,160,1.0430108854777096,0.98515313167937024,0.99160088928774881,1.0092960111847822,1.0038820920879299,0.96342359256184762,1.0033974074398657,null,1.3143458675837545,0,5.6830033492473572E-4,5.0941898334910397E-2,7.4845375302837018E-3,1.6221250113923211E-2,4.2968509689996778E-4,5.6655971298571323E-4,5.765080472555454E-2,1.042229187983265,0,9.6875892982794434E-2,3.3633398235013975E-2,7.338964430660665E-3,1.5419887723879203E-3]
[null,161,0.9615243249866029,1.0009171287966017,1.0070628854286938,1.0018838711103513,1.0231001570576197,0.96739436239632737,1.0167129293773867,null,1.3237481914539584,0,5.9567226805899807E-4,5.5949822143880203E-2,8.0713862828228899E-3,1.6411896002446476E-2,4.7063673066921E-4,5.938552985143954E-4,6.297028673388376E-2,1.0341137863957295,0,9.9836561912872462E-2,3.6601689669702224E-2,7.7076641932859197E-3,1.6162783582096417E-3]
[null,162,0.98497706927034989,1.0221208413418224,0.98804868205921226,1.0001425027951607,0.96917910662214779,1.0345415544467043,0.99388003043753237,null,1.3189146164849714,0,6.4145596640690847E-4,5.6897272402647019E-2,7.8087148710472305E-3,1.6099140204072087E-2,4.46689168604052E-4,6.3962633870282514E-4,6.144844670234529E-2,1.0328838276245849,0,9.6593008215684908E-2,3.7645353017254621E-2,7.3531418652526175E-3,1.7408520411832044E-3]
[null,163,0.9825055207728377,0.97117300292622166,1.0003590735074381,0.98708550132230788,0.97265762081768603,0.98325551280585277,0.99671746833361297,null,1.3041850034154283,0,6.0810526914217736E-4,5.5975486064049403E-2,7.9932224424218885E-3,1.6068973078844164E-2,4.6295531757807883E-4,6.0628029718737546E-4,6.1894499150265722E-2,1.0190355946200627,0,9.6838241041638434E-2,3.676424346459186E-2,7.5035180992322464E-3,1.6500951086977815E-3]
[null,164,0.97591635862106707,1.0206425087958295,0.99128861177195415,1.0133678178029812,1.0126579482868787,1.0229677324461481,1.0428519220303438,null,1.3387238584931904,0,6.3625585454665312E-4,5.6989738656673512E-2,7.8865845777726339E-3,1.639874699723266E-2,4.5262372568412795E-4,6.344205266115222E-4,6.475397555092996E-2,1.0464433570332301,0,9.8933414840466027E-2,3.7633398761567537E-2,7.5071701408017588E-3,1.7266835367661722E-3]
[null,165,0.99239843010255546,0.99852149018299452,1.0337407260852554,0.95868928416148169,1.0355329698096549,1.0001642511286601,1.0114210785888949,null,1.2786045169221725,0,5.6501201599946677E-4,5.7523341072709046E-2,7.8344034860952545E-3,1.6083575225382823E-2,4.690935056911449E-4,5.6334503682272091E-4,6.1819275558172161E-2,0.98878388703798048,0,9.9666499466605787E-2,3.7048451764367447E-2,7.8444173007550678E-3,1.5332394835899676E-3]
[null,166,0.99828846992473219,1.00709215600437,0.98103349688004993,0.99808262795069325,1.0058915176269327,0.98451877410466304,1.0429720150399795,null,1.3134676400604568,0,6.1473872563679954E-4,5.337488819808392E-2,7.7486613630344779E-3,1.60219974054692E-2,4.401125269839254E-4,6.1289621336719179E-4,6.2530602433537516E-2,1.0309681592443014,0,9.8025667517480403E-2,3.546418170525633E-2,7.2271107269747626E-3,1.6681014516030589E-3]
[null,167,0.99743981843521701,1.0189382932576347,0.9830278921607033,1.0061665195806837,1.0364183925859165,1.0454531566585175,1.0207361809860491,null,1.3290738121721866,0,6.4761579361563972E-4,5.657964603279278E-2,7.7195484262078855E-3,1.6181135215064261E-2,4.3934765097221513E-4,6.4578787577519649E-4,6.2757388213600135E-2,1.0392575979605378,0,9.9525628473605868E-2,3.7548364718291954E-2,7.3093616850082683E-3,1.7576217139440491E-3]
[null,168,0.97780554160419197,0.99750473295895892,1.0110516900392621,0.99144925921632032,0.96707544503523457,1.0159931518379071,0.97686262824003556,null,1.3110162085372019,0,6.1093819704593881E-4,5.8087459551432193E-2,7.9488448962836793E-3,1.6241732106635112E-2,4.6534419532936761E-4,6.0916380199858616E-4,6.1092414227062096E-2,1.0232268541398037,0,9.670137968266411E-2,3.791076449837965E-2,7.6852465764125459E-3,1.6579430582467913E-3]
[null,169,1.0310081022587494,0.97347835706290065,1.0047972367083691,0.97436333487459881,1.0236572477832802,0.98348355245706753,1.0162995804633295,null,1.2855181703642562,0,5.7377386131439217E-4,5.352816662211924E-2,7.6110384718979501E-3,1.5933311903005065E-2,4.4278794294335912E-4,5.7205231989196001E-4,6.0076081292477004E-2,1.0057732520679967,0,9.8123738413981892E-2,3.5064437333243541E-2,7.4101400202621895E-3,1.5569378377493443E-3]
[null,170,0.98161283496740037,0.99898871508606846,0.998486378115928,1.0065672101085985,1.0277397117092293,0.99267697029900648,0.98621994714243355,null,1.3258524899892787,0,6.0995302075391323E-4,5.583038696708259E-2,7.9101616461923589E-3,1.6341087726580061E-2,4.5728268952501965E-4,6.0813987691624182E-4,6.0661496839230139E-2,1.0392040289614797,0,9.9523766077330156E-2,3.6709798457451329E-2,7.5611374965335616E-3,1.6551562717094629E-3]
[null,171,0.97935369642510928,0.99186267979829246,0.9846397001618763,1.0258577276485235,0.96105438080614858,1.0110126938811055,1.0162245546988209,null,1.3472031248308287,0,6.426089912333721E-4,5.6411166125197212E-2,7.9476668898205288E-3,1.6440966040086803E-2,4.5307075653552663E-4,6.4073341807998458E-4,6.3461242092002657E-2,1.0595464013116116,0,9.6340664700435494E-2,3.7400248260079823E-2,7.4597090819146115E-3,1.7438651462992135E-3]
[null,172,1.0025160866659935,1.025704926033131,0.9764183543564201,0.97772551801532692,0.97607125254354721,1.0089226965404006,1.0098640004597073,null,1.2891583615141018,0,6.2871172179850454E-4,5.3834979178235799E-2,7.658555818504156E-3,1.5637102219901101E-2,4.3295751978378869E-4,6.2687290914390089E-4,6.0438734115552374E-2,1.0100774883892549,0,9.6473512936538899E-2,3.5869803719640499E-2,7.0309250192544135E-3,1.7061414100907374E-3]
[null,173,0.96887617131893611,0.96242282814297997,0.9976041130366502,1.027194193379716,0.99416783825735122,0.95759927211420548,1.0202408630350353,null,1.3488014689808401,0,6.0620096447848632E-4,5.5333183512292348E-2,8.1343539104626519E-3,1.6644663972928141E-2,4.6982584376311043E-4,6.0433296550141391E-4,6.371985462647918E-2,1.0605268467938018,0,9.8230572347597273E-2,3.6401988018701224E-2,7.6972528400025397E-3,1.6447951137863123E-3]
[null,174,0.99867552107925561,0.9679334618629245,0.99261896917817449,0.98470055289564873,1.012134939159558,0.96826965838918078,1.0047849080540991,null,1.2988739959302433,0,5.9947167948994258E-4,5.3902530712661073E-2,7.8723912700546725E-3,1.5954259727757741E-2,4.5241643703669001E-4,5.9764477364155244E-4,6.102167758370295E-2,1.0168011080103012,0,9.833095781300448E-2,3.5566436113406576E-2,7.3474531078606331E-3,1.6265920603056234E-3]
[null,175,0.98036398955212467,1.0099717798725811,0.97532166781583063,0.99834536037102128,0.99311383080851312,1.0223690646376078,0.98519247327173043,null,1.3171504832740044,0,6.570143417163253E-4,5.6074199439081471E-2,7.8799080012715798E-3,1.5938425932013323E-2,4.4497369982852693E-4,6.5511802458642241E-4,6.1205120468142145E-2,1.0314129998446619,0,9.7855005934253947E-2,3.7386608317926104E-2,7.172122650628404E-3,1.7830153033254774E-3]
[null,176,1.019728690165483,0.98418286290363599,0.97017087679627811,1.0128258610675778,0.99717879921145891,0.96596839033690174,0.98169831729960877,null,1.3196795552708003,0,6.0946156583563328E-4,5.120227462526853E-2,7.6532648455253866E-3,1.6021187837083454E-2,4.2990954872068274E-4,6.0759979069804958E-4,5.7777905352169229E-2,1.0465326633344325,0,9.7070514433925809E-2,3.4245283415026744E-2,7.0947273187238515E-3,1.6536863350629183E-3]
[null,177,0.98156695912333691,0.96468457402185404,0.99453219086348987,1.034167517819512,0.99067109043792212,0.98854211696123884,0.99451005573951567,null,1.3554448880267449,0,6.2106098497037359E-4,5.6171170615274608E-2,8.0208698469995416E-3,1.6678013641371787E-2,4.6183979954671602E-4,6.1920709955057989E-4,6.2200087664717879E-2,1.0678213895949684,0,9.7727275908716923E-2,3.702101429264737E-2,7.6598029445108717E-3,1.6852776034111709E-3]
[null,178,0.99944552865606995,1.0127896236517144,0.99776557450181547,1.0370495585328232,0.97369805355270977,1.0119110107407883,1.0185539077362209,null,1.3551388193558367,0,6.0824360290820097E-4,5.5555942271053357E-2,7.7263271884507019E-3,1.6733157805635276E-2,4.4633147011796035E-4,6.0646990747915475E-4,6.167584123811392E-2,1.0706970249553476,0,9.6458165095216111E-2,3.6545020521058152E-2,7.6521713408651947E-3,1.6506111654069897E-3]
[null,179,1.0203421240403983,0.98167280732862761,0.98805308257780433,1.0132247911741314,1.0428933384047419,1.0117482034993301,0.98695392673644233,null,1.3293347368274691,0,6.1543457475174944E-4,5.4586378256369056E-2,7.6607999602402574E-3,1.6292042508751554E-2,4.3822980589957526E-4,6.1363962098227214E-4,5.9510941700388564E-2,1.0463942521227907,0,9.928688870643082E-2,3.6116284087469114E-2,7.3805898708316454E-3,1.6701247620670532E-3]
[null,180,0.99943716079117295,1.0207035487094431,1.013262549855765,0.99427333905687831,1.018950326297273,1.0277749155185831,0.97693039057499709,null,1.3121896886940785,0,5.9636513539708749E-4,5.7083438588344089E-2,7.7061519969042168E-3,1.6311167325967452E-2,4.5213333153616741E-4,5.946529213709422E-4,5.9394555451481854E-2,1.0260768156860616,0,9.8664932975160075E-2,3.7207034827695731E-2,7.6767215002627211E-3,1.6184492246888579E-3]
[null,181,0.97833052003227972,1.0158142362776044,0.98301979752725344,0.9927616172759165,0.99360964765679971,1.0297096311892899,0.99945724340349273,null,1.3135762644609179,0,6.5113259455068322E-4,5.6883040364752085E-2,7.8800018629003217E-3,1.5966585518902274E-2,4.4847595757093568E-4,6.4926665109339568E-4,6.2264030602643176E-2,1.0254120748484004,0,9.7940079939626015E-2,3.7749892589179782E-2,7.2668589268175378E-3,1.767089793582212E-3]
[null,182,0.99123608026791932,1.0009418545405022,1.0205748648308659,0.99735751039728715,1.0005508285799602,0.97942397927080493,1.0051343351562154,null,1.3136750067664471,0,5.6879423781444605E-4,5.5651117786305396E-2,7.8327255900756988E-3,1.6449885674384997E-2,4.6291828058798204E-4,5.6708056355332464E-4,6.07720013249477E-2,1.0290462298735188,0,9.7988189055046776E-2,3.6118221996768327E-2,7.8120245031368923E-3,1.5434063559346149E-3]
[null,183,0.98213797523302027,1.0186119640808917,1.0079803091147983,1.0068635734575959,0.99772232039331588,0.9605666082119505,0.98655060050626298,null,1.3196782222800814,0,5.7391476241259955E-4,5.4054563394472913E-2,7.8470109030450309E-3,1.6415133129783811E-2,4.5797395007395297E-4,5.7215171606663136E-4,5.9051018887191373E-2,1.0392263945183897,0,9.8068803946289668E-2,3.5342672211280103E-2,7.6592060245292267E-3,1.5572083613708595E-3]
[null,184,1.0003565262481724,1.0304529062214414,0.97473290183658334,0.98143272105296298,1.0016536698668095,1.0166238272911219,0.99305076331251552,null,1.2941935724385751,0,6.3591741436897983E-4,5.417612122640042E-2,7.6605167022639883E-3,1.5675534614656806E-2,4.3232529667747936E-4,6.3407161602435365E-4,5.96427814677973E-2,1.0139578033612084,0,9.7762403479813298E-2,3.6133988395709395E-2,7.0282097752244217E-3,1.7257339171662439E-3]
[null,185,1.0010096512989499,1.0380087362698787,0.99443309444587802,1.0252436075319304,1.0129901139728457,0.99311449115900396,0.99323866881851131,null,1.3384888804599431,0,5.9426887029587509E-4,5.373263243110845E-2,7.6379270375824199E-3,1.6512105252343853E-2,4.3974610341773268E-4,5.9250312734777726E-4,5.8700070942777134E-2,1.0586101182737455,0,9.8316494370784102E-2,3.5415929696089983E-2,7.5130239010044852E-3,1.6125981940372125E-3]
[null,186,0.98479448470839837,0.98755864271066407,1.0114991000859521,1.0016095533132561,1.0006834133189608,0.96042827894884353,0.99488220650731363,null,1.316774400456175,0,5.751953920250303E-4,5.4753749979631255E-2,7.9242449415305623E-3,1.6401369268179346E-2,4.6411143646975277E-4,5.7342815713314532E-4,6.0387633501095231E-2,1.0336996142057457,0,9.814794727282955E-2,3.5725602708426459E-2,7.7112119639832057E-3,1.5606824131752257E-3]
[null,187,1.0041741045806298,1.0024570406252513,1.0287041116286464,0.96324371236301554,0.9885250130636436,1.0243619949430571,1.0056661345709113,null,1.2808768393050587,0,5.7702197824944807E-4,5.7864968761632843E-2,7.7291228621421187E-3,1.6049925578756959E-2,4.6049243645252062E-4,5.7535978039855969E-4,6.1353346869540921E-2,0.99362119835417251,0,9.709321463485393E-2,3.7377494401452223E-2,7.7627979489615388E-3,1.5659396549442455E-3]
[null,188,1.0025861704027579,0.99072309165444217,1.0043675977755242,0.99152485578399385,0.99877264514227926,1.0073126370875767,0.98447022174724563,null,1.3072862312563702,0,6.0064135993378228E-4,5.5965994004251438E-2,7.7719140191304797E-3,1.6162574855568847E-2,4.5195248153181983E-4,5.9888183765473724E-4,5.9998384960490522E-2,1.0235006194971392,0,9.7600864679495483E-2,3.6670702149212843E-2,7.535025191076892E-3,1.6299589407514701E-3]
[null,189,1.0018516818841108,0.99714965589403326,0.98924892716324853,1.0031665805741781,1.0256277960572682,0.97635542596849934,1.014218983538514,null,1.3175610163585998,0,5.9960737787535801E-4,5.3369566850683094E-2,7.7538157147719619E-3,1.6176177535378648E-2,4.4408755032127354E-4,5.977951915780383E-4,6.0669823605158768E-2,1.0359706571461933,0,9.8901232856778404E-2,3.5285884198511315E-2,7.36458163875777E-3,1.6270014483434785E-3]
[null,190,1.0035350915220931,1.0021728049848009,1.0123042611801243,1.0256221110740584,0.98625390769647614,1.0363370628512503,1.0397704021878487,null,1.3490523458737538,0,6.0448562704493148E-4,5.769497670193531E-2,7.730901191376551E-3,1.6783434450914059E-2,4.5315177522282631E-4,6.0276443723143508E-4,6.384576182047931E-2,1.0584572107288133,0,9.6980693986731439E-2,3.7626845533232964E-2,7.8405647779591983E-3,1.6405260969006349E-3]
[null,191,0.98943071309781161,0.9739949657008633,0.96824792373909996,1.0196596605853927,1.0071901901456481,1.0028246634744109,1.0085434098132615,null,1.3398205366205489,0,6.5741433476277148E-4,5.4916415964906456E-2,7.9200390690633091E-3,1.6173989587825417E-2,4.4402122562758683E-4,6.5547988265814822E-4,6.2676617152691849E-2,1.0536540603484557,0,9.8296462060350837E-2,3.6772427639025163E-2,7.1844378629976457E-3,1.7840001617102342E-3]
[null,192,1.0047727724910969,0.97861773079950742,0.99742088615114233,1.0167191868076992,1.0080982302754231,1.0102620041740695,1.011969882401252,null,1.336387816258191,0,6.1282064044262388E-4,5.5915464179488741E-2,7.7915183749763476E-3,1.6468975551480608E-2,4.4994128157224743E-4,6.110306810311176E-4,6.203176260269827E-2,1.0497174829607019,0,9.7990463500595662E-2,3.6789066427895825E-2,7.5719072506360051E-3,1.6630240875568348E-3]
[null,193,0.96372547023260757,0.98494994076942133,0.99934026687926503,1.0322393841484216,1.0118195865146524,1.0103186704393086,1.0074350590551473,null,1.360428539445099,0,6.3477991258119283E-4,5.8255979708651713E-2,8.1029385558044897E-3,1.6756165187995178E-2,4.688295020591952E-4,6.3292591734107745E-4,6.4165562405154433E-2,1.0656823305847256,0,9.9223167632461737E-2,3.8285231437388212E-2,7.7675727230670311E-3,1.7226157030298351E-3]
[null,194,0.98224635139279737,1.0299330841798782,0.99026608969143737,1.0422016781988024,1.0206483521575738,0.95368438538872613,1.0213562777511496,null,1.3573437853591388,0,5.8845381440745669E-4,5.2534356299824621E-2,7.8071579954921821E-3,1.6735517462848924E-2,4.4760265662743262E-4,5.8663305933445448E-4,6.0531642817055378E-2,1.0762503454058461,0,9.9155163259297172E-2,3.4712513123148131E-2,7.5746852900999669E-3,1.5966218039723487E-3]
[null,195,1.0011967923943668,0.99181914899731904,1.0019446086933586,0.9990900519791871,1.0223514677973726,0.99173611824768093,1.0130202132557351,null,1.3162466293226833,0,5.9489607193929635E-4,5.5023927624397125E-2,7.7786615171455487E-3,1.6274948257820391E-2,4.5124641663175832E-4,5.9312600867250632E-4,6.1302135848113656E-2,1.0313816136141984,0,9.8773149368438354E-2,3.6105258561446647E-2,7.5431647060865943E-3,1.6142934716703516E-3]
[null,196,1.0275888180806105,1.0189918313432063,0.96980293130721174,1.0034126982051585,1.0024549629734776,1.0024839302250552,0.98817965277557518,null,1.3109268990696805,0,6.1946678966265432E-4,5.1990690161712622E-2,7.4897792193269119E-3,1.5887136380225968E-2,4.2056781969770874E-4,6.1764337926468126E-4,5.7707317556551861E-2,1.0368175516993092,0,9.7139497239285985E-2,3.4780382298446703E-2,7.0147784332472577E-3,1.6810216722732082E-3]
[null,197,0.99709590797647774,1.02897284409074,1.0318790002502265,1.0097153867203161,0.98840124709384758,1.0122817504045525,0.9727035816176739,null,1.32575216870447,0,5.6455182498147956E-4,5.7156907745880108E-2,7.7039029098077746E-3,1.6718722873812032E-2,4.6043265962156699E-4,5.6290614181570854E-4,5.8582965291140189E-2,1.0414658949665088,0,9.7266082041669991E-2,3.685216345428128E-2,8.0146974888498732E-3,1.5320449560625802E-3]
[null,198,0.98200915191537652,1.0025325220081631,0.96371969208922992,1.0069204570989918,0.98685367049401684,1.0206363331917134,1.0316546132130424,null,1.3281021132733615,0,6.7266004402470429E-4,5.5427418576254245E-2,7.8871219928962483E-3,1.5954142839827167E-2,4.4012947331692167E-4,6.7071527322434517E-4,6.4170157518938481E-2,1.0406305046899356,0,9.7497053025332403E-2,3.7217356671692993E-2,7.0547073834814301E-3,1.8254658724862712E-3]
[null,199,1.0175011189768361,1.0276630653405658,0.9742978872572966,1.0002742679007237,1.0252252417030256,1.0035286095088569,1.0040973450149757,null,1.3112749734277469,0,6.1837422395331367E-4,5.2610232245283862E-2,7.5395075988737067E-3,1.5931769278746313E-2,4.2530741836399225E-4,6.16555924373241E-4,5.898548883514082E-2,1.0334370502214711,0,9.8484787598502863E-2,3.5098841801083774E-2,7.0857447513219592E-3,1.6780619785381162E-3]
[null,200,1.0028732623408603,0.97738426168517478,0.96163427570344462,1.008357884395338,0.99408785874148131,1.0225765138237461,1.0004335750260571,null,1.3259761707151989,0,6.6953098293198016E-4,5.4822432156527136E-2,7.8014044105799603E-3,1.5915592716953787E-2,4.34415400257021E-4,6.675989314987342E-4,6.1825294699304353E-2,1.0421809969629778,0,9.7319921815565355E-2,3.6858157215165561E-2,7.0029031716903533E-3,1.8169842176109323E-3]
[null,201,0.99600223703522772,1.0166971386972561,0.95598309793023928,1.0041926051013954,1.0022578083286628,0.96415409638876959,1.02654819021078,null,1.3145033626130687,0,6.3301508665692481E-4,5.0943422477679363E-2,7.7309138975235553E-3,1.5784311910500212E-2,4.2799536445026491E-4,6.3107772175211734E-4,6.0712619566567441E-2,1.0380519209882266,0,9.7879221135006411E-2,3.43692886145038E-2,6.8880204996211629E-3,1.7175855238941986E-3]
[null,202,1.0028170894923214,1.007472811017921,1.0109254122899498,1.0288729112604766,0.99892621317385821,1.0000754896870043,1.0039175196282544,null,1.3459623957423235,0,5.8419340924648197E-4,5.5520844953598596E-2,7.7197939045452789E-3,1.6774422692790936E-2,4.5187799409479921E-4,5.824696854077147E-4,6.0408233218714115E-2,1.0618538210897812,0,9.7609932169516786E-2,3.6238360402131194E-2,7.8015425683875053E-3,1.5852904725996086E-3]
[null,203,0.98515157700920009,0.99025661219549388,0.98125382758597646,0.95609756814655078,1.0018532189282769,1.0023399236302801,1.0260282114188319,null,1.274129914261015,0,6.3821246624555018E-4,5.5452917129548029E-2,7.9051712680581424E-3,1.5455866917809775E-2,4.4910255700848989E-4,6.3633360775128581E-4,6.3471424298081391E-2,0.987593357109676,0,9.8161519708120135E-2,3.6840001223322538E-2,7.0705425949029307E-3,1.7318903129815806E-3]
[null,204,1.0082556726339627,1.0220789486978805,1.0152296974156469,0.9889288782826744,0.97015382628811042,1.0112522907045451,0.97421335050353319,null,1.3003123175004381,0,5.7896010101813602E-4,5.5744814508491024E-2,7.635114033050428E-3,1.6205753610272638E-2,4.4884510825825356E-4,5.7727069928511284E-4,5.8187637142835098E-2,1.0205043234484794,0,9.6089357088330274E-2,3.6292536152401411E-2,7.6344852638321877E-3,1.5711405462192011E-3]
[null,205,0.98485922772480228,0.99554328145636795,0.98057292349577352,1.0046879950211309,1.0083792439656838,1.0327792539933072,1.0146867726406112,null,1.3282882915213441,0,6.5731457172830206E-4,5.7000084570752979E-2,7.8905249060343772E-3,1.6128403665166414E-2,4.4796050956975121E-4,6.5543651125233562E-4,6.3567741239068942E-2,1.0378052033147198,0,9.8483895036120928E-2,3.7883419028223043E-2,7.2990551931227709E-3,1.783882119040992E-3]
[null,206,0.9917522422030487,1.0022006422960572,1.0237150998614069,0.99835432952224845,0.98221232626677712,1.0259767345327702,0.98367463801431498,null,1.3184176094326461,0,5.9134244295250423E-4,5.8415877187216129E-2,7.82549353824772E-3,1.6488877553722185E-2,4.6393523540257277E-4,5.8964167385269902E-4,6.0815638032238328E-2,1.029983466776514,0,9.7091418063265253E-2,3.7843110870946065E-2,7.8866826832896409E-3,1.6048102609015006E-3]
[null,207,0.98800091256708567,1.0252695170078643,1.0030321934332154,1.0324056433323838,1.0013662784392361,0.99901424442679054,0.98238962182674205,null,1.3493876239935096,0,5.9791079422202658E-4,5.5485956623736073E-2,7.7789270286500994E-3,1.6722439687895118E-2,4.5175473680322755E-4,5.9614472170760519E-4,5.9399478281305464E-2,1.0657406593951253,0,9.808977751583102E-2,3.6384949190065463E-2,7.7129381931780212E-3,1.6225094134334058E-3]
[null,208,0.98351356100787934,1.022225004878178,0.99128069800780605,0.9927539418254574,0.9689321150392185,0.99684500139371179,1.0264240565953773,null,1.3089184638455367,0,6.1484793363438288E-4,5.5066728533707178E-2,7.8208140991742961E-3,1.6046480189119958E-2,4.4884546477969115E-4,6.130278811965717E-4,6.2364216823699532E-2,1.0251568960295088,0,9.6622074871677482E-2,3.6363703658585982E-2,7.3620644196913101E-3,1.6684598080303427E-3]
[null,209,1.0186718209876993,1.0007289009353109,1.0024918457679222,1.0201134416344773,0.9697153977008004,0.96304786603225623,1.0053137207842708,null,1.3278722753906733,0,5.6510775417451388E-4,5.2350526466516729E-2,7.6180526122148675E-3,1.6500927804144756E-2,4.4217222596837114E-4,5.6337623537299831E-4,5.8641919097044623E-2,1.0530679203661264,0,9.580270124152547E-2,3.4339891574938969E-2,7.5765711252330711E-3,1.5333243957592231E-3]
[null,210,1.0228039711347798,1.0367739871633741,1.0278036740154126,0.99435694133975983,0.97249642895378063,1.0364518954940012,0.97423664388224951,null,1.3062636118864899,0,5.6659402811686215E-4,5.6667099059060935E-2,7.486642328408297E-3,1.6418037982412571E-2,4.4564841983271654E-4,5.6498090817174384E-4,5.7659483336626183E-2,1.025741534389331,0,9.5866912340051708E-2,3.6622901748273089E-2,7.8192736163018653E-3,1.5376917861371622E-3]
[null,211,0.99184269720595009,0.97374336840928988,1.0027716712494628,0.98603955535124799,1.0060391413801624,0.99819831393011826,1.0123727931459257,null,1.30575023432954,0,6.0783863832464507E-4,5.6362750458368013E-2,7.9102111542353106E-3,1.6111489963244387E-2,4.5925886396870928E-4,6.060417739854624E-4,6.2659448195239206E-2,1.0178850956153429,0,9.8218383991725597E-2,3.6965617495608047E-2,7.5303295289754768E-3,1.6494459271713269E-3]
[null,212,1.0278916734607597,0.97884099507068234,1.0101772248213281,0.999309184410345,1.010991451911871,0.96764900842793578,1.0238502809178156,null,1.310089677886235,0,5.5872703500353411E-4,5.2975503687935438E-2,7.6186543198414882E-3,1.6340896727474991E-2,4.4562447695468949E-4,5.5702320740592297E-4,6.0046128883444509E-2,1.0313644375909261,0,9.7589853653410719E-2,3.4592272232384917E-2,7.6019765935517319E-3,1.5160335479079507E-3]
[null,213,0.99256227701215705,0.96800770268659742,1.0059428440915306,0.99142676094775906,1.0075998227210814,0.97340893333570511,0.96966075116157224,null,1.3061540899756339,0,5.8981987791768928E-4,5.5214105699927366E-2,7.923972688223143E-3,1.6180800698790493E-2,4.615231223047408E-4,5.8803187634828445E-4,5.9416855261842885E-2,1.0233531155420961,0,9.8279332898495358E-2,3.6144322870156217E-2,7.5814202726016819E-3,1.6004289227640894E-3]
[null,214,0.99303050820984329,0.99322241616082541,0.96595918794932523,0.99465632570036966,0.98119020358500564,1.0159100218672867,1.008292148088632,null,1.3115445617898982,0,6.6152668014401637E-4,5.4880312011888067E-2,7.8292993949754461E-3,1.577859604094313E-2,4.3790684660454049E-4,6.5960519983518785E-4,6.2186643503027828E-2,1.0278871423606488,0,9.6945658853103092E-2,3.6799596280204579E-2,7.0061000636566645E-3,1.7952279151556936E-3]
[null,215,1.0115479703483621,1.0263345267061124,0.99769054803355428,1.0371777245445708,1.030908355268271,0.97031839418883259,0.97506068904986598,null,1.3471320299690781,0,5.7329984613940549E-4,5.2345805428501251E-2,7.5934097074691351E-3,1.6700074248755147E-2,4.3862002323455065E-4,5.7155638858262254E-4,5.6711107296454157E-2,1.0708316708254899,0,9.8929032506135953E-2,3.4434912149386654E-2,7.5935531650003696E-3,1.5555880762090396E-3]
[null,216,0.99221207189320959,1.0090299314640359,1.0145119479040374,0.99464524976804336,1.008067894481109,0.96676695095247556,1.0007275330159151,null,1.3081622322302133,0,5.6618362878680056E-4,5.4389357670428601E-2,7.7983725164272287E-3,1.6331692293301486E-2,4.5811464924129443E-4,5.6445548716434158E-4,5.9790678045878572E-2,1.0264241464309733,0,9.8320441871297237E-2,3.5425001745562908E-2,7.6898933853645759E-3,1.5362617633600021E-3]
[null,217,0.98745771247772074,0.96416265496477838,0.99750432186103177,1.0010637512153828,1.0378339146470303,0.98138292386005532,1.0366843397653132,null,1.323773808818044,0,6.0925231633757984E-4,5.5599104408594772E-2,7.9754960869591121E-3,1.6305491451832535E-2,4.606042306183844E-4,6.0742041318342477E-4,6.42400097301144E-2,1.0335514473827054,0,9.9861538378883424E-2,3.6579102793235556E-2,7.5496481296527338E-3,1.6531981285998905E-3]
[null,218,1.0004267472207071,1.0304803722218534,0.99653575504279945,1.0069242914410141,0.97459473293462084,1.0128132435459984,0.98165385050464038,null,1.3198112248744531,0,6.0553276390383612E-4,5.5103319955777941E-2,7.6651710859417825E-3,1.6257094453735865E-2,4.4225072036272942E-4,6.0376854653451651E-4,5.8861187022059003E-2,1.0396312964813803,0,9.6475862767660722E-2,3.627384684747903E-2,7.4597008060069726E-3,1.6432589514190805E-3]
[null,219,1.0155230185088828,1.0022434179701423,0.99152159673089946,1.0051123256044789,1.0138816393938392,0.99686790564920924,0.98327534045505549,null,1.3169157690132987,0,5.9990276985820142E-4,5.3767363033115169E-2,7.6344044414222408E-3,1.6188234983145106E-2,4.3825381680056766E-4,5.9812699839941472E-4,5.8476063712297119E-2,1.0379113816539969,0,9.8002591104838277E-2,3.550054057685037E-2,7.3708069451592821E-3,1.6279045171311755E-3]
[null,220,0.9763738141855467,0.97062274371953694,1.0004578324976621,1.0186446946888659,1.0075492817628902,1.0184898550854353,0.96002350858328278,null,1.3425312018787514,0,6.3386597688908108E-4,5.8370222431183984E-2,8.045269315002589E-3,1.6528708044079524E-2,4.6601604236538429E-4,6.3202950386963437E-4,6.1079231323822515E-2,1.0516133063145352,0,9.8684716738937264E-2,3.8334837333328202E-2,7.6905548474514689E-3,1.7201759610631891E-3]
[null,221,0.9982401743417495,1.0081942199856702,1.0085101205902447,1.020497178806778,1.0058170857766549,0.96513075576025553,1.0223741061351788,null,1.3348974045371684,0,5.6905135276093862E-4,5.3683089271008996E-2,7.7523759882419654E-3,1.6636737991029101E-2,4.5269070926034843E-4,5.6731151351550218E-4,6.0685325057492211E-2,1.0532822536314497,0,9.8053933281572719E-2,3.5088810834562667E-2,7.7198926861954944E-3,1.5440349255990274E-3]
[null,222,1.0193904991956277,0.95713906563126316,1.0036689995999331,0.99393242482360988,0.99654160840731976,0.9748013136310949,1.0222634436767497,null,1.3073326586558944,0,5.804553435058439E-4,5.396583299054164E-2,7.7497985385457146E-3,1.620064127591048E-2,4.5035076962267003E-4,5.786982433141414E-4,6.1405262798271618E-2,1.0260064150001653,0,9.7084643260834755E-2,3.5374771307798251E-2,7.5216739639178513E-3,1.5750258504764545E-3]
[null,223,1.0174563059037931,0.99450064049140341,1.002586309624633,0.96998936587743789,1.0039638923676477,0.95198714687582353,0.99106097482627697,null,1.2753241650643998,0,5.605733159938064E-4,5.1943429737612436E-2,7.6462473060675048E-3,1.5805755759783671E-2,4.4385080554704305E-4,5.5883573461210372E-4,5.7745058114938831E-2,1.0013218799810739,0,9.7488734336946437E-2,3.4070942984111813E-2,7.3390369702349984E-3,1.5209666494637422E-3]
[null,224,0.97906624930957487,1.0016474664852655,1.006312943549226,0.98685845114265303,0.98953150721570893,1.0121810278360015,0.99855062547489293,null,1.3073090571684221,0,6.128579141867986E-4,5.7441583692916402E-2,7.9242708167012055E-3,1.6150102863403511E-2,4.6171163790600695E-4,6.1107123974703627E-4,6.2106736207313634E-2,1.0186268903978404,0,9.7749840660236648E-2,3.7594246633094221E-2,7.5923264584367538E-3,1.6631344750113884E-3]
[null,225,1.0017587075601426,0.9928509210800881,0.96637172677750938,1.0006404317458963,1.0419405915247208,1.0025340845324489,1.0160870599769247,null,1.3180480617550696,0,6.4667500323860425E-4,5.3713201781798427E-2,7.7623459560795085E-3,1.5895637565716589E-2,4.343455137326378E-4,6.4477160025634857E-4,6.1718994942756455E-2,1.0340584681873621,0,9.9667054405299729E-2,3.6007929183973102E-2,7.0371318743340282E-3,1.7548557469968804E-3]
[null,226,0.97536384659977193,1.020575647739002,0.9757527592819718,1.0386797228993734,0.97990347076626139,0.9709013011313492,0.9801870907806941,null,1.3524168846079305,0,6.2396709735273179E-4,5.3315063202136956E-2,7.8873908275456373E-3,1.6469175407794016E-2,4.45591934066081E-4,6.2207069526572136E-4,5.9300168736955768E-2,1.0730696797576094,0,9.7346052111940973E-2,3.5537712168543276E-2,7.3548754964602968E-3,1.6930713669637114E-3]
[null,227,0.99500421103812853,1.0007709184556297,0.98372391673999904,0.98199596552637025,0.99130334434173828,0.9998640349974306,0.97602624436661867,null,1.294870352067987,0,6.2447560932912718E-4,5.466591105346099E-2,7.7945043004691355E-3,1.5778787253965351E-2,4.4392701416136543E-4,6.2263263896479928E-4,5.937094789515554E-2,1.0142714325145135,0,9.7404920953394022E-2,3.6263135768800886E-2,7.1840274919623701E-3,1.6946007924679111E-3]
[null,228,0.97919239395278845,0.99604634910490919,1.0305041037166116,0.97436844458259797,1.0098568763462061,0.99899506883199074,1.0075043202847858,null,1.2960257333608958,0,5.7640649719130788E-4,5.8113497696549825E-2,7.947133265997601E-3,1.6268873124069067E-2,4.7432481183092652E-4,5.7470391008034385E-4,6.2453442554492117E-2,1.0050461038220637,0,9.8757374800372721E-2,3.74988166612907E-2,7.9037146191934318E-3,1.5641545921456538E-3]
[null,229,0.97919458910487522,0.99282967771957864,1.0172128476618671,0.96367401241213313,0.96628868791561473,1.0492032919731962,1.0094226480367208,null,1.2886478978457052,0,6.2316537757170769E-4,6.0367628517948621E-2,7.9540509019655412E-3,1.5959988160995513E-2,4.6851914908946867E-4,6.2141275867405598E-4,6.4252877838334735E-2,0.99438713373042775,0,9.6634254577818476E-2,3.9256499361472415E-2,7.6774175460977709E-3,1.6912806804499378E-3]
[null,230,1.0075306403204625,0.99406486316423481,1.0185737480952142,0.98721675542372855,1.014496975272952,0.98666164969418613,0.97771527718382512,null,1.3002366575049933,0,5.6764566695905795E-4,5.5205680516985975E-2,7.7268387944030978E-3,1.6255369947556865E-2,4.557525255427903E-4,5.6594799843197492E-4,5.8587363983813902E-2,1.0186409291250653,0,9.8256212895615286E-2,3.587111395517513E-2,7.6987695423375952E-3,1.5403238870242931E-3]
[null,231,1.0167926501356312,1.0059979410730575,0.98301951120024522,1.0095477772280852,0.99668443130588369,0.98616115174415742,0.98797650874655984,null,1.3187210108670242,0,6.0234164890257506E-4,5.2613932361909373E-2,7.611432516193538E-3,1.6134931128489065E-2,4.3319069637632956E-4,6.0053930018585803E-4,5.8239856454211966E-2,1.0427503154622135,0,9.7130848916899132E-2,3.4916745398816389E-2,7.2570902732518681E-3,1.6344700073788044E-3]
[null,232,0.9951121547659324,1.0247330409617661,1.0168741288257879,1.002741605308932,0.97488672538863386,1.0043996525719296,1.0098392488462606,null,1.3187890173566104,0,5.8004106411220881E-4,5.6125603173552412E-2,7.7283411094078566E-3,1.6465581465529962E-2,4.5507060335750883E-4,5.7833696046815286E-4,6.0818716024025513E-2,1.0347097820740834,0,9.6644913702536347E-2,3.6505200598310361E-2,7.7634701517840816E-3,1.5740425576665315E-3]
[null,233,0.98899934932273081,0.97093712477590288,1.0424328204424047,1.0117359364691392,1.0143403834621458,1.0235022577193291,1.0222272049815266,null,1.3404667346966199,0,5.7617741117215392E-4,6.0220590052786134E-2,7.9521110862145108E-3,1.6974183126574147E-2,4.8023263461834483E-4,5.7451625202768926E-4,6.4399171349167159E-2,1.0432439116357892,0,9.8736836171525635E-2,3.8591668586946758E-2,8.306047363353922E-3,1.5636438487877885E-3]
[null,234,1.0218759880832289,0.98397505239220406,1.0299742405914396,0.97761346315292841,1.0135202948386619,0.99203856948774694,0.97438603475543228,null,1.2893652082294886,0,5.5177450669344815E-4,5.5540152188423335E-2,7.652286355290118E-3,1.6235812377182985E-2,4.5648769520599764E-4,5.501332485570332E-4,5.8053122663951885E-2,1.0084082444886118,0,9.7876343841204708E-2,3.584934006009647E-2,7.7977784664626341E-3,1.497281351195597E-3]
[null,235,1.0014089837036118,1.0458334860400813,0.9993475949244468,0.99298343097457653,1.0103234465118685,0.97838094567935585,1.0032415995356523,null,1.3029070501987701,0,5.7754879445545367E-4,5.29997843934688E-2,7.6131633167228225E-3,1.6113552647682234E-2,4.4049474684004579E-4,5.758068892621987E-4,5.8591646320108881E-2,1.0251543290096123,0,9.8183112757640301E-2,3.4830762089409426E-2,7.4147902845955052E-3,1.5671565378816736E-3]
[null,236,0.99454060264428945,0.96198515968057263,1.0251526353446201,0.98579565932565361,0.9990474609210741,0.97951838699453631,1.0062024382939609,null,1.3041702665581714,0,5.7057070991010049E-4,5.660107942799647E-2,7.9328041806593693E-3,1.6351760605091904E-2,4.7096810915914423E-4,5.6885184914237761E-4,6.1951705200504706E-2,1.0169857692110771,0,9.7837513397571282E-2,3.663672588132616E-2,7.8554321941500301E-3,1.54822721140388E-3]
[null,237,0.98254502040550562,0.98576371511462879,0.96680136191420529,1.0395477763774337,1.004042383557739,1.0145511907682436,0.99251120580607832,null,1.3613899414404516,0,6.6854562983145705E-4,5.560403610422969E-2,7.9369569132279345E-3,1.6422259206699749E-2,4.4431138246006847E-4,6.6660116135112133E-4,6.2075575461849178E-2,1.0742514470763544,0,9.831805245139752E-2,3.7265722819756271E-2,7.2592558767725218E-3,1.8142686161839703E-3]
[null,238,1.0038634514451041,0.9849591951121528,0.98391058085359762,1.0260297380354884,1.0096414540783589,1.0296745825883198,0.99543102839072684,null,1.3464878960522324,0,6.412444883142648E-4,5.6170356916472867E-2,7.7751345005175679E-3,1.6430690744410611E-2,4.4290767403975352E-4,6.3940681854395844E-4,6.1440058742861077E-2,1.0597466789756465,0,9.8072420686687187E-2,3.7256936930511353E-2,7.4142939711793199E-3,1.7402545796755705E-3]
[null,239,0.99146525371843908,0.9613078242891604,1.0271987751402349,1.0111548278913778,1.0270414692701992,0.97885115288467073,1.0020925961971987,null,1.3326404441438433,0,5.6967907329555985E-4,5.6862270161337138E-2,7.9601692652462846E-3,1.6758544598870374E-2,4.7355180619827931E-4,5.6796172877806585E-4,6.189465874671092E-2,1.0430873142552648,0,9.9271662108057893E-2,3.6761968495973463E-2,8.0262174535026352E-3,1.5458045972003224E-3]
[null,240,1.0364309587199505,0.9951468961527854,0.9985799534284665,0.99137590320859237,1.0229353663127254,1.0004626276224136,0.99712637149282957,null,1.3013587402485776,0,5.8300762938811289E-4,5.3380342881521846E-2,7.5033611539158237E-3,1.6076825720521288E-2,4.3380658124261129E-4,5.8128806997344046E-4,5.8437947537579388E-2,1.0235173955701022,0,9.7956134198173048E-2,3.5096882321299795E-2,7.3756893387282169E-3,1.5820745049069378E-3]
[null,241,1.0100770991734906,1.0226248164953322,0.98837065341503572,0.99369181876516399,0.98492793169841297,1.0212412887353146,0.99123958739006646,null,1.3062793436230251,0,6.1694112309846044E-4,5.4774063697523412E-2,7.6132473932354191E-3,1.5986338469149961E-2,4.356495555160111E-4,6.1515850146343044E-4,5.9351954492302045E-2,1.0262123340979281,0,9.6730064075744165E-2,3.6233559789326943E-2,7.269656019894895E-3,1.6742586540379508E-3]
[null,242,1.0252169375350157,1.0297558212621369,1.019524450530839,1.0147987564275984,0.98868690399419346,0.9701371996864252,1.0165989159253852,null,1.322524500862571,0,5.3975660181190604E-4,5.2641454965785033E-2,7.4873755409818488E-3,1.6632301838291019E-2,4.4204606672828531E-4,5.3811484576913227E-4,5.8249537171020188E-2,1.0470727244801832,0,9.6584035291119336E-2,3.418591747772793E-2,7.7661785661049983E-3,1.4645712206723446E-3]
[null,243,0.97821272342260035,1.0071378319093338,0.98560238434497505,1.0333452135123133,0.99812547782824612,1.0146808818734852,0.99023197120657147,null,1.3548397870799742,0,6.4048027701984111E-4,5.6388839041583851E-2,7.9086830073627264E-3,1.655527793847892E-2,4.5128851362419785E-4,6.386176748640755E-4,6.1519462646392339E-2,1.0672497207370251,0,9.8164451793976829E-2,3.736380796626175E-2,7.5020112467038842E-3,1.7381067907200735E-3]
[null,244,1.033792425328065,0.99762767038284283,0.99452582794580158,0.97149626047605464,0.97176525519464063,1.0062527409564077,0.97980689459286352,null,1.2776466944241236,0,5.922501759605493E-4,5.3567201482493693E-2,7.5140608233613682E-3,1.5707446000140481E-2,4.3265507953669071E-4,5.9051340743353827E-4,5.7656597377080052E-2,1.0031108696579287,0,9.5537307526294996E-2,3.5304937428706537E-2,7.2101729847647272E-3,1.6071828323416472E-3]
[null,245,1.0327100162506571,1.0146434666619977,1.0242201844905927,0.97155713476040551,0.96663237594384421,0.9943103603747232,1.0237447706148,null,1.2793736498268291,0,5.4707656717200247E-4,5.4120477948325085E-2,7.4782500321214761E-3,1.6067415438183963E-2,4.4357105402442146E-4,5.4545300110135457E-4,5.9430441423175856E-2,1.002323045631921,0,9.5346690883933299E-2,3.5050128607479719E-2,7.6307091132692025E-3,1.4845432604643982E-3]
[null,246,1.0142649394020942,0.99725595974441505,0.96331500454509056,0.97229084522845521,1.0364371386022886,0.98583816042556827,1.0030353147884179,null,1.2823078254746769,0,6.3091890350880071E-4,5.1918925212961479E-2,7.6523333542331687E-3,1.5434121295384347E-2,4.2685020028028047E-4,6.2903042636409121E-4,5.9524898820894026E-2,1.0048536918551221,0,9.9092614049260883E-2,3.4870171816137843E-2,6.8240938868097999E-3,1.712013460738735E-3]
[null,247,1.0073408887248394,0.98139202337050424,0.99930873095225559,0.99290272669426161,0.99131972666802792,0.97965749563179916,1.0378057722267977,null,1.307680354753149,0,5.8975685415235863E-4,5.4113937323272972E-2,7.7633227339692105E-3,1.6149232443528463E-2,4.4916536023579325E-4,5.8798044685084939E-4,6.2388922771769169E-2,1.0250721594062144,0,9.7118001456631048E-2,3.5563790659898599E-2,7.4633100563047394E-3,1.6002889486257999E-3]
[null,248,1.0066485239287226,1.0070132460177774,1.0165676010106082,0.98900709271699938,0.98208136368494414,0.99751840971910344,0.97795672860121685,null,1.3009815921405203,0,5.738182363986664E-4,5.5471013185542831E-2,7.6931899623764646E-3,1.6236052645390735E-2,4.5286251353262241E-4,5.7212078540372195E-4,5.8566154404882345E-2,1.020546275480624,0,9.6707176177092194E-2,3.6085929945218247E-2,7.6675110985528839E-3,1.5571241783027098E-3]
[null,249,0.99910200247168535,1.0159067192019551,0.97915674016068299,0.99623917595932765,0.98289308632628891,1.0291577479843461,0.97572572777168465,null,1.3108514969358924,0,6.4234197297553244E-4,5.5462985066905453E-2,7.7149541413031901E-3,1.5918395945346379E-2,4.3736297082101587E-4,6.405002336063463E-4,5.9498927445269481E-2,1.0291207317764892,0,9.6890937593379342E-2,3.6893369662293854E-2,7.1724435784211631E-3,1.7432304950312112E-3]
[null,250,0.95916142786479264,0.97096288575749734,0.98236760637557019,1.0370987753337531,1.0249594652499141,1.0070632109729456,0.99356649804912855,null,1.365831459304846,0,6.6227123439798483E-4,5.7738349034157505E-2,8.1838176698724556E-3,1.6625290173240284E-2,4.6545889493142863E-4,6.6033069269969349E-4,6.3951267443866019E-2,1.0712278986805719,0,9.9961902933351929E-2,3.8332570646122215E-2,7.5496419028553766E-3,1.7972024675742197E-3]
[null,251,0.9996307718655616,1.0037529899728888,1.0041136900199994,1.0200976280523306,1.0262668507208801,0.97677685470165565,0.99840643532248186,null,1.3352956802143296,0,5.8141664936667953E-4,5.4128190980628543E-2,7.7541958273088032E-3,1.6577862207315299E-2,4.5080733157610615E-4,5.7966019883804571E-4,5.9671582143927544E-2,1.0530025141326349,0,9.900378746359946E-2,3.5471849793606722E-2,7.6590028079574907E-3,1.5776439763039688E-3]
[null,252,0.9888355764387502,0.95654538734790218,0.99505263630865004,0.9899384347593938,1.0382083152715706,1.0245037368477594,0.9994262487297908,null,1.315453410943437,0,6.4040084732812548E-4,5.8017618765134706E-2,7.9890724831753034E-3,1.610965090980869E-2,4.6025032272882418E-4,6.3855633242133805E-4,6.3461928599660281E-2,1.0221375887891702,0,9.9841907602029212E-2,3.8226087268071106E-2,7.4732108817512711E-3,1.7379398368124728E-3]
[null,253,0.9991100715253991,1.0098179341900884,0.98772652848901776,0.99643655487364613,0.96267370450476397,1.025231163406267,1.0000980599279863,null,1.3120713272534528,0,6.3015418142959786E-4,5.5838927194628442E-2,7.7355570999162616E-3,1.6029444667643229E-2,4.423600221379791E-4,6.28340467276346E-4,6.1069630267887844E-2,1.0290662301698303,0,9.5922120906207636E-2,3.6952255077713665E-2,7.3064799420943785E-3,1.7101356195468444E-3]
[null,254,1.0213223935326028,1.000545430109949,0.9950983974646751,0.9960670152225598,1.0009559927014,1.001015860000622,0.991570934481252,null,1.3070551874419867,0,5.9495874601165851E-4,5.3904557291128946E-2,7.5970629663924217E-3,1.6097641439081302E-2,4.3768684879425343E-4,5.9320490705287059E-4,5.8814242614285014E-2,1.0284641466177473,0,9.7242720700597404E-2,3.5515143406440942E-2,7.3692311894254566E-3,1.6145082070528592E-3]
[null,255,0.96979428145300417,1.004165134223167,0.99807786094753392,1.0186317991150817,1.0186955601552856,0.99740872123628133,1.0114997006345068,null,1.3422212235980404,0,6.1957274778256502E-4,5.6641744312839817E-2,7.9899219322947593E-3,1.6535322230378659E-2,4.6170378361286903E-4,6.1773974567682992E-4,6.2950201300437852E-2,1.0516722062181987,0,9.939345011054572E-2,3.725234113468396E-2,7.6448816272726879E-3,1.6812839498798976E-3]
[null,256,1.0163284746942685,1.0411643928560805,1.0008018660044653,0.99869928654862017,0.99441213540667139,0.9839755502079699,0.98558822709196692,null,1.3054670617823148,0,5.7162284533671852E-4,5.2687865285196034E-2,7.5151872272179844E-3,1.61740265328453E-2,4.3546195571302732E-4,5.6990861534753339E-4,5.7016356689964756E-2,1.0310121411714246,0,9.7051695484227415E-2,3.4595859232858336E-2,7.429079052203795E-3,1.5511033806514282E-3]
[null,257,0.99225175122535181,1.0165420960085543,0.97566751383072858,1.0300632142604003,0.98806554766013621,1.0108475080138732,0.98242975611918171,null,1.3458977323673087,0,6.3970753210014942E-4,5.4652492029162413E-2,7.7654192317663778E-3,1.6354435690917407E-2,4.3866314504640951E-4,6.3784012228206401E-4,5.9748070956350319E-2,1.0641705619569028,0,9.7308466636548574E-2,3.6431070885431995E-2,7.2944286960879637E-3,1.7359905489119775E-3]
[null,258,0.99595203625478423,1.0187174227251539,1.024971550700722,1.0155425858598583,0.98197433621471086,0.97531076662701366,1.0152182544995239,null,1.3300212962189577,0,5.5466863089711951E-4,5.4992823699321979E-2,7.7420182191093008E-3,1.6742367673879203E-2,4.5955869708671229E-4,5.5299046687901565E-4,6.0392934519374546E-2,1.0476792114449149,0,9.6975897709537295E-2,3.5599491089344175E-2,7.9336135728213658E-3,1.5050577575862665E-3]
[null,259,1.0030441846795497,1.0050085226759022,1.0170068813692639,0.97576901940274685,0.97007871883561458,0.97973196339913615,1.0176447128048713,null,1.2875148418504476,0,5.655459880351965E-4,5.4740902537449523E-2,7.7270989579305985E-3,1.6074835900806252E-2,4.5505761490138955E-4,5.6384263579024115E-4,6.0677680435421939E-2,1.0068734988740387,0,9.6215440532113311E-2,3.5601792097128201E-2,7.6156444689549031E-3,1.5345937839461024E-3]
[null,260,0.98682299677960683,0.9904417030647279,0.99706979978948207,0.97118090873278096,1.0039318678215259,0.9828250239642119,0.99914853085630118,null,1.2865751647229586,0,6.0455243626757974E-4,5.5098053408153359E-2,7.8951346249508721E-3,1.5815720636691011E-2,4.5576375345943323E-4,6.0273733195610984E-4,6.1107824604777768E-2,1.0027114067936116,0,9.823714512762724E-2,3.6258840203073517E-2,7.3566383496477625E-3,1.6404523252764513E-3]
[null,261,0.98675662064999248,1.0435425242417755,1.0139265491945502,0.97824213267721716,0.98606816442501488,1.0220662819648039,1.0106747154508404,null,1.2959337467103498,0,5.9455920238782334E-4,5.7023827441632431E-2,7.7365607391536532E-3,1.610006786067238E-2,4.5421826005574706E-4,5.928426389317248E-4,6.1330352570196832E-2,1.0095137532732361,0,9.7393527488253764E-2,3.7153671206939923E-2,7.6159622010151815E-3,1.613522232648754E-3]
[null,262,0.99996393926625859,1.0387325198537254,0.96799094362287574,0.99602022367585985,1.0212721660762374,0.96749763433297098,1.0116473095952945,null,1.3047706683382825,0,6.1195100314935752E-4,5.1073414236992194E-2,7.6374090450925724E-3,1.5802611459206306E-2,4.280635707142647E-4,6.1008457808663769E-4,5.9023742473965274E-2,1.0292343718719883,0,9.8713571425902841E-2,3.4204483390984183E-2,6.9944181812737682E-3,1.6604491072247124E-3]
[null,263,0.98940958301501314,1.0011308277992563,0.95486058935501361,0.97928700456221141,1.0121347136482872,0.98476618014942174,0.99542769364392247,null,1.2916982624474971,0,6.5640105301522191E-4,5.2649415415614159E-2,7.8303291727418942E-3,1.5435946420341237E-2,4.3299801964141044E-4,6.5443416351368313E-4,6.0390292447960188E-2,1.0123407433330449,0,9.8521339983321951E-2,3.5544805861146209E-2,6.7732046242651523E-3,1.7811540589202229E-3]
[null,264,0.96812563035425259,1.0069516636579015,0.99752051866129676,0.98333157723984355,1.0123619633358938,1.0102588481834973,1.0172810975444886,null,1.3069102955791816,0,6.2866637276895866E-4,5.7378544658139734E-2,7.9946856100154683E-3,1.6039619512509266E-2,4.6171999950531584E-4,6.2683012455585119E-4,6.3735510751847538E-2,1.0152433328342265,0,9.9130468088478418E-2,3.7749446888667271E-2,7.4727785194578684E-3,1.7060249645460017E-3]
[null,265,1.011311396154805,1.0095351885899388,0.98943391585970353,0.99357681199911752,1.0144468686054744,0.9881579961248439,0.98833190091452894,null,1.3041800471433824,0,5.979889034809793E-4,5.325721758209908E-2,7.6434969314144912E-3,1.6004950597110462E-2,4.3785110797387274E-4,5.9620319502902658E-4,5.8531645483870562E-2,1.0260617687739937,0,9.8129230006016574E-2,3.5207699278065517E-2,7.2853045327507544E-3,1.6226685585385898E-3]
[null,266,1.0173261431828131,1.00997548339122,0.98117752174208483,1.0181230881218175,0.97235054972221069,0.98257177938858409,1.0033430339166476,null,1.3265429277203626,0,6.0117470411328612E-4,5.2219625670676235E-2,7.5950013868736586E-3,1.6224861411468564E-2,4.3144798190754936E-4,5.9936927587812838E-4,5.8880145198308788E-2,1.0516644792627499,0,9.5938992857892202E-2,3.4693569393447705E-2,7.2653243983609866E-3,1.6312855869115739E-3]
[null,267,1.0233437442381375,0.98769039319411356,0.99697954456542026,1.0280149845436275,1.0004565846193854,1.0164735380649463,0.98652101057585817,null,1.3428852599439089,0,6.037207110890986E-4,5.5012729993662482E-2,7.6218300153029217E-3,1.6573617204559549E-2,4.3994667190671438E-4,6.0196810701806502E-4,5.9264686812359961E-2,1.0613934357707258,0,9.7172714167685276E-2,3.6204637337988024E-2,7.5650558252166938E-3,1.6383587485700258E-3]
[null,268,1.0213300710921771,1.004498374117706,1.0153198239819368,1.0130204755443983,0.96368347038530267,1.0295887951927785,1.0188672434660406,null,1.3291503605964441,0,5.8585505256733106E-4,5.6426975973630222E-2,7.5898886610243988E-3,1.6582568490210718E-2,4.4622653007485725E-4,5.8417597719959689E-4,6.1193924917347133E-2,1.0453624636410974,0,9.5461675059306347E-2,3.6734711597487375E-2,7.763670365253909E-3,1.5899344363781741E-3]
[null,269,0.99864849423332203,0.98395096293188067,0.98089187477591666,0.99644765232664045,1.0067262269314747,1.0146575771517106,0.98893853069577897,null,1.3138547726336516,0,6.3943290353156033E-4,5.5500140518766589E-2,7.8181940946774088E-3,1.5976541014802607E-2,4.4399800209389637E-4,6.3757330456732286E-4,6.0931814793978682E-2,1.0292835939809386,0,9.8056938842464275E-2,3.6879426433047126E-2,7.2307201927962169E-3,1.7352643590488883E-3]
[null,270,1.0067198413128013,1.0019992230053918,1.0125638379357778,0.99454160930331059,0.99232094875194599,1.017279065258996,0.9841282285680617,null,1.3102460945490819,0,5.9121411324876308E-4,5.646948952428938E-2,7.7070418998149972E-3,1.6290495833971901E-2,4.5187032753542933E-4,5.8949917493146585E-4,5.9675240598806474E-2,1.0263740838380693,0,9.7196372471178571E-2,3.6821995580260537E-2,7.6567969876597088E-3,1.6044224258126613E-3]
[null,271,1.0248020024901241,1.0069260977852468,1.002889171826822,1.0009360782370182,1.013158709993917,0.99776379707261964,1.0007911969836969,null,1.3123068739199577,0,5.8006266865765941E-4,5.3806206064764953E-2,7.5539010575224859E-3,1.6264918695914735E-2,4.3862358125424977E-4,5.7834716758982689E-4,5.886898058052862E-2,1.0332592319758278,0,9.7759293927825702E-2,3.5286444126502524E-2,7.4969190727961228E-3,1.574070338086952E-3]
[null,272,0.99428482963993314,1.0079210102672527,1.0001482735037763,0.99841792060874679,1.0076942402759592,1.0229765652856138,1.0243527680288982,null,1.3194610991144484,0,6.1622625426478272E-4,5.6693527069182112E-2,7.7820000824598504E-3,1.6258332550724633E-2,4.5062615824013072E-4,6.1444871856846555E-4,6.2859343254699232E-2,1.0307410858778217,0,9.8234137990785467E-2,3.7240511511938634E-2,7.5309852953171228E-3,1.6723268589777247E-3]
[null,273,0.98524175541925696,1.0124036844006716,0.99540974278216843,1.0152350772807166,1.0359422747606626,1.0240758905774257,1.0154668232601127,null,1.3392610580305402,0,6.2758282318340394E-4,5.6917687785536381E-2,7.8383252945670914E-3,1.6459136754969232E-2,4.5172833005169082E-4,6.2577447220677645E-4,6.2766664236872216E-2,1.0482461977495992,0,9.982410394464962E-2,3.7493386738881612E-2,7.5624837195425515E-3,1.7031518268475234E-3]
[null,274,1.0073820284065622,1.0393372156378002,1.0020426612750555,1.030180469411196,1.0050398136699812,0.99518372371415853,0.99038764040754301,null,1.3425496762673677,0,5.8217765394938587E-4,5.3864067185603999E-2,7.5875554147531235E-3,1.6658447502015505E-2,4.4020353446298918E-4,5.8045143418202763E-4,5.818978649672437E-2,1.0634739029307883,0,9.7783776616846577E-2,3.53421320957822E-2,7.6317332520769504E-3,1.5797974580796263E-3]
[null,275,0.9916763214170119,1.0079884242796953,1.005893973604882,0.97407150967015743,1.0165613563669731,1.0177787199411696,0.97680612659143573,null,1.2915473894685652,0,6.0740538606266945E-4,5.6859461959597651E-2,7.8036795561858899E-3,1.5948342052107982E-2,4.5449452640519082E-4,6.0564434658921785E-4,5.9946884246671182E-2,1.0054403914651071,0,9.8735134784222522E-2,3.7222484031277432E-2,7.4899136256526416E-3,1.6483642608106548E-3]
[null,276,0.97530284233981424,0.99478326397356853,1.0346774423574141,1.0201017027741561,1.0053477867115834,1.0144675021160072,1.0069872302325618,null,1.347018239740998,0,5.8287364646032974E-4,5.9512054012862449E-2,7.9839353097342827E-3,1.6985403896067647E-2,4.7848880255847319E-4,5.8117821554089265E-4,6.3206347086458087E-2,1.0520966546560593,0,9.8644946544010598E-2,3.8308534242485537E-2,8.2217951043248253E-3,1.5817755173550463E-3]
[null,277,0.99106930041728858,0.99751169810289364,1.0316368766728563,1.0156801603577292,1.0031038555667768,0.98849395113931571,0.97548807352085298,null,1.3333635696402901,0,5.6185321960626749E-4,5.683819494425317E-2,7.8475617110218329E-3,1.6824979275366182E-2,4.6890643894604677E-4,5.6017598939675105E-4,5.938206135179043E-2,1.0476253192199156,0,9.8128445528698524E-2,3.6651815833676146E-2,8.0733481856594819E-3,1.5246143811726801E-3]
[null,278,1.0271440533055938,1.0213303192591847,0.97376790218969678,0.97772592100936984,1.0078309047568206,0.97363187347328861,0.99398093654511988,null,1.281239468608468,0,5.9644340073428798E-4,5.0658465155425839E-2,7.4870904102065892E-3,1.5575269806294718E-2,4.2212233281697735E-4,5.946357343857119E-4,5.7158641029595766E-2,1.0101569685518292,0,9.7414296484443066E-2,3.3807591747939778E-2,6.9424283088833152E-3,1.6184024473807498E-3]
[null,279,1.0216328828008352,1.0090443802308553,1.0119428769041741,1.0076525652900987,0.99196018494983407,1.0084001005936236,1.0085266327742872,null,1.3210582136572329,0,5.7662654634596966E-4,5.4971621561898242E-2,7.5731365999721131E-3,1.6465566866970694E-2,4.4374415622903225E-4,5.7493919481337919E-4,5.9769208167101712E-2,1.0399230809448485,0,9.6818808502767154E-2,3.5858386965656554E-2,7.6715522836949945E-3,1.5647949596273847E-3]
[null,280,0.98200766024935493,1.0219905079715992,1.0194308313624727,1.0070121794116715,0.96959497815501661,1.022008457638266,0.98246435630747508,null,1.3264745075781854,0,5.955520704724527E-4,5.8075671859782803E-2,7.8405076319988318E-3,1.6554261448084116E-2,4.6285148805816026E-4,5.9383254320375008E-4,6.0581647848490149E-2,1.0390412600441026,0,9.6724186398949641E-2,3.7717022024953549E-2,7.8626019352781781E-3,1.6162164257553515E-3]
[null,281,1.0347209072704027,0.9853586676565611,1.0231856014794742,1.0221674073774851,1.0099664763185892,0.96470826375290375,1.0137218301049256,null,1.3321586179010516,0,5.3715590209403629E-4,5.2968671381445218E-2,7.5514185939310587E-3,1.6799438155770792E-2,4.4745152002657684E-4,5.3551286196130271E-4,5.8772645656052745E-2,1.0545667063788393,0,9.7395588428218688E-2,3.4324892090313808E-2,7.8759592580946794E-3,1.4574894784911646E-3]
[null,282,0.99345982224541118,0.9948197509474157,0.96410464026098242,0.98910092738233646,1.0377247095607134,0.97249591405712954,1.0098757933716627,null,1.3028945933627409,0,6.3500106077072249E-4,5.2377837471103125E-2,7.8204307696374074E-3,1.5699048658058486E-2,4.3658018753561648E-4,6.3307428807269587E-4,6.0852419254288685E-2,1.0222026616649307,0,9.9667171123103332E-2,3.5161402551869919E-2,6.9559489356604519E-3,1.7230195192509026E-3]
[null,283,0.97833050370888175,0.98952668025264545,1.0043796048639557,1.0210412835332443,1.0064190933781998,1.0086086727840788,1.000152017512042,null,1.3446786352450879,0,6.1660756957897722E-4,5.7455978893488489E-2,7.968455986158484E-3,1.6627968459732332E-2,4.6338737267810853E-4,6.1480359683306195E-4,6.2546462779963438E-2,1.0539685615505043,0,9.8583698609651771E-2,3.7646719978578942E-2,7.745912866448738E-3,1.6732927206283676E-3]
[null,284,1.0275381792662208,0.9634016682560661,0.98974455369798919,0.99574269390661652,0.99146747613509423,1.0089249732943877,1.0008345489538253,null,1.30909125965937,0,6.118694677524646E-4,5.4547996327672231E-2,7.664942779287082E-3,1.6044514654860502E-2,4.3921753100026079E-4,6.100799181984909E-4,6.0448619247547429E-2,1.0282891612090999,0,9.6631051442262444E-2,3.6054305233491797E-2,7.3128043591563826E-3,1.6604364245453084E-3]
[null,285,1.0404470029875599,1.015076805036178,1.0128277224332034,0.99449945025879105,0.9795289715754798,1.0340390953298939,1.0136658667119784,null,1.3062414310022104,0,5.7814864751161779E-4,5.5268156670515933E-2,7.4186931275336404E-3,1.6271838281200889E-2,4.3507878069012657E-4,5.764987902471835E-4,5.9558714914750038E-2,1.0263228631499657,0,9.5779612553267793E-2,3.6033048323884397E-2,7.5860353933888888E-3,1.5690396642777033E-3]
[null,286,1.0174133144015358,0.98880814226456271,1.0373142994339011,0.99173427901502398,1.0102990255300199,0.99229092313703471,0.9772991801635722,null,1.3051720298828298,0,5.4484822656365804E-4,5.606972623514124E-2,7.672590630918223E-3,1.6527063003633439E-2,4.610258802198272E-4,5.4322798286433351E-4,5.8342702369569129E-2,1.0227644532195315,0,9.7835181170509739E-2,3.6037728109515138E-2,7.9846920131897616E-3,1.4784874943002916E-3]
[null,287,0.97864704995434537,1.042399731537335,1.0152374930899692,0.97946575785810963,0.99667929236563824,1.0178603528375407,1.0269003743017302,null,1.2999949698285933,0,5.9565517584802706E-4,5.7354728415730444E-2,7.8044136328725136E-3,1.6161907040708291E-2,4.5880128133859104E-4,5.9392834205100511E-4,6.2736846973456176E-2,1.0107388318575754,0,9.811655651144037E-2,3.7340496036272181E-2,7.6676377543569863E-3,1.6164771586374977E-3]
[null,288,1.0143504805960524,1.0116433231185324,1.0134793321144708,0.9723256676335742,1.0359191658043629,1.0356912368279272,1.0140691968226423,null,1.2910657145820541,0,5.9397091230921112E-4,5.6892730287638436E-2,7.6200336492338256E-3,1.6033904297360509E-2,4.4717733298161596E-4,5.9227860708881261E-4,6.127677113639067E-2,1.0034209215432663,0,9.9121499830333373E-2,3.7078003527652476E-2,7.5643781585117932E-3,1.611987123905394E-3]
[null,289,1.0201145045280964,1.0035949398295354,1.0475958100338092,0.99899651606007744,1.0179046189267527,1.0337900761865215,0.97573863470117672,null,1.3173265567146049,0,5.508295463368208E-4,5.847503935309168E-2,7.6094604066089802E-3,1.6762938784816848E-2,4.6187222433118319E-4,5.4925727069182403E-4,5.8854944801422296E-2,1.0299611003934608,0,9.8150313968717012E-2,3.7362223655757913E-2,8.1953381738295479E-3,1.4948972282125233E-3]
[null,290,0.99091267513348813,1.0068197788500521,0.99576149947393278,1.0073126695332666,0.97003010092483688,0.97186767826271137,1.0157741745019453,null,1.3204523666630454,0,5.9305858470293346E-4,5.3835414600720874E-2,7.8108145860022399E-3,1.6282511549006153E-2,4.5030244680598465E-4,5.9125791409253992E-4,6.0981854940643315E-2,1.0400555937745382,0,9.649202087832405E-2,3.5455561833709924E-2,7.480883589865219E-3,1.6092091340408959E-3]
[null,291,1.0029722321608758,0.97339753596168688,0.99412734778471434,0.98159336977047029,1.0005923336333125,0.98012749264717069,0.98632505497911149,null,1.2942554956248924,0,6.0097317142259995E-4,5.4286486414328997E-2,7.8214085324682537E-3,1.5902886811034612E-2,4.5017105765418971E-4,5.991638474737458E-4,5.9824482653945833E-2,1.013548269592552,0,9.7667969434688584E-2,3.5787514732084788E-2,7.3373892415691177E-3,1.6307264785142999E-3]
[null,292,1.0197385376651724,0.97389139062709185,0.99152414537284916,1.0179614938290411,1.000458732845281,0.98335654713979648,1.0149612907147563,null,1.3313481537452827,0,5.9612589547052919E-4,5.3427086023543617E-2,7.6906175101483848E-3,1.6387113878974287E-2,4.4148187045132514E-4,5.9433705837432069E-4,6.0629298333365708E-2,1.0511797690052374,0,9.725240122670048E-2,3.5275814842374999E-2,7.448770341846803E-3,1.617589549736263E-3]
[null,293,0.98360460319247844,1.0199534292563506,1.0039681463883259,1.0021652364580613,0.99982326864305393,1.0115818949749174,0.95516284046988265,null,1.3186934182642174,0,6.0822184740769614E-4,5.6604691753221303E-2,7.8301923830618493E-3,1.6295495461289888E-2,4.5515911471607394E-4,6.0644763837277823E-4,5.8543787976815156E-2,1.034496008415851,0,9.812830221696979E-2,3.7097974806564724E-2,7.5930297885220951E-3,1.6505505562404415E-3]
[null,294,0.99953000322078256,1.0378527468553853,1.014033786361602,0.99335395798170545,1.0275787149836633,0.98029286859221221,0.97206787481960011,null,1.3042853388799751,0,5.6407785854559113E-4,5.4111214756053058E-2,7.6544394811846554E-3,1.6282275719863445E-2,4.4944494182231872E-4,5.6237990021517151E-4,5.7181538752037533E-2,1.025105534253302,0,9.9080952923418147E-2,3.5253746438539443E-2,7.6372768721837013E-3,1.5306126999014152E-3]
[null,295,1.008882676399967,1.0290686684480825,1.0015659816857925,0.99894106652170578,1.0261152146394728,0.99806080905422523,0.98592902684246075,null,1.311241382013399,0,5.858914958665149E-4,5.413014144233276E-2,7.606304554665471E-3,1.6226405716251353E-2,4.4108011177117473E-4,5.8415927203094519E-4,5.823456375710772E-2,1.0312390509569946,0,9.8766223784498133E-2,3.5526762308225268E-2,7.4826926349716907E-3,1.5898889704159614E-3]
[null,296,0.98128012205685522,1.0018569212910773,0.98186346788373424,1.0099023476766984,1.0327988475147811,0.998404047070233,1.0254514780387394,null,1.3316171395447101,0,6.3444773563857589E-4,5.5226930155276577E-2,7.8996256564297287E-3,1.6227869069187197E-2,4.490654343543916E-4,6.3257259719674017E-4,6.3164641589879028E-2,1.0431519100666626,0,9.9758294547070317E-2,3.6676380424869426E-2,7.3426436573546536E-3,1.7216540820689035E-3]
[null,297,1.0128220588939911,1.0168731650536666,1.0080636664995584,0.99373581910398723,1.0199157982150395,1.0159768673740801,1.0329205544247271,null,1.311051684770332,0,5.889313734968476E-4,5.5492200605631266E-2,7.6145027660130416E-3,1.6271125865163192E-2,4.4444118465808077E-4,5.8722086715263058E-4,6.1722991315617433E-2,1.0256742392984248,0,9.837803866471137E-2,3.6280861086986436E-2,7.5767728663869412E-3,1.5982216230826288E-3]
[null,298,0.98822390405462301,0.98766623087569316,0.97022414969938164,0.98033303782447634,0.9897531891913004,1.0150538034722674,1.0097996853196869,null,1.2985098730486619,0,6.5984241183326476E-4,5.5452043760897511E-2,7.8861129388461924E-3,1.5645967106425195E-2,4.4301352521680968E-4,6.5792420699457138E-4,6.2748299406753735E-2,1.0129568792322678,0,9.7485841520864008E-2,3.7086426481998128E-2,7.0165544734478984E-3,1.7906528067826765E-3]
[null,299,0.96389110187041549,0.97338660022422019,0.97740300258371671,1.0372095329692552,1.0286261893258284,0.98821908391508506,0.96328277897320425,null,1.3602525508896111,0,6.5271156509124511E-4,5.6053373953951095E-2,8.1342698458191053E-3,1.6527731044745884E-2,4.6031207568581639E-4,6.5076256486424613E-4,6.1029323475120204E-2,1.0714986669022628,0,0.10000690637372857,3.7325648751901218E-2,7.4471062888849084E-3,1.7711611777386251E-3]
[null,300,0.99422143830495568,0.97855649571991077,1.0375231257464814,1.0410488475468533,1.0062224186109134,1.0450239826354644,0.96469931807762721,null,1.367964777518013,0,5.8938399144798173E-4,6.0700160326108678E-2,7.8844182226608488E-3,1.7282745399280194E-2,4.7385147230581172E-4,5.8771975167587606E-4,6.0842042640013951E-2,1.0736157854559827,0,9.8206706269646046E-2,3.9009148242993223E-2,8.3520043064939844E-3,1.5995794222976637E-3]
[null,301,0.98231834075020985,0.98549920568654825,1.0016937372242569,1.0311805682650474,0.99635542110880948,1.015055521821066,1.0199515034872195,null,1.3562742963268888,0,6.2249879328374444E-4,5.7537322768135529E-2,7.9483889032915395E-3,1.6748777623335452E-2,4.6097629650763711E-4,6.2068915183825552E-4,6.386761453219586E-2,1.064517012603917,0,9.7990973728394062E-2,3.776010424771812E-2,7.7556240036590323E-3,1.6893112611798182E-3]
[null,302,1.0206791763352756,1.0069305533193873,1.0037800370667558,0.98455404088821541,1.0160248857407137,0.98868243458327132,0.99484136475043783,null,1.2945589266729614,0,5.7603779029352913E-4,5.3575374160259454E-2,7.5846138568017455E-3,1.6042059696502221E-2,4.4080077002162473E-4,5.7431854447888829E-4,5.8486525403336112E-2,1.0163221507244102,0,9.7996633290756432E-2,3.5116513556676311E-2,7.4328687059981432E-3,1.5631057540142291E-3]
[null,303,0.96124063628662537,1.0094787550140465,1.0324481899442599,0.97653920637602976,1.0242671803015626,0.99191757709156492,0.9689773229547457,null,1.2983921809824674,0,5.7755085448007667E-4,5.8569854423346168E-2,8.0527858882340504E-3,1.6311902696721763E-2,4.8155465354129755E-4,5.758327148196879E-4,6.0533722548544257E-2,1.0072304749180434,0,9.9929790534861229E-2,3.7750713169168074E-2,7.9658734631316407E-3,1.5672268265357662E-3]
[null,304,1.0049219217460565,0.99631588141111804,1.0088196753519161,0.9752784832517174,0.99026866339144715,0.98335595644226637,1.0117563643401604,null,1.2878821662365338,0,5.7830693854603104E-4,5.4610359413061957E-2,7.7375001055046229E-3,1.5985919833773881E-2,4.5196198780720362E-4,5.7657157101050896E-4,6.0599383614580941E-2,1.006601928159448,0,9.7136956562552418E-2,3.5688379359060461E-2,7.502274818754243E-3,1.569237749523303E-3]
[null,305,0.97270673008410491,0.96722456852960503,0.9918243826618951,1.0119135751300614,0.9794696758098449,1.0026260280079404,1.014161424511701,null,1.3359841774258523,0,6.3855163741917181E-4,5.7284724098243318E-2,8.0847301031756E-3,1.6358910859361253E-2,4.6424673750029453E-4,6.3667231685234581E-4,6.4367959819439685E-2,1.0449253751767471,0,9.7412342539631908E-2,3.7816069130500396E-2,7.538886114319179E-3,1.7328121674992415E-3]
[null,306,1.0110076519751832,1.0270613727116524,1.0141891544095825,1.039435201402795,1.0193932818290103,1.0178892167635218,0.9968446121104455,null,1.3570833841558769,0,5.8130034981393019E-4,5.5795720563719224E-2,7.5992837504749392E-3,1.6961046979317808E-2,4.4627551793742065E-4,5.7961517915426186E-4,5.9419791800725021E-2,1.0726549798683118,0,9.8403556499852649E-2,3.6347891536261091E-2,7.8790013623710776E-3,1.5775214475654443E-3]
[null,307,0.99832343528679257,1.0165728771359945,0.98983684794138405,1.0038691703127272,1.0115711586564913,1.0133170615236398,0.96724870279120545,null,1.3185802763156063,0,6.1895133735761067E-4,5.5195444766549771E-2,7.7215490532594848E-3,1.615622388063338E-2,4.4250247391575538E-4,6.171489216274306E-4,5.8551995202538537E-2,1.0366784705313297,0,9.8309330580706164E-2,3.6480228481722193E-2,7.3666578390970345E-3,1.679675921582528E-3]
[null,308,1.0132201089616284,1.010374263493957,0.99824637933372218,1.0208759798515161,1.0167148056915685,1.0137489853327453,0.95725629740429796,null,1.3343415040940236,0,6.0103916645922796E-4,5.4978007903745053E-2,7.628687300419424E-3,1.6475691236181898E-2,4.4090431758875683E-4,5.9928965754626779E-4,5.7302470418732591E-2,1.0539840492444192,0,9.8202591922131113E-2,3.6154502528566453E-2,7.5452798390932187E-3,1.6310688920584248E-3]
[null,309,1.0156087959798021,1.0369983711126007,1.0087804028540317,0.97786079099783252,0.99579741979763459,1.008001976957436,0.98172518078801363,null,1.2871939902075575,0,5.7729516393381717E-4,5.4512363731344278E-2,7.5344852351135845E-3,1.5981817469137294E-2,4.400862171514044E-4,5.7560518864677352E-4,5.7661841299272508E-2,1.0092683060239813,0,9.7144851675166899E-2,3.562516404717618E-2,7.4601569092042569E-3,1.5666075752970765E-3]
[null,310,0.99580725353844657,0.9925519173641838,0.98648707515038714,1.0237173732576441,1.0060900020427264,0.96417721522166122,1.0322527776043353,null,1.3390976118173383,0,6.0024727791095232E-4,5.2980155653127456E-2,7.8146330698425047E-3,1.6435886284446456E-2,4.463216032586278E-4,5.9841024408470477E-4,6.1888779903248398E-2,1.0572786520197126,0,9.810317079357217E-2,3.5086521768615105E-2,7.4366523368261505E-3,1.6286754185146201E-3]
[null,311,1.0182985094579391,1.012009356557827,0.97232088788572357,0.99441804506462694,1.0130356321313077,1.0251333604952975,1.003257132305482,null,1.307908193432612,0,6.3767847551952136E-4,5.39322426327834E-2,7.5795286667441793E-3,1.5833376321560112E-2,4.2670353177529265E-4,6.3584292978697535E-4,6.0020748143175852E-2,1.027446758594813,0,9.7873950738807211E-2,3.6024026029894976E-2,7.0421394694730501E-3,1.730554849314675E-3]
[null,312,0.96466125156875093,1.0180355027188168,1.0230927045532567,1.0182211564330892,0.97890289016151177,1.0307774049660379,1.0018481853617833,null,1.3451548739950712,0,6.0776289730441586E-4,5.9926184572662917E-2,7.9948113932838821E-3,1.6807963841134404E-2,4.7368063071131621E-4,6.0602304207824412E-4,6.3298125877752909E-2,1.050498122916377,0,9.7632632017140619E-2,3.8835622788213814E-2,8.0400748679243916E-3,1.64939494509485E-3]
[null,313,0.97165024941374945,1.0348486085465511,1.0303112085284649,0.99906107449910675,0.994083046501405,0.98027252767863016,0.98528186213627544,null,1.3159723521843851,0,5.6157282841643277E-4,5.6581847871201706E-2,7.8872751734404729E-3,1.6575977961105028E-2,4.7066242976510827E-4,5.5988237552301876E-4,5.9729797740641015E-2,1.0305217351562339,0,9.8190464512127665E-2,3.6514578122988341E-2,7.9778884087781075E-3,1.5238152609981684E-3]
[null,314,1.0005795710830632,1.0009429008091448,1.0122295991373624,0.96244722978262864,0.98492279149158601,1.0005022816018043,1.0361414130556572,null,1.2784811018146329,0,5.8568577351963351E-4,5.5882316803349187E-2,7.7575279922750652E-3,1.5869820653452008E-2,4.5467862857033025E-4,5.8395838348422895E-4,6.271971839556971E-2,0.99326191010403353,0,9.6989170659291579E-2,3.6446287575547527E-2,7.5120561745633408E-3,1.5893422180146913E-3]
[null,315,0.96007135108978725,0.98326407591272047,1.0052262773204153,0.99258722894960005,0.96010351892558221,0.99193593147593995,0.99733975330109126,null,1.3144065459666863,0,6.1843134672821809E-4,5.7770613055440387E-2,8.1408702465471453E-3,1.6221377084932917E-2,4.7381573453453778E-4,6.1659162689268457E-4,6.3241883084972084E-2,1.0245720057475967,0,9.682578880831598E-2,3.7833905487041582E-2,7.6499672881122889E-3,1.6781591490267094E-3]
[null,316,1.0323768189622913,0.99106446208398902,1.0264368058785254,0.97289025191664824,1.0281531106233712,0.97552592190268095,1.0015810036570314,null,1.282076596865716,0,5.3949216690966169E-4,5.3725044394786918E-2,7.5518836044005467E-3,1.6138121976534314E-2,4.4892390530101866E-4,5.3786027966567628E-4,5.8344514468641195E-2,1.0036358100511997,0,9.8333593981825895E-2,3.474912857599715E-2,7.6873294186150095E-3,1.4638783756564307E-3]
[null,317,1.0137973261743003,1.0091169780066798,1.0083314039806077,0.98447985070053301,1.0369233928947073,0.99513227883451982,1.0049264427179139,null,1.2982824154292432,0,5.7773982404287134E-4,5.4478375494281625E-2,7.6305764752244961E-3,1.6125103505823742E-2,4.4549870679941068E-4,5.7602667436229614E-4,5.9610148181134803E-2,1.0161130051494516,0,9.9177616262040649E-2,3.5612390262913324E-2,7.5236598207805497E-3,1.567754720472E-3]
[null,318,1.0193378620827045,1.0287828669475219,1.0427319118202198,0.99014947619686122,1.0276730857133995,0.96244737056543161,1.0141536299546243,null,1.2999293520137034,0,5.1333165351312134E-4,5.3690613966038248E-2,7.5389588051250275E-3,1.657669155446281E-2,4.554158531282869E-4,5.1175779795198482E-4,5.8265121527368728E-2,1.0209767537245118,0,9.8636026808748459E-2,3.4401094477391272E-2,7.9974131273776432E-3,1.3928360251125474E-3]
[null,319,1.0220629632119429,1.0206179070119106,1.0273497819791098,0.99234893496357046,1.0204948854469353,1.0005123107812179,0.98354907109884837,null,1.303939075965499,0,5.5131398565310969E-4,5.5057832063998176E-2,7.539177158747119E-3,1.6417025491534697E-2,4.4857398232221783E-4,5.4968798621448137E-4,5.7694208075065249E-2,1.0236831881266057,0,9.8206424966470182E-2,3.5592256368958491E-2,7.8059462373535641E-3,1.4960694938798624E-3]
[null,320,0.96911121259446975,1.0177446343442684,0.99603786088261903,0.99294871747706337,0.97939605951109732,0.99891444802378138,1.0129575956346066,null,1.3125487811344043,0,6.2023587236281546E-4,5.6354146772133622E-2,7.9521956131806959E-3,1.6120997711208725E-2,4.5858088793001612E-4,6.1840367436412239E-4,6.2678280582547471E-2,1.0252165367682458,0,9.7508012534671701E-2,3.7108262693324658E-2,7.470508824255628E-3,1.6830909449026751E-3]
[null,321,1.0115296084563288,0.98904469900083014,1.010685839401088,1.0416057905277356,1.0030054053302646,0.97418705376872683,1.0097058470107858,null,1.3563776542601074,0,5.6863357258074131E-4,5.399874445973022E-2,7.7099667321254414E-3,1.694692448964185E-2,4.5119474086089377E-4,5.6691117279917516E-4,6.0039683338836455E-2,1.0750022049898686,0,9.7594119265674989E-2,3.5249864268806046E-2,7.8437290442015493E-3,1.5429453301414673E-3]
[null,322,1.0014744790611665,0.99649835056079661,0.97744776934132394,0.97048587043748358,0.97404904002266723,1.014645033577898,0.96518219224453261,null,1.2817707317422149,0,6.3893049449583307E-4,5.4881601705041014E-2,7.7558747128756147E-3,1.5527015939293643E-2,4.3891898544868782E-4,6.3707233366643186E-4,5.8895550302251472E-2,1.0025678627895456,0,9.640253018213446E-2,3.6544381864736991E-2,7.0249525403145302E-3,1.7339008814016756E-3]
[null,323,1.017518144694741,1.0097634682793799,1.0093621407882705,1.0326554525583136,0.99593539231874029,1.0172063189740925,1.00737252908825,null,1.3491021976744906,0,5.8698694997123845E-4,5.5526444683861691E-2,7.6009739497351634E-3,1.6799287644743723E-2,4.4422818426082845E-4,5.8528415164355258E-4,6.0182101516750894E-2,1.0658051763784899,0,9.7106377213078174E-2,3.6275435709228449E-2,7.7709246707650722E-3,1.5929505219050145E-3]
[null,324,1.0150096495140963,1.0225114425184314,0.97720903590508024,0.97619908988759851,1.0239671683638134,0.99669561561049125,1.010133426939742,null,1.2864130100066544,0,6.1321025102710643E-4,5.2631529482622959E-2,7.5739179165647142E-3,1.5638718189242173E-2,4.2851757466887163E-4,6.1139477433820089E-4,5.9443063370132651E-2,1.0084770426550511,0,9.8486918679117672E-2,3.505117418922718E-2,7.019928397199649E-3,1.6640150295153889E-3]
[null,325,0.99496420873294411,0.977417372220036,1.0455426447101066,1.0308048824873151,0.99948389866529874,1.0077365531252966,1.0169511078579219,null,1.3558423944718361,0,5.5876255691206017E-4,5.8947267724474117E-2,7.8842128059764625E-3,1.7255599809471108E-2,4.7758720966673739E-4,5.5712640319780752E-4,6.2962524345275259E-2,1.062815469029319,0,9.7871125314197685E-2,3.7708286340763543E-2,8.405643633571663E-3,1.5163144128349764E-3]
[null,326,0.96740688693378618,1.0230985615281165,1.0328948336496051,0.99482161385551726,0.96305504884391546,1.0244465786672057,0.99834214533684018,null,1.3184309330475497,0,5.8897170464843637E-4,5.9814176218688876E-2,7.9587917571775791E-3,1.656489103670571E-2,4.7614373522125275E-4,5.8727522391075653E-4,6.2543453254174444E-2,1.0260746778593888,0,9.6803976107983997E-2,3.8542757257244577E-2,8.0553927374430959E-3,1.5983695642595467E-3]
[null,327,1.0128024795657211,0.9652453237336075,0.99865577903541891,1.0406193446565857,1.0106430506809785,0.99249344696272479,0.97852885476142426,null,1.3569291507402264,0,5.990294003692698E-4,5.4858565118307785E-2,7.7727071920916171E-3,1.6783253781353362E-2,4.4941309210815971E-4,5.9724839877398604E-4,5.9416725560851966E-2,1.0743550114301355,0,9.7919404291094053E-2,3.6067167012148446E-2,7.6831710051492837E-3,1.6255132585810473E-3]
[null,328,0.98031808893209638,0.96256537247680019,1.0038826614483152,1.0152214414686502,0.97201278657526724,0.98273489226683775,0.97554708540182666,null,1.3336488162231268,0,6.0685925616810286E-4,5.6458451769049137E-2,8.0405329743906562E-3,1.6495124238263402E-2,4.6734587294697017E-4,6.0503705876771606E-4,6.0994196009977637E-2,1.0479759916564688,0,9.6867262068560236E-2,3.7004005253984819E-2,7.701017153332471E-3,1.646711423552904E-3]
[null,329,0.99727256819721544,0.99193746244241265,0.984929580375141,0.98747174153427963,1.0067118516979425,1.0255498380648214,1.012588636341057,null,1.3071644391930419,0,6.3973341766081725E-4,5.6210327250721413E-2,7.8047002214147914E-3,1.5921150713118958E-2,4.4505144916403259E-4,6.3789270463565802E-4,6.2547846773425383E-2,1.0198911876226442,0,9.8094959005668628E-2,3.7260595497086574E-2,7.2543277120784618E-3,1.736133660744692E-3]
[null,330,1.0001128411851361,1.0153616102810412,0.98752220261560841,1.0168374594513239,1.0100468924121557,0.99997910172506022,1.0057405871148046,null,1.3324742718855174,0,6.1293289482985535E-4,5.4275417897438887E-2,7.7108466071189284E-3,1.6333360342102508E-2,4.4085576805653805E-4,6.1112419780541918E-4,6.0402665653958514E-2,1.0501414511536251,0,9.8188609212062447E-2,3.5921984123840719E-2,7.39761121494956E-3,1.6632786093886871E-3]
[null,331,1.0382708433225867,0.95788064976289433,1.0202910388952902,0.96965596758993444,1.0274002893565288,0.98439640937767514,1.016922303163968,null,1.2817108469569434,0,5.5579724175778449E-4,5.4333773874992067E-2,7.6105216731628582E-3,1.6046017355215356E-2,4.4965904481423233E-4,5.5413118349575291E-4,6.0256738201996604E-2,1.0004725595656274,0,9.8153949478909486E-2,3.5269104563171387E-2,7.6120268451351347E-3,1.5081624121798937E-3]
[null,332,1.0103876101956917,0.96509121091293582,1.0149860264964272,1.0182039600641684,0.97883088513098404,1.0258643279180519,0.97082495388135159,null,1.33697090862438,0,5.9999573567665629E-4,5.7730157248765124E-2,7.7958104329142637E-3,1.6651092860913253E-2,4.5818065584863731E-4,5.9826988962378026E-4,6.0103827776355957E-2,1.0507214008727852,0,9.6457020878239735E-2,3.7590468271362421E-2,7.8363820533089105E-3,1.6282934199398195E-3]
[null,333,1.0242285589391669,1.014008467885454,1.0014075984407773,1.0041444489606874,1.0003873554870049,0.99259083716806884,0.98689182276453469,null,1.3131040713352802,0,5.7753467038856139E-4,5.3331664678766495E-2,7.5366166909391985E-3,1.6268741613115662E-2,4.3696948408511932E-4,5.7581774423050996E-4,5.7713265869706355E-2,1.0366153970978784,0,9.7153343252824223E-2,3.5005996283483706E-2,7.476607209109561E-3,1.5671860815270773E-3]
[null,334,1.016730383330485,1.0005888438873491,1.0133650382011361,1.0394288303061774,0.96245202074111302,1.002735047443625,0.99223585464267117,null,1.3529290902834608,0,5.7638834233334879E-4,5.5184382136850785E-2,7.6356543292095793E-3,1.6907912334100796E-2,4.4804292724659733E-4,5.7469215891920312E-4,5.9186772689947979E-2,1.0726735513029066,0,9.5509741587078423E-2,3.5967060117845326E-2,7.85354643232976E-3,1.5641226093587983E-3]
[null,335,0.99557414487272744,0.96883755464636867,1.0081571208050382,0.97087750204360534,1.044362197900794,0.96986363543778142,1.0305747322268359,null,1.2891961319397263,0,5.8300613262202323E-4,5.4941786364849379E-2,7.897846787030283E-3,1.5985569768921844E-2,4.6102244176599375E-4,5.8123232602612905E-4,6.2818036913746905E-2,1.0020785828905663,0,9.9984821666791998E-2,3.5919017236519045E-2,7.5292988878699315E-3,1.5819227882583437E-3]
[null,336,1.0083445595999614,1.008508896789295,0.99294190330356846,0.98385968477459829,1.0280331610655831,0.98269297376065423,1.0273204548870569,null,1.2971385488480953,0,5.9235404859106543E-4,5.3316947412036443E-2,7.6699557052252202E-3,1.5951606074809124E-2,4.4092639726945335E-4,5.9057532965484019E-4,6.0887021160072372E-2,1.0159233027287262,0,9.8862457205684165E-2,3.5173261223122067E-2,7.3074982958711669E-3,1.6073513642153763E-3]
[null,337,1.0076897264213054,1.0083223421406411,1.0330995497180155,0.96589838560129537,0.97879114339716344,1.0104691058287547,1.0208973981243981,null,1.2815305714628322,0,5.6072818539441231E-4,5.6978719553515751E-2,7.6852772874130412E-3,1.6131373422912116E-2,4.5987333894033497E-4,5.590907160988453E-4,6.1447852444094328E-2,0.99623711261483383,0,9.6541007341591795E-2,3.6711307472010894E-2,7.8180248317998979E-3,1.5216606250160283E-3]
[null,338,0.97753429601034358,0.9906356940449349,1.0035285540756727,0.99592876356202653,1.0046613537070248,0.97050181002848013,0.99767628782629281,null,1.3131567249545009,0,5.9457775404151531E-4,5.5254627603251706E-2,7.9711593196652979E-3,1.624415847607914E-2,4.6314907091277451E-4,5.9276993013646843E-4,6.1211996826980454E-2,1.0280713235323824,0,9.8518336288567626E-2,3.6222595095789713E-2,7.5878622214992659E-3,1.6133243432765139E-3]
[null,339,1.0100629831740084,1.0028502367466821,0.96818300076445896,0.98215220621635357,0.97610806747676093,1.0449122178011645,0.98378918295626183,null,1.2963240510208025,0,6.633112247902116E-4,5.5404699024566191E-2,7.6681680179285297E-3,1.5597449336595234E-2,4.2987202242663036E-4,6.6143803682993546E-4,6.0208252913854635E-2,1.014898104807221,0,9.6281666752279574E-2,3.7100853556456842E-2,6.9366414841723952E-3,1.8002162932608443E-3]
[null,340,0.97198970630447146,1.0049799706889269,1.0186851011017231,1.0082267285572677,1.0100221436611496,0.9678835547855642,1.0033608059222137,null,1.3273142874173398,0,5.7455434522487984E-4,5.5893098365086005E-2,7.974489822158674E-3,1.6604361772197932E-2,4.7041185015279593E-4,5.7280267712511842E-4,6.1367174344842401E-2,1.0403163928020476,0,9.8939520843875556E-2,3.6315410447424014E-2,7.8761987748715047E-3,1.5589800627828058E-3]
[null,341,0.99704116698987744,0.9727315581815339,0.97877278613010532,1.0188272765797413,1.0157788034716657,1.0008078091099868,0.9674788930401077,null,1.3358003043306825,0,6.3741290654580724E-4,5.4969001826480693E-2,7.8662756264282797E-3,1.6251272440607846E-2,4.4576733439251776E-4,6.3553352920701868E-4,5.9656990799186814E-2,1.0524662576446346,0,9.8532455413576678E-2,3.6573262563181011E-2,7.3111872966026307E-3,1.7297127629299072E-3]
[null,342,0.98523170114477854,0.99740848222824618,0.98877708037667911,0.99873981959599556,1.0119945529915939,0.97728394975648236,0.98770951431751008,null,1.3138198808881909,0,6.1083525776580523E-4,5.4291576022730902E-2,7.8836797128505852E-3,1.6097799977226945E-2,4.5130989476738421E-4,6.0899089159038757E-4,6.0100344672526333E-2,1.0314133201411182,0,9.8658437377972558E-2,3.5905636599092641E-2,7.3621484029641592E-3,1.6574724531155758E-3]
[null,343,1.048416789482121,1.0242979769500178,1.0032395374073577,0.99758889735384304,1.0054448843591814,0.99970046683226232,1.017406566015,null,1.304248055862077,0,5.6381392816754047E-4,5.2354662021421645E-2,7.3334885314302574E-3,1.6197634067693329E-2,4.2597488310294426E-4,5.6214971205014884E-4,5.8021583332927659E-2,1.0297935892137027,0,9.6841770322470225E-2,3.4327380785087416E-2,7.4236507167594603E-3,1.5299862035977314E-3]
[null,344,1.0349020920545462,0.97433187583873848,0.98150810454469006,1.0209836931026812,0.98218854147248436,0.97407748571403241,0.96853909648098713,null,1.3263934849101304,0,5.9393031054348188E-4,5.1640624966289128E-2,7.5741673326825939E-3,1.6240275554380849E-2,4.3040895198578053E-4,5.9213108419475433E-4,5.6717600042725171E-2,1.0546090905319603,0,9.6001626055430819E-2,3.430205351931695E-2,7.2678515664889613E-3,1.6115856152186761E-3]
[null,345,1.0101409197190183,1.0124146549506743,1.0204997296890908,1.0266543291000658,0.99373842325375106,0.98857640771017696,1.0253037413048975,null,1.3420744540035217,0,5.6089026783517687E-4,5.4866887282203382E-2,7.6511582630128354E-3,1.6856112331332343E-2,4.5215378927268384E-4,5.5921605186226423E-4,6.0742038325117632E-2,1.0592761359327998,0,9.7190427413502201E-2,3.5610811974589013E-2,7.9084011600160046E-3,1.5220017476471309E-3]
[null,346,0.9965102078526864,0.98878729484343486,1.0253025941247882,0.9857472083264216,1.0057975341617671,0.98987386918502207,1.0008009666906723,null,1.3029941516600012,0,5.6899453165920664E-4,5.6472037511465914E-2,7.8306130555376476E-3,1.6342215468195646E-2,4.6497016781974767E-4,5.6729835121758761E-4,6.0913292406764352E-2,1.0169314960170661,0,9.8115013049578939E-2,3.6550006011490797E-2,7.8322050503592602E-3,1.5439991021630546E-3]
[null,347,0.99069756832589817,0.96703872749276643,0.99670055606821595,1.0013271245460993,0.97134608140415168,0.98602694265581459,0.98032804914555738,null,1.3169102442720164,0,6.1042345537891721E-4,5.557163126714839E-2,7.9397468484906277E-3,1.6205164901253181E-2,4.5816871340341475E-4,6.0859667537424425E-4,6.059348586688805E-2,1.0338473934451029,0,9.6562153333966658E-2,3.6578537922125821E-2,7.4993892271128983E-3,1.6563995265285747E-3]
[null,348,0.96291073519063797,1.0146973939532147,1.0062173119293412,0.99014845363115467,1.0016941608470709,1.008459353925014,0.99784050419897508,null,1.3131176286927733,0,6.1776547133234028E-4,5.7884212684275321E-2,8.0155880068444388E-3,1.6215504897976588E-2,4.6698754311175938E-4,6.1595784337172162E-4,6.2550934796513413E-2,1.0220256037335211,0,9.8762883793471493E-2,3.7886080220241029E-2,7.6352064455684938E-3,1.6764341992093299E-3]
[null,349,1.0069553285471693,0.99825358587505286,0.99267942019845601,0.96070736690021719,1.0040075932788246,1.0315344714535342,0.97972637228791126,null,1.2757224166229701,0,6.2554383502010915E-4,5.6267679743972912E-2,7.7119383831003377E-3,1.559581919462092E-2,4.4322245227878789E-4,6.2375439221847994E-4,5.9918270605777431E-2,0.99202401942703977,0,9.7733842325504194E-2,3.7125687621374658E-2,7.2060724770624581E-3,1.697653835038569E-3]
[null,350,0.99273399448019051,0.97970492850943969,0.97716073669255599,1.0115561605442545,0.99276762503527627,1.0090921611150079,0.97366348726360075,null,1.3286329608945155,0,6.4578429080072773E-4,5.5421263590351336E-2,7.8774628450257889E-3,1.6126654932531809E-2,4.4566964422239856E-4,6.4389586266600397E-4,6.0316480667810674E-2,1.0450046798801378,0,9.7525425274043759E-2,3.691014044620726E-2,7.254599764354391E-3,1.752472277962781E-3]
[null,351,1.0122385553349538,0.99684465568867087,1.0032372807168974,1.0105257704826511,1.0155065071322915,0.97670150431633518,0.98746107209915956,null,1.3221485580961094,0,5.7676702111592937E-4,5.3553362369372304E-2,7.6785852472457056E-3,1.640489716157173E-2,4.4601924892344926E-4,5.7502448261825085E-4,5.8496190226745293E-2,1.0431481649737075,0,9.8173427882108297E-2,3.5113379607323796E-2,7.5712468326910014E-3,1.5650270849171283E-3]
[null,352,1.0032091734306223,0.97832404245860161,1.0488116742850853,0.98272553284545117,0.98673834271982852,1.0085389488291308,1.0160373184030185,null,1.3032591847332617,0,5.5063269997930717E-4,5.8664296972208076E-2,7.8173287571960768E-3,1.6574364894982128E-2,4.7505430372324001E-4,5.4902163468423487E-4,6.2386286519025766E-2,1.0131519248524643,0,9.7053179478144139E-2,3.7457077215325207E-2,8.1870269008099093E-3,1.4942559046772544E-3]
[null,353,0.98276523015292305,0.98356016273526936,0.99262179853920618,1.0089639296756343,1.0000287297293375,1.0195698746371298,0.99218042519935623,null,1.3313835911155343,0,6.3735184606160855E-4,5.7317895937080789E-2,7.9487559177259005E-3,1.6308935836252501E-2,4.568063218940465E-4,6.3550722963584452E-4,6.2296934930284313E-2,1.041855368446656,0,9.8147031146089997E-2,3.7819928097469799E-2,7.5041379143397646E-3,1.7296411841668221E-3]
[null,354,1.0059583243683023,1.0057813892286511,1.0381311349340283,0.99309756562150886,1.0093471546760278,1.0000735195358625,0.99521944693422859,null,1.3095695304609432,0,5.5066718254390655E-4,5.6809501129080009E-2,7.7075100427290268E-3,1.6579602927225306E-2,4.6349668506102292E-4,5.4904237814748535E-4,5.9777901809587773E-2,1.024147156514394,0,9.806759033281863E-2,3.6495999775801188E-2,8.028083687097164E-3,1.4943123615461409E-3]
[null,355,1.0045237747985913,1.0236127732348639,0.99859233076742382,1.0179331018625131,0.96834562450792183,1.0111266061024589,1.0397631621536101,null,1.3342608893523062,0,6.011024720104836E-4,5.5040887278313709E-2,7.6548516069680876E-3,1.6477029794474754E-2,4.4257050735514616E-4,5.9934824095929904E-4,6.2262862363996745E-2,1.0509352321348251,0,9.6074795319135903E-2,3.6188402185502511E-2,7.5547840559890287E-3,1.6312283367966788E-3]
[null,356,0.97949810457115172,0.98485049713813266,1.0185613609480066,0.99695431800897294,1.0098389057962733,0.989693322952376,1.0334355228233048,null,1.3202255756394679,0,5.8788629868534613E-4,5.7172546833541033E-2,7.9776340330741796E-3,1.6477282166675399E-2,4.7053939474374135E-4,5.8613348192734294E-4,6.4116532088596842E-2,1.0286888095943383,0,9.8735006493586852E-2,3.7149398448065703E-2,7.8443172846465129E-3,1.595262118955839E-3]
[null,357,1.0156357418382738,0.98761141699832333,1.0016126082842001,1.0036237666928542,1.0199408116232018,1.0109373099052812,1.0038402928114931,null,1.3202987900295928,0,5.9922288729451309E-4,5.5371709900065971E-2,7.681045563837606E-3,1.6318996908517593E-2,4.4543510750037226E-4,5.9747381409129931E-4,6.0602024719276906E-2,1.0360717625716502,0,9.8304237184512214E-2,3.6340624241836532E-2,7.5385761408310915E-3,1.6261267647666349E-3]
[null,358,1.001428101672416,0.95450091246315982,1.0005206669925306,0.98984621828709285,0.99877204033264055,1.0179439167654221,1.0397712591215857,null,1.3131726164146018,0,6.2174739067559839E-4,5.7265049888955068E-2,7.8967328360007635E-3,1.6163719237491398E-2,4.5744106417865187E-4,6.1994506222500011E-4,6.5062226964569952E-2,1.0218809118686121,0,9.7625129637477118E-2,3.7607607643430019E-2,7.5283135077952035E-3,1.6872860945416123E-3]
[null,359,0.99644694648101884,0.99590784691041578,1.0096428539739499,1.0013393492407268,0.9922792179534522,1.0140779359653378,1.0285757943225047,null,1.3220066398586972,0,6.0051748651344635E-4,5.6854029060119715E-2,7.8047911476807541E-3,1.6403635606826398E-2,4.562680438373417E-4,5.9877006313011375E-4,6.3115364369385432E-2,1.0334754939811868,0,9.7444928497183031E-2,3.7136596671864489E-2,7.6876251766536579E-3,1.6296547273419071E-3]
[null,360,0.99967419399125945,1.0291684121569624,1.0284644175667499,1.0035038138211259,0.98374260556912396,1.0070109730667609,1.0136663148068281,null,1.3201144023207547,0,5.6412096183432907E-4,5.6527547511544034E-2,7.6826168234236103E-3,1.661516668278511E-2,4.576131147615638E-4,5.6246792758011806E-4,6.0721611780486705E-2,1.0351579243419704,0,9.6972687826819198E-2,3.651868235618716E-2,7.9313526356583567E-3,1.5308522813705871E-3]
[null,361,1.0038093234627108,1.0145061694101054,1.0338992595818484,1.0004101453654464,1.0041900500627301,0.99655856043092894,0.98402405602279086,null,1.3153704312327927,0,5.5286813985319335E-4,5.631328061973935E-2,7.6963366085661374E-3,1.6620319411880167E-2,4.6089868483528045E-4,5.5123108754000249E-4,5.8849670551052349E-2,1.0318098629514985,0,9.78660272969398E-2,3.6265773367112696E-2,7.9896294864765065E-3,1.5002693070047157E-3]
[null,362,0.97450335212248018,1.0045951674967566,0.97891369429222796,1.0113263374699839,0.98210698432271548,1.0013282941670785,0.96386426265160441,null,1.328058144698836,0,6.4394779581552759E-4,5.5556323650407906E-2,7.9451410395849197E-3,1.6136461159025412E-2,4.5030102038958532E-4,6.4205013761612446E-4,5.9781767687495248E-2,1.044713325612052,0,9.7478571507862155E-2,3.6960885476559464E-2,7.2898163808360564E-3,1.7474488228201085E-3]
[null,363,1.0103784400713323,0.99066020785666697,0.96841618399104279,1.0339887911169827,0.99886021479671139,1.024970097740393,1.0192921128362897,null,1.3526182113142289,0,6.5332406252657782E-4,5.4606035876736993E-2,7.7034228845007796E-3,1.6353936298505782E-2,4.3195141797862759E-4,6.5144318171123962E-4,6.2153650986019805E-2,1.0684555658766541,0,9.7374715663989364E-2,3.6560845588826579E-2,7.2069540094010683E-3,1.7730135924308576E-3]
[null,364,1.0250504203273529,1.0391303368511082,1.04269514087252,0.99417276628186635,0.98022000732635128,0.99435359575789717,1.0442591929357012,null,1.3057884652979523,0,5.2532691178004015E-4,5.4944564252158413E-2,7.4669848483542413E-3,1.6629313818467981E-2,4.5105174259470724E-4,5.2376796022525062E-4,6.0318079984682811E-2,1.0251263466731029,0,9.620410342279298E-2,3.5205279868363061E-2,8.0187759113184136E-3,1.4255237276714476E-3]
[null,365,1.0343404003413663,0.98787611334096226,1.0184346843308494,0.98077346580446412,1.0124551655155611,1.0046276208863358,0.96549372667845701,null,1.2903956862937331,0,5.6457220831704683E-4,5.4886686792550939E-2,7.5453537762131522E-3,1.6130516565686332E-2,4.4498641143874757E-4,5.6291392703079789E-4,5.7059543146195525E-2,1.0119965273206988,0,9.7519514922883604E-2,3.5666745847831555E-2,7.6154036466673279E-3,1.5320661448516579E-3]
[null,366,1.0117608918589105,1.0206268334563176,0.99861114722608746,0.96619767907781573,1.0015228819413033,0.96732826156840568,0.97532290103600894,null,1.2711174854486114,0,5.7159671223511687E-4,5.2335185530725296E-2,7.6089871706214764E-3,1.5694494379767793E-2,4.39927150550089E-4,5.6985306082997479E-4,5.6798297210965819E-2,0.99752196747949629,0,9.7503343808709508E-2,3.4409066280232062E-2,7.257007909379689E-3,1.5509521795681756E-3]
[null,367,1.0363743515465216,1.0265371362396905,0.98408780506733085,1.0087573295034333,0.9960435944492505,1.009458498463377,0.9669758504038577,null,1.3145594781783125,0,5.9872622847032735E-4,5.2471035328404345E-2,7.407740420520754E-3,1.6099448140760884E-2,4.220550547429644E-4,5.9697604477573253E-4,5.5978995025781256E-2,1.041901265375057,0,9.6640619287458235E-2,3.479952122611913E-2,7.2157765023834483E-3,1.6247720007792729E-3]
[null,368,1.0351358353547226,0.96997282847143906,0.96952221763024493,0.98608653570964955,1.0085030919605928,1.0100361360611918,1.0137699010886358,null,1.2976211669050255,0,6.3228906335848151E-4,5.3022922897456783E-2,7.583185072951676E-3,1.5684990034307966E-2,4.2569059105578217E-4,6.3044182653886624E-4,6.0573064059874483E-2,1.0189230702792627,0,9.7255971236852631E-2,3.5476980821072861E-2,6.96128432226181E-3,1.7158548267465295E-3]
[null,369,0.9762640705244906,1.0170205534636907,0.98273986952023107,0.96591248570809396,0.97247522224244887,1.0115753668811764,1.0414193949381436,null,1.2849650181130163,0,6.4108634495189303E-4,5.5955110936275677E-2,7.8928637462444308E-3,1.5605504226436381E-2,4.4908038306351952E-4,6.3921625670950203E-4,6.4387484263860331E-2,0.99768810149302489,0,9.6971070914320459E-2,3.7140343872315004E-2,7.1375924325377225E-3,1.7397359331808721E-3]
[null,370,1.0067885080925303,0.95980709601720815,0.96997826314551783,1.0125726222387659,1.0216369224534769,0.99292253444476786,0.98265595329543254,null,1.3281086280710013,0,6.4117207211256307E-4,5.3839419348198865E-2,7.8297380576927266E-3,1.6067558185971921E-2,4.397360668186586E-4,6.392665980193441E-4,6.0191685840224378E-2,1.0462769766230537,0,9.8565499109356691E-2,3.6013289100594668E-2,7.1467582675531077E-3,1.7398729456312534E-3]
[null,371,1.0465529932088573,1.0179841519282806,1.0191508914445153,0.97209117679865553,1.0045417787139053,0.97852016552696519,0.98309603697782988,null,1.2745606739766366,0,5.3619647060182472E-4,5.2236704796492721E-2,7.3684529970541104E-3,1.5987666816615849E-2,4.3486343129814023E-4,5.3457951539470638E-4,5.5762181078946739E-2,1.0030175021669556,0,9.6857754417477404E-2,3.3930487062080961E-2,7.5117289481077803E-3,1.4549492168145029E-3]
[null,372,1.0086074273248815,1.0235593294036018,0.99206184155339594,0.99674038511600282,0.9659197972096234,1.0010966204617402,0.98761423913483648,null,1.3063054123437199,0,6.008206811984045E-4,5.3938326938759648E-2,7.6224443521932597E-3,1.6049852845954355E-2,4.3780601262418902E-4,5.9904970511398233E-4,5.8599017866068775E-2,1.0292500861971976,0,9.5850375317040062E-2,3.5601913799023145E-2,7.3269441703037209E-3,1.630415820638042E-3]
[null,373,0.98452040752902259,0.99073142276502058,1.0385473596609731,0.97434790603724453,1.0017528725966744,1.002157525948854,0.98307152902248029,null,1.2943468463258609,0,5.66748594241976E-4,5.854226191400555E-2,7.9230823668259356E-3,1.6331102702871535E-2,4.7665550062865548E-4,5.650798173486804E-4,6.0888131473155964E-2,1.0047996707202658,0,9.8237364103856015E-2,3.7600146988633912E-2,8.0121383481979586E-3,1.5379609843113821E-3]
[null,374,1.0103748389737688,1.0127997721874118,1.0276091387017632,1.0273606412081215,1.0047318260581406,1.0096716225577147,0.98768359085656077,null,1.3440776577487588,0,5.6422595994689315E-4,5.6392900250151846E-2,7.6499480593414469E-3,1.6935911274423756E-2,4.5528163927473691E-4,5.6257697484424826E-4,5.9121312597716191E-2,1.0597927047356535,0,9.7724635776585675E-2,3.6449815317271386E-2,8.0256480113646712E-3,1.5311490720761281E-3]
[null,375,0.96189619093339118,0.96871489163743418,1.0308503249598757,0.95845595049929,1.0208046685925103,0.9923971168772634,1.0132753552636382,null,1.2851083341471945,0,5.8899406583958142E-4,5.944341718827411E-2,8.1806633988762076E-3,1.6088780760525667E-2,4.8843016496271047E-4,5.8724273077224727E-4,6.468831716246165E-2,0.9886230349861348,0,9.974282631794644E-2,3.8349268133800407E-2,7.9070662406298363E-3,1.5982811286478851E-3]
[null,376,0.98798175681297251,0.9949245807049355,1.025663738667389,0.98983697078153499,0.99566995838055317,1.0174265707165757,0.97242304597178897,null,1.3097590254423164,0,5.8798008237887075E-4,5.8424649299160455E-2,7.8787741734765819E-3,1.6393077307436745E-2,4.6799739244596749E-4,5.8627477230422591E-4,6.0329311156533193E-2,1.0211402689622364,0,9.7840165516678651E-2,3.7805826988766743E-2,7.8850132908701871E-3,1.595646664785354E-3]
[null,377,0.97675308933944782,1.0203688939800097,1.0172594833152322,1.0032865567254126,0.99094914073836515,1.0131434983035921,0.99966221729728555,null,1.3245919219373579,0,5.9662814638506822E-4,5.7799229879308134E-2,7.8871524481362188E-3,1.6507937215665677E-2,4.6460018761636539E-4,5.9489043921025166E-4,6.1749258350933992E-2,1.0352607952624222,0,9.7890721330827032E-2,3.7585266220615081E-2,7.8296030790562712E-3,1.6190956699497238E-3]
[null,378,1.0338487295730745,0.99223543830766647,0.98937177585627945,0.99831447072478063,1.0375732858830007,1.0269182843344224,1.0020346128091751,null,1.3129866724182859,0,6.1219404795994595E-4,5.451825509264363E-2,7.528731984431416E-3,1.609471725820899E-2,4.3124980110323402E-4,6.1043492160714518E-4,5.9741426240446503E-2,1.0309561911793503,0,9.8713747211742836E-2,3.6042698171763823E-2,7.3000119781490959E-3,1.6614026267968228E-3]
[null,379,0.97461357376192981,1.0088607628109232,0.99464005127378508,1.0247973814892317,0.99981787407448497,0.98582877232828192,1.0082465411940797,null,1.3445516564635833,0,6.1256558107092068E-4,5.5420420773017072E-2,7.9347284032928334E-3,1.6552456537972566E-2,4.5692948140302683E-4,6.107320219407809E-4,6.1913506479514428E-2,1.0581430224249191,0,9.8349992155728663E-2,3.6523862319470274E-2,7.5963602114284641E-3,1.6622112359658808E-3]
[null,380,0.98890318083202255,0.99858977765826096,1.0130913747338017,1.0024626257080229,0.9556632185018904,1.0204176133042886,1.0315455892082488,null,1.3238882023037017,0,6.0388385494285646E-4,5.7772066391633937E-2,7.8567319937942193E-3,1.6449023731381379E-2,4.6088938876012834E-4,6.0213755318655265E-4,6.3894312224662644E-2,1.0345330905579757,0,9.5867036808817807E-2,3.7659674624525456E-2,7.7583029587238207E-3,1.6388199251827352E-3]
[null,381,1.0279747953213054,1.0149710048654128,0.97070587715568779,0.99526944895884994,0.9838776405201014,1.0146447597597847,1.0165815328226544,null,1.3048516873157212,0,6.2656878460247303E-4,5.2732580252541392E-2,7.4990301433470437E-3,1.5801822469195266E-2,4.2147601689784478E-4,6.2474657405422193E-4,5.98351782543282E-2,1.0283756545628389,0,9.6232891156416492E-2,3.5257309425552552E-2,6.9972130182293446E-3,1.7003542269228048E-3]
[null,382,1.0209477132767131,1.0012109715502093,0.99098346582867392,0.99018200396862444,1.0000350128591045,1.010651404868641,0.97778791811335464,null,1.3009307868696836,0,6.0589040093427264E-4,5.421793752135752E-2,7.5968420487089738E-3,1.5959471473311112E-2,4.3586056878208837E-4,6.0412136560448147E-4,5.8275077130018178E-2,1.0225098496587746,0,9.7202527427069002E-2,3.5809568493977172E-2,7.2812023743926285E-3,1.6442192086207491E-3]
[null,383,1.0003818623244332,0.97216209971845191,1.0082118264825466,0.95342211845006897,1.0094175415646363,1.0073655861195649,1.0239492234146845,null,1.2723272684985905,0,6.0174560223759355E-4,5.6723582511949616E-2,7.8491416840895337E-3,1.5719157339182853E-2,4.5820445173812892E-4,5.9998293783857697E-4,6.3185207512671759E-2,0.9840606960330035,0,9.8174629296053223E-2,3.7082695234476028E-2,7.4427613273494392E-3,1.6329557724743039E-3]
[null,384,1.0240722638288333,0.99718790299333193,0.98721064392108493,1.0076884382818223,0.98827178586532871,1.0246236859722542,1.0011808350033984,null,1.3213722261724503,0,6.1819061520119133E-4,5.4693333456542377E-2,7.5849668373274186E-3,1.6174890688055978E-2,4.3352204333087528E-4,6.1641027977025716E-4,6.0029514373984114E-2,1.0407022397410652,0,9.6555298184899788E-2,3.6205350911849267E-2,7.3172246888858735E-3,1.6776655819405249E-3]
[null,385,1.0192599675322962,0.99232753410903352,1.0075666058076285,1.0026883698779163,0.98342481476030608,0.99206040325230826,0.99540862534192276,null,1.3140084068776867,0,5.7764389976187934E-4,5.4343190428697702E-2,7.6406023448544937E-3,1.6330651909375622E-2,4.457427539604061E-4,5.759257307027942E-4,5.9167667350620637E-2,1.0349292417132854,0,9.6457500815865793E-2,3.5540070369849575E-2,7.5879773751294744E-3,1.5674799851069039E-3]
[null,386,1.0149476995270108,1.0000606071852445,1.0116059994997915,0.99533846168762174,1.0015918048990202,1.0107386624765731,0.95410810304075067,null,1.3074339229216334,0,5.8426441821702181E-4,5.5643529451341496E-2,7.6502554189042827E-3,1.6260803145336764E-2,4.4811211291390535E-4,5.8255867215093501E-4,5.7256721460184463E-2,1.0272244757792077,0,9.7444229747833525E-2,3.6303878274612261E-2,7.6180906121821688E-3,1.5855326651801828E-3]
[null,387,0.96702745129467271,1.0045731752534721,0.98056018733952421,0.98184051080147072,1.0101481188368115,1.0420120679745732,0.97396223580092556,null,1.3058083521132333,0,6.7300257363662888E-4,5.8359727590216445E-2,8.0070493219234051E-3,1.5799040874340635E-2,4.5456994564616141E-4,6.7109672768205495E-4,6.212592647903941E-2,1.0142049842674576,0,9.9033314041024931E-2,3.8787363671011599E-2,7.2117777027532227E-3,1.8265040657737296E-3]
[null,388,1.0327142272603265,0.98325976672633464,1.0061145294840119,1.0476743631337351,1.0190546276344892,0.99923566503071015,1.0019354743702393,null,1.3624713299243822,0,5.7809474069815854E-4,5.4148814626323025E-2,7.5684536016527018E-3,1.6970714415335424E-2,4.4089212896911595E-4,5.7638757801058539E-4,5.9282987962723063E-2,1.0814067058365633,0,9.786282054532057E-2,3.5443361098653717E-2,7.7795498902972684E-3,1.5687369812307876E-3]
[null,389,1.0380402461288136,1.0043721040955629,1.0408843012333262,0.98160786905532516,0.98822858607402786,1.0166177519844386,1.0006621460400604,null,1.2931738198068519,0,5.3967126110213127E-4,5.6141492806048292E-2,7.4741440941548968E-3,1.640584472706455E-2,4.5068180162275659E-4,5.3810481512862212E-4,5.8780076483720425E-2,1.0122209507897981,0,9.6286867061467385E-2,3.600968592646174E-2,7.9410986419121785E-3,1.4645439205754761E-3]
[null,390,1.0242405056686927,0.99092256433527148,1.0011678285709562,0.99970174124665312,0.99996523461992937,0.9862436976726191,1.0063718159921136,null,1.3104457276519694,0,5.7943371573054175E-4,5.3467260850281077E-2,7.606218797815513E-3,1.6225973978710694E-2,4.4089878258728063E-4,5.7770005808407932E-4,5.9392457560039871E-2,1.0320361513054819,0,9.7132374516191528E-2,3.5099995825965478E-2,7.4738205732100141E-3,1.5723091193318981E-3]
[null,391,1.0359138261616958,1.0327734043895522,0.99457562529444865,0.99402286595261979,1.0044003478303682,1.0227600881340904,1.0114629062867269,null,1.3039387657713715,0,5.9240970424703104E-4,5.3592239317503051E-2,7.3955500770533453E-3,1.60601890522548E-2,4.2585268247418345E-4,5.9070050689816731E-4,5.8792283148718635E-2,1.0263690586472218,0,9.706700061646989E-2,3.5320389406321484E-2,7.3102199652956236E-3,1.6076920554070459E-3]
[null,392,0.9948058518170152,1.005310320255574,0.99498415636677828,1.0119331662227284,1.0091245199830388,1.0040007048886079,1.0263774352021422,null,1.331251215082345,0,6.1162036829473033E-4,5.539549375046271E-2,7.7847263298024202E-3,1.6382315514024335E-2,4.4844698946353852E-4,6.0982277375357065E-4,6.2436184906610404E-2,1.0448498030712108,0,9.8284493348322094E-2,3.6499938310951968E-2,7.5118738939014187E-3,1.6597365621338787E-3]
[null,393,0.99703969012898797,1.0036046441280078,0.96823529511961348,0.98755775072783425,0.97405286599399976,1.0387429136799726,0.97208786579486195,null,1.3028489350836903,0,6.6773496286061092E-4,5.5782097582563826E-2,7.7660058142378537E-3,1.5673421170487915E-2,4.3538003261290952E-4,6.6583808284553E-4,6.0061792107262861E-2,1.0204822890479679,0,9.6502644426891562E-2,3.7352381782825197E-2,6.9826282308160003E-3,1.8121917680405132E-3]
[null,394,0.99791873351976701,1.0092027793656206,0.98741116947562213,0.99504164977438925,0.99649128748591387,1.0051987441741725,0.99438195526826723,null,1.3096919641156408,0,6.1913380990653139E-4,5.4806948313994165E-2,7.7466028212157326E-3,1.6017120534341889E-2,4.4285030132434178E-4,6.1731630161083442E-4,6.0205390135002125E-2,1.0276351035924434,0,9.7587234636045947E-2,3.6276193253572647E-2,7.2962065612751942E-3,1.6801314747205568E-3]
[null,395,1.0017164737267015,1.0045285103409618,0.98713182579532588,1.0236832500060069,1.0343309695480847,0.99826810207494598,0.96479889618486037,null,1.3386111713948701,0,6.1402740347397922E-4,5.4307912236864229E-2,7.7315093767573971E-3,1.6408883596221176E-2,4.4186248679523103E-4,6.1221237109119553E-4,5.8134049799310548E-2,1.0572235045945972,0,9.9323201115702101E-2,3.5951914892061773E-2,7.4239080705853795E-3,1.6662402583563429E-3]
[null,396,1.0262755406968409,0.96176974125894887,0.992986411846973,0.99110014986558004,1.0376122633378453,0.99534462134638391,0.97984276179290442,null,1.304078624405753,0,6.0073835773363261E-4,5.4080952733894905E-2,7.6803656641474044E-3,1.6027160232768681E-2,4.4154467053452638E-4,5.9895739141033622E-4,5.8908520761026151E-2,1.0233984095920863,0,9.8896520296115162E-2,3.5676327516703722E-2,7.3404393316321313E-3,1.6301645731679217E-3]
[null,397,1.0182128127255137,0.96656711633382808,0.97885490222789762,0.99574323618535965,1.0212188870579071,1.0413868686448102,0.99237823049415597,null,1.3148333199440818,0,6.510097077716884E-4,5.616198066036486E-2,7.7223452292877861E-3,1.5951477037139644E-2,4.3764761400811778E-4,6.4916503564322215E-4,6.1348806687357663E-2,1.0286175577471333,0,9.827902188793429E-2,3.7365148668299472E-2,7.1843658548578077E-3,1.7668132298243641E-3]
[null,398,1.0218254674616791,0.96957051172184383,1.0373660941752061,0.95849805623792961,1.0123221407252441,0.998215567061432,0.96977667969843351,null,1.2712678747305597,0,5.4998099930071069E-4,5.6607769349164033E-2,7.6997476149596169E-3,1.6048290380342629E-2,4.6268127003549136E-4,5.4835519912640801E-4,5.8429577708488105E-2,0.98848688618189262,0,9.7827893887805634E-2,3.6382457277602934E-2,7.831754773663907E-3,1.4924420867792722E-3]
[null,399,0.9885106481647874,0.98193217819215883,0.99300658163710687,0.98525806896661261,0.97106741061879354,0.99627458205069175,1.0203155357991833,null,1.3028626739598086,0,6.1908639838183753E-4,5.5736272023557763E-2,7.9078905108901625E-3,1.597003499520764E-2,4.5463434036967877E-4,6.1725275012256854E-4,6.3008548145372725E-2,1.0173653496062638,0,9.6599915896948871E-2,3.6767871593871931E-2,7.3740319870657231E-3,1.6799585085192396E-3]
[null,400,1.0192506987282997,0.96288988182963464,0.97668616495551874,1.0061696492643906,0.9937006735728553,1.0262948046635993,0.96136102842105198,null,1.3206108374170051,0,6.4478375463528493E-4,5.5258697210353092E-2,7.725724350391777E-3,1.6021340276290177E-2,4.3687385688948602E-4,6.4292985689622659E-4,5.9048711023102843E-2,1.0394545983188463,0,9.6920807433951039E-2,3.6812445599784617E-2,7.1836501164308604E-3,1.7498431287011637E-3]
[null,401,1.0403740957332244,1.0220612958693618,1.0275392036432047,0.98586117247207139,0.96454465357698049,1.0010652346325415,0.97685758106465814,null,1.2906788438857753,0,5.4138997934160779E-4,5.409773215791306E-2,7.4023425091276508E-3,1.6262538077566762E-2,4.4051505661198208E-4,5.3979413086947359E-4,5.6266444240279941E-2,1.0169851627059039,0,9.5072474778716387E-2,3.4967744879243867E-2,7.7163436477443578E-3,1.4691416811392895E-3]
[null,402,1.0083417947941073,0.95773466835822807,0.98585814011990114,1.0205618882322216,0.96369513732295031,0.99958895291593552,1.0053321661997614,null,1.3367238199307603,0,6.2421020545619051E-4,5.4996501205546902E-2,7.8283582895157244E-3,1.6351012630839972E-2,4.4682075804425091E-4,6.2236751139835365E-4,6.1779544019726088E-2,1.0540390886401145,0,9.5742431280264592E-2,3.6435629261445043E-2,7.4123973366888377E-3,1.6938792026313253E-3]
[null,403,1.0228320779736506,1.014356326652794,0.99202783567138764,0.98789140543817555,0.98917755356617776,0.98417432791218484,0.97639992045592638,null,1.2935028364336107,0,5.8459933974566573E-4,5.2474003123802675E-2,7.5436340038771066E-3,1.5913346506734375E-2,4.3326455182392265E-4,5.8284654885884274E-4,5.6914591366056339E-2,1.020113495954718,0,9.6633742911979237E-2,3.4636093451841876E-2,7.2561011829840368E-3,1.586316170680576E-3]
[null,404,1.011711691287128,0.97878316971956336,0.97499776701352026,0.99957404620287649,1.0073976662200463,0.990842229317342,0.99670333698232694,null,1.3122976709587464,0,6.2523313252542184E-4,5.330457060452809E-2,7.7320809649008004E-3,1.5935041919361174E-2,4.3648188866778846E-4,6.2337112558775965E-4,6.0060544963473385E-2,1.0326922600794313,0,9.7762582154941463E-2,3.5546979265099116E-2,7.1323804156673363E-3,1.6966107096135592E-3]
[null,405,0.98075160468630451,1.0290175519621765,1.0012265972498118,0.98755366645108844,1.0011312046834959,0.98677888490929844,1.0019990143140884,null,1.3029129680210916,0,5.9631551691589511E-4,5.5034888916606101E-2,7.824549006007488E-3,1.6086487860918604E-2,4.5358119270950747E-4,5.9453231681159241E-4,6.0534651254326201E-2,1.0194934330737224,0,9.8261792411169141E-2,3.6127845946723032E-2,7.479400580177268E-3,1.6181209788355899E-3]
[null,406,1.0413561432264269,0.99527202702537299,1.0109598243544811,1.0063873931308016,1.0301721513572075,0.99965293093730301,1.002267474277496,null,1.317555152130558,0,5.6504250427364571E-4,5.370628403087916E-2,7.4704237446563872E-3,1.6436945703971053E-2,4.3729615112181531E-4,5.6337458244398557E-4,5.8445326925279879E-2,1.0386465016355553,0,9.8206898267836185E-2,3.5053288816393378E-2,7.6205348796630455E-3,1.5333198970313379E-3]
[null,407,0.9775572544667942,0.97571880686549695,1.0024797162923125,0.99475042601350305,0.98081502805814913,0.9890028222941597,0.9999686305462937,null,1.3143513915954874,0,6.1091480722997638E-4,5.659649739356179E-2,8.0192286623551792E-3,1.6216248263845635E-2,4.6545189380226064E-4,6.0909205793460838E-4,6.2437458245473344E-2,1.0268859178825733,0,9.7362928194569445E-2,3.712534904212679E-2,7.5863869719200441E-3,1.6577477945550684E-3]
[null,408,0.9945880057510621,0.97050187221033746,1.0334011265400163,0.97964585788285352,1.0302897739889143,1.0030106046027165,0.99064699658138333,null,1.3011594567525686,0,5.7225110406303788E-4,5.8201236757879471E-2,7.9065772484661397E-3,1.6372164765736653E-2,4.7325637266869687E-4,5.7056755827383765E-4,6.1433702729412384E-2,1.0104078884408092,0,9.9357397106087986E-2,3.7492426348690815E-2,7.9635937225301882E-3,1.5528968060763511E-3]
[null,409,1.0279218050207541,0.97665572738443684,1.0286697543571204,1.0184032309520787,0.9622455908725307,0.95960821118273143,1.007516336957194,null,1.3270187371352313,0,5.3363288692912479E-4,5.3497846057522468E-2,7.629716201399208E-3,1.6782729579300371E-2,4.5455444745874592E-4,5.3199194788188073E-4,5.8932350987718735E-2,1.0505212754188975,0,9.5251180724156295E-2,3.4557270232100333E-2,7.9455477146874419E-3,1.4479067110359921E-3]
[null,410,0.99404305933797532,0.99961376475617936,1.0031142111832534,0.96703220140470714,0.95638982120876848,1.0044271191879175,0.95634066934731388,null,1.2782274556173967,0,6.0348113297340421E-4,5.6017652549642583E-2,7.810436392513484E-3,1.5755611271711455E-2,4.5362194965985729E-4,6.0170821319335626E-4,5.8418163089086393E-2,0.99825404175893495,0,9.5761527895051407E-2,3.6731822844349525E-2,7.3886993829720572E-3,1.637651403253145E-3]
[null,411,0.9941145557809915,1.0117554089681098,0.98842990808523001,0.99185869999482379,0.98925863813167036,1.0248277638559,1.0018767750566624,null,1.3094915504653473,0,6.3166579895222795E-4,5.6091986934021183E-2,7.7686429979867636E-3,1.5997453778576205E-2,4.4456834004653705E-4,6.2984701841204446E-4,6.1411072826548493E-2,1.0243174532071548,0,9.7333515979729321E-2,3.7104059661543572E-2,7.3103795651745787E-3,1.7142359551037673E-3]
[null,412,1.007481530040172,1.0314124577636852,1.0178691428705389,1.0147767002385242,1.001663290735082,0.97187255189609667,1.0260030810233027,null,1.3269085688094482,0,5.5178390724045065E-4,5.3546658122203425E-2,7.6138841118125493E-3,1.6648781437429302E-2,4.4877533772009126E-4,5.501085650260573E-4,5.9823320106917849E-2,1.0470990320923876,0,9.7635691434949559E-2,3.4807493261577255E-2,7.7893940759030424E-3,1.4972141707612044E-3]
[null,413,0.97568869140813863,1.0306044198345266,0.9977327623747404,1.0025461169865937,1.012421231100594,0.99408651071277143,1.0257442614309569,null,1.3222861603208675,0,6.0786580463988485E-4,5.5513018942713939E-2,7.8594363262922719E-3,1.6292255206697553E-2,4.5400587415626154E-4,6.0606142735731162E-4,6.2467551649105731E-2,1.0350750875058607,0,9.8935153066713424E-2,3.6517498721516023E-2,7.5244579879223386E-3,1.6494994171707684E-3]
[null,414,0.99547987542298744,0.99138258890423914,0.99119007181383489,0.99752850742676558,0.98154025459864458,1.0039964091450302,0.98719637767793877,null,1.3129944872580062,0,6.1947491464951093E-4,5.5467102555346891E-2,7.8220515234729837E-3,1.6090554696389335E-2,4.4887539046273978E-4,6.1765422726362223E-4,6.0458786289879975E-2,1.0300900153518895,0,9.6929024175388748E-2,3.6630080148483221E-2,7.3787666171281014E-3,1.6810511969502838E-3]
[null,415,0.95866844382988159,0.9976222209461767,0.98070579344513598,0.98944316126530618,1.0131486598151827,0.9668645800792659,0.98456519102764084,null,1.3072752959516887,0,6.3147390907398592E-4,5.4770586765221514E-2,8.0993665561350636E-3,1.5899161579575587E-2,4.5987893771702235E-4,6.295466789339976E-4,6.1226953718532914E-2,1.0220538698007098,0,9.9402006519977423E-2,3.6398730397140165E-2,7.2532503767682218E-3,1.7134185300514055E-3]
[null,416,0.9843772729573238,0.9981937351874911,0.96385240026786945,0.9911784425961222,0.99351690430856132,0.9856414002347792,0.98713094155788994,null,1.3045835937074268,0,6.4898115944805824E-4,5.3492265167393291E-2,7.8818430260796674E-3,1.5692232268478087E-2,4.3989475789634814E-4,6.4703823027020704E-4,6.0323710090724868E-2,1.0243574154404476,0,9.7758792754765705E-2,3.5915061032584995E-2,6.963297331534707E-3,1.7610247667002197E-3]
[null,417,1.0255667598404996,1.0062423851467139,1.0040482845540455,0.9844536189889096,0.99130747681067255,0.97646160481586408,0.98930445077434015,null,1.2906064823385508,0,5.6604585146992001E-4,5.2686754040355652E-2,7.5505961850373489E-3,1.6012916962231279E-2,4.3894182212401756E-4,5.6433528380209891E-4,5.7546234406157484E-2,1.0162106590628002,0,9.6685425777218087E-2,3.4528570229152289E-2,7.4121598117090392E-3,1.5359346094330054E-3]
[null,418,1.0261616333501988,1.0228497137504555,1.0260421953537577,1.0085910359685126,1.0007639565083151,0.99899486572753926,0.99299526955938022,null,1.319433123129313,0,5.492941821899325E-4,5.4640016487436355E-2,7.5021950672845682E-3,1.6623119841764757E-2,4.457958352835548E-4,5.4767167899224146E-4,5.7902136446623634E-2,1.0404763571626285,0,9.7153374356390973E-2,3.5349048726947392E-2,7.8521199378548089E-3,1.4905817702964227E-3]
[null,419,0.98912929222931323,1.0188671508790852,0.95412079327094468,1.0052450231856525,0.96788172765624836,0.97619163321892366,1.0066321749393257,null,1.3152029489034838,0,6.4729938040976505E-4,5.1801706935239521E-2,7.7775404694713458E-3,1.5750805403899639E-2,4.2975103226085471E-4,6.4534272688946727E-4,6.0248871004483381E-2,1.039198069764254,0,9.6387430481930839E-2,3.4988444740578939E-2,6.8658755594648091E-3,1.756410165420385E-3]
[null,420,1.0143659418642361,0.99895452812788554,1.0011547876557996,1.0179630782589495,1.0032181404012499,1.0122280418527732,0.99557255020685176,null,1.3335644941539466,0,5.9856941607316298E-4,5.5235086934490314E-2,7.6554993152645372E-3,1.6494769726242441E-2,4.4374954253264577E-4,5.9682447816883681E-4,5.9849308051828913E-2,1.0508885287195358,0,9.7525275759387881E-2,3.6260812751375444E-2,7.5888488047544415E-3,1.6243594864392215E-3]
[null,421,1.0144970854751958,0.99633798788344552,1.0000887362499067,0.96556868669113194,0.9877905075030976,1.0128013874954251,0.97560348971502631,null,1.276670828452438,0,6.0078678190439471E-4,5.5261530374758346E-2,7.6622857909292236E-3,1.5718926951414164E-2,4.4366740631629053E-4,5.9903637144489747E-4,5.8739557178368262E-2,0.99683008915534255,0,9.677459141135232E-2,3.6301154321250771E-2,7.3103967423781696E-3,1.6303795307862357E-3]
[null,422,0.97336432025715314,0.98809321312864218,0.97848118464818867,0.99401101120564284,1.0130108519233154,1.0007347565566238,1.0380415098602864,null,1.3174593687943175,0,6.4918228971157991E-4,5.593457677048852E-2,8.007203555742852E-3,1.5982002307271558E-2,4.5361889255774395E-4,6.4726807126001622E-4,6.5013108280854839E-2,1.0268394375750198,0,9.9002662357054655E-2,3.7222261977662922E-2,7.2447609780074548E-3,1.7616503181074182E-3]
[null,423,0.9886472618871367,0.96055460624744282,0.98067974256817181,0.95785900251192879,1.0188367941956542,0.98825850315713182,0.95401157507760337,null,1.2720663042325997,0,6.3546027097455098E-4,5.5115650359409546E-2,7.9736172304865315E-3,1.5428293806809769E-2,4.5272695619523511E-4,6.3356285889032068E-4,5.9355090543628392E-2,0.98942949701323601,0,9.8893467482321987E-2,3.662862416381963E-2,7.0668848408182265E-3,1.7243492479591502E-3]
[null,424,1.0004555175939602,0.99010944317062477,0.9576149600326801,0.95904989740239721,0.9909375302559007,0.98288458819161162,0.97998893901412087,null,1.2670862779235834,0,6.4710696815634366E-4,5.2338770722247033E-2,7.7789147018512859E-3,1.5157350663320369E-2,4.3137697074831325E-4,6.4516421613520114E-4,5.9094291135233977E-2,0.99133848356323462,0,9.7222841539875246E-2,3.527524569314399E-2,6.6950213679570093E-3,1.7559243179933275E-3]
[null,425,1.0150342918574953,0.98462970417156737,0.99749032225163869,1.0170139261686442,0.98376916317183594,1.0187040615384784,1.0078602424832641,null,1.333889802501212,0,6.1010990685972572E-4,5.5681162528744013E-2,7.6938949907626409E-3,1.6443358300012062E-2,4.4433482330222756E-4,6.0834263298373032E-4,6.1212395639293017E-2,1.0500196809915663,0,9.6564253076531256E-2,3.6633394911182823E-2,7.5433864068061339E-3,1.6557081068866474E-3]
[null,426,0.98265081610725635,0.98085542651700475,1.0237117298938527,0.97491631071518214,0.99922516251461047,0.98086094051364259,0.99733718544831274,null,1.2931264662882722,0,5.7551396822828459E-4,5.6844137825027709E-2,7.9662793882717634E-3,1.6177957645271798E-2,4.7228016080901259E-4,5.7378258882578208E-4,6.1542497474787829E-2,1.0058029971473383,0,9.8146112466916374E-2,3.6824975375638454E-2,7.7893131242087318E-3,1.561647059404207E-3]
[null,427,0.99079473700339171,0.990375947593918,1.0187427379576062,0.98696073365631376,1.0269904210272149,0.97890187212663726,0.99323759998017547,null,1.3040137402195822,0,5.7334495227250569E-4,5.5787067723643453E-2,7.8690916753371195E-3,1.629294050223969E-2,4.6422107478105224E-4,5.7161664621300731E-4,6.0405544264863636E-2,1.0183718859635402,0,9.9276487133000191E-2,3.6245295711013488E-2,7.7471823996062622E-3,1.5557520776150241E-3]
[null,428,0.99619344694724343,0.97643154456102099,0.98082777538268784,0.9893175236956302,0.95191089803311912,0.99252461976014128,1.0355008537345798,null,1.3048449622786367,0,6.2903667780546955E-4,5.4583653406088596E-2,7.8615322849149398E-3,1.5876647277869478E-2,4.464301210367989E-4,6.2716651894585674E-4,6.3512316120685239E-2,1.0219204300157811,0,9.546654607567398E-2,3.6271830538933708E-2,7.2005060773285964E-3,1.7069405191832152E-3]
[null,429,1.0004350017177659,1.0081182400906918,0.99454604980599348,1.0043780893914553,0.98806602301727164,1.0423823318407341,1.0166948463774494,null,1.3251383120928013,0,6.3129774136407913E-4,5.7108244334045516E-2,7.7321853702180896E-3,1.6257542449704784E-2,4.4522363629347257E-4,6.2951063248608424E-4,6.259398521927699E-2,1.037062137220085,0,9.712513402674193E-2,3.7638304786063538E-2,7.4640217357470019E-3,1.7133204235028939E-3]
[null,430,0.9583280629379447,0.9734021296944374,1.0286045703364395,0.97685814577942032,0.99889636416881444,1.0452431105294344,0.99705332081941789,null,1.3096048567178358,0,6.2438215050451753E-4,6.2599170346112135E-2,8.1946996809093842E-3,1.6324550847635705E-2,4.8818289618561783E-4,6.2261945627058288E-4,6.541960999850048E-2,1.0076677971111705,0,9.8776154176405576E-2,4.043785960090876E-2,8.0040298407218768E-3,1.6945649135199281E-3]
[null,431,0.96438915829871508,1.0071785036048435,0.96577723077567257,0.99284264867561756,1.005964002863958,1.002389814753224,0.99746838806742599,null,1.3130636348372762,0,6.6861804489118588E-4,5.5435872939463691E-2,8.0169045118430662E-3,1.5780822218848099E-2,4.4831636383707389E-4,6.6664977220181362E-4,6.244905938249895E-2,1.0260184333977593,0,9.8884455280304359E-2,3.7176254041166604E-2,7.0410840553470737E-3,1.8144009188949923E-3]
[null,432,1.0026208537307619,0.98074260017592707,0.96610828593124287,1.0172238506599482,1.0090219750645897,1.0098972180064734,0.9684618131442333,null,1.3325432122655088,0,6.5442239022665567E-4,5.4314519880391113E-2,7.793766432774971E-3,1.6067789651715552E-2,4.3598600578113194E-4,6.5251022774689353E-4,5.9382309182396044E-2,1.0512039649650571,0,9.8053350934373562E-2,3.641689319073018E-2,7.1006264447816964E-3,1.7759177399882765E-3]
[null,433,0.96746009051450588,0.98956634386696207,0.99226561507398792,1.0030671141739806,1.0043821103957975,1.0151683494036228,1.0066242240815733,null,1.328370358688937,0,6.4354651884880479E-4,5.7811982768291165E-2,8.0547748210959037E-3,1.6251540320449179E-2,4.6273271618830017E-4,6.4167589832587568E-4,6.3853997427755452E-2,1.0357770362331253,0,9.8756113835219775E-2,3.8154064772514422E-2,7.5035561479804029E-3,1.7464302668399997E-3]
[null,434,0.96593082223993609,1.049062840642528,1.0053748150694486,0.99826174131885337,1.0194452779188028,0.99292705716953189,0.98865181315301653,null,1.3167574074812813,0,5.993717226361791E-4,5.6015452015160908E-2,7.8845666297941257E-3,1.6299005606419534E-2,4.5896664738243341E-4,5.9759048147296474E-4,6.0213223660421936E-2,1.0304249814266366,0,9.9540224248856474E-2,3.6681227674452865E-2,7.6150965183986756E-3,1.6264442949201366E-3]
[null,435,0.95792027548936931,1.031999963802354,1.0346556944829346,1.0277912449200268,1.0081896357175504,0.99807785740366317,0.99730527977063799,null,1.3531923565458639,0,5.7537373862412324E-4,5.8739640976035026E-2,8.010255132670745E-3,1.7087312518780137E-2,4.8005589176795664E-4,5.736726402346922E-4,6.1979634690695604E-2,1.0600280175881922,0,9.9243793931859489E-2,3.7811799451346474E-2,8.2521996473216008E-3,1.5613478155838039E-3]
[null,436,1.0338661175849309,0.9840091076314037,1.0102293266163884,1.0021958577569161,0.9895116679981889,1.0098535141286074,1.002484480005879,null,1.3145235265157795,0,5.7844418426125242E-4,5.4860617793842055E-2,7.5587023429957963E-3,1.6359361711176298E-2,4.421408367982514E-4,5.7675395001715798E-4,5.9545554310025541E-2,1.0343421695812092,0,9.6411365310573552E-2,3.5822125296721005E-2,7.6134454416244175E-3,1.5697341250581786E-3]
[null,437,0.95929117976815226,0.98011481046676174,0.99472347412137596,0.99980917942836278,0.98482348704717304,1.0040984365678034,0.97035075603309473,null,1.3227832930562562,0,6.4114464404206996E-4,5.8023840575490739E-2,8.1552433940856994E-3,1.6200529109022501E-2,4.696675619929299E-4,6.3926045902439304E-4,6.2055017004503395E-2,1.0323392392923907,0,9.8030853692432904E-2,3.8237696832986917E-2,7.5332335410561811E-3,1.7398562373107163E-3]
[null,438,1.0399609886865953,1.0142076234890831,1.0147569839801245,1.0010260172117824,1.041272364312281,0.95718527523787722,1.0180780508135245,null,1.3073748843437401,0,5.3346829183647138E-4,5.1282960562942959E-2,7.4251576379686553E-3,1.6401315206253066E-2,4.3629676077931387E-4,5.3182370647479919E-4,5.7590158866922973E-2,1.033001584995159,0,9.8780115095087079E-2,3.3396927672321851E-2,7.6145633182788993E-3,1.4474488133866808E-3]
[null,439,1.0037426527666728,1.0054304645872751,0.99686058820269841,1.0282521624249863,1.0299213972809085,0.97618422574114383,0.97965103037097745,null,1.3415237740394401,0,5.8706416379980325E-4,5.3469286178325609E-2,7.7155040045723293E-3,1.6587332687763846E-2,4.4530037480197449E-4,5.8528957554292789E-4,5.8233995923409533E-2,1.0616419665534607,0,9.9070865372946654E-2,3.5191369689020459E-2,7.5769625594223275E-3,1.5929652839711257E-3]
[null,440,1.0253520811572279,1.009475785768124,1.001692007644694,1.0089365583763743,1.0198642489019907,0.98444046300776422,0.99720946427646306,null,1.3188631166549596,0,5.7285289855407663E-4,5.2943494443853198E-2,7.5419295130807491E-3,1.6358141902481135E-2,4.3740243955589357E-4,5.7113579108527667E-4,5.8152055741415673E-2,1.041553940748422,0,9.8069385925039679E-2,3.474534138152751E-2,7.508698318580029E-3,1.554443348471192E-3]
[null,441,1.0096020725806059,1.0171152597085562,1.0025161437778474,0.99494814917518259,1.0154154383725174,0.99200142508618372,1.0085357006676405,null,1.3079070360488576,0,5.8349395333816344E-4,5.4062606352015805E-2,7.6367200373880931E-3,1.6194170685722382E-2,4.4326654459954352E-4,5.8175828044003289E-4,5.9718553959398776E-2,1.0270889524136684,0,9.8232154796549079E-2,3.5462437692454739E-2,7.4865549771652362E-3,1.5833542627921638E-3]
[null,442,0.9831329811925047,1.0448800665281077,1.0071455445774131,1.0112516130139078,1.0201796907921226,0.98316507302103473,0.99624701939731186,null,1.3267306082131833,0,5.8188398747863049E-4,5.4671054311871789E-2,7.7594323238054461E-3,1.6487394387644891E-2,4.5248436636370301E-4,5.8013754702416782E-4,5.9446686738584498E-2,1.0437804117517908,0,9.9128791807722938E-2,3.5763388177577897E-2,7.6637676275661468E-3,1.5789431607088058E-3]
[null,443,1.0198009675268045,1.0080209801903659,0.9911998925557125,0.96325325396326067,0.96623592551109339,0.9740018527365748,0.97669209956349401,null,1.2661883417026092,0,5.8273119100559433E-4,5.2173922513805863E-2,7.5848423520987777E-3,1.5546076116340089E-2,4.3526724876238296E-4,5.8096575369810807E-4,5.6996053950496173E-2,0.99469565873920929,0,9.5595059108628644E-2,3.4455084948039456E-2,7.1269448962792883E-3,1.5811972662570144E-3]
[null,444,0.97746310449838936,0.97317690384818911,0.95912529840616478,1.0141501736763323,1.0104768601020471,1.0320848666342544,0.98961717858615172,null,1.3385212872175565,0,6.9812205473049089E-4,5.6732108759805062E-2,8.017401111674153E-3,1.6001878057762712E-2,4.4529348580921868E-4,6.9612605827137279E-4,6.31862629975148E-2,1.0482463328832023,0,9.8751802981066339E-2,3.820080593816233E-2,7.0467713462948126E-3,1.8946256527212417E-3]
[null,445,0.95307888059855761,1.0412088941909374,1.0029483913031958,0.98173094778941394,1.0337554054658349,0.97580562909438462,0.98831450659400955,null,1.3008620814574239,0,6.0179992785105714E-4,5.5828798520254817E-2,8.0143280639956519E-3,1.6058381297676939E-2,4.6538631753299505E-4,5.999800902645407E-4,6.0714493779648784E-2,1.0134321862739952,0,0.10057574784027916,3.6611587152443295E-2,7.5300440268661227E-3,1.6329480223164802E-3]
[null,446,0.96245444252907009,1.0166861834781211,0.99667720038101315,0.99041257021318108,0.9908328225253259,1.0018290737639965,1.0021574640787392,null,1.3116069631408132,0,6.257787119387418E-4,5.6968216925139877E-2,8.010691898543117E-3,1.6101256701032893E-2,4.6225177558115047E-4,6.2393551826010188E-4,6.2566421166383224E-2,1.0225790561037462,0,9.8238855145070289E-2,3.7498324913485974E-2,7.4855849050930907E-3,1.6981468004156806E-3]
[null,447,0.99785845747424851,0.98379595366777672,0.99765103949558143,1.0047691441605096,0.98943970283538074,0.98347152914922853,1.0306954415808105,null,1.321628781496845,0,5.9915065008461364E-4,5.4701843853074743E-2,7.8290198460083324E-3,1.6301341199555477E-2,4.5221164828306243E-4,5.9735294659555562E-4,6.2587375535866643E-2,1.0373726935549992,0,9.7258995302940729E-2,3.5985643652271991E-2,7.5156568040444282E-3,1.6257978032871798E-3]
[null,448,1.0046774753998466,1.0338920564853624,0.98944917075185912,0.99389540800709508,0.98502427101613022,0.99792550617679998,0.96954406346804201,null,1.3026240984227078,0,6.0209896366244381E-4,5.3627307244543204E-2,7.6209488283214572E-3,1.5976469660853532E-2,4.3656619289924431E-4,6.0031858010370029E-4,5.7347497241543789E-2,1.0263903251976634,0,9.6867756999155591E-2,3.5452036929064089E-2,7.2731012321448846E-3,1.6338692800755262E-3]
[null,449,0.96952768019345581,0.96043954912731522,0.99799801735530802,1.0025001670468821,1.0377223056180749,0.98277351406299818,1.0002339247545429,null,1.3270563663493518,0,6.2172444368603283E-4,5.6822231630771804E-2,8.135699270288883E-3,1.6325014061437181E-2,4.7008986862198985E-4,6.1985768441399284E-4,6.3304294186979956E-2,1.0350197146605025,0,0.1003208287451091,3.7372820889313145E-2,7.6004915146535585E-3,1.687048280944138E-3]
[null,450,0.99705574265579744,0.98880270560638639,0.99264062992397273,1.0371007828396683,1.0318151538312623,0.97726900811122941,1.0064408922777215,null,1.3549058905050815,0,6.0085031325423407E-4,5.4031551483707113E-2,7.8181910165740186E-3,1.66988937665087E-2,4.4931143930192902E-4,5.9903606804907327E-4,6.0800035659982044E-2,1.070908875516829,0,9.9323313020499834E-2,3.5651106065159296E-2,7.5960480766807739E-3,1.6303787050428165E-3]
[null,451,1.0106131587862552,1.0025690982434778,0.99790743144374305,0.97592056296490348,0.99622933340103292,1.0000001456732217,1.0080835683026597,null,1.2885092031624628,0,5.966830399072113E-4,5.4521487042154981E-2,7.6720459518195708E-3,1.5868268707304341E-2,4.4325904898099633E-4,5.9492233145626554E-4,6.0333689659678461E-2,1.0075805462918286,0,9.7274297562988332E-2,3.586152102723289E-2,7.336666108793093E-3,1.6191824701300974E-3]
[null,452,1.0416055312693686,1.033735978179481,1.032203468186925,1.0280666421363818,1.0367434960315023,0.9902306512647937,0.9911256723169698,null,1.3373768744803003,0,5.2732264102625496E-4,5.3436473157827555E-2,7.3611665398829063E-3,1.6973768516996373E-2,4.4008962439353726E-4,5.2575125143654625E-4,5.6368514899533588E-2,1.0603845937729623,0,9.8542947737289444E-2,3.444691900551583E-2,7.9930510229315865E-3,1.4309215925568221E-3]
[null,453,1.0033465403038886,1.0142112971507562,0.99848253339143356,1.0266683274935509,0.99669014766051567,1.0027611387040112,1.0209070967961849,null,1.3435563368496932,0,5.9917201885175374E-4,5.48445845737804E-2,7.6921444631009341E-3,1.660385965706691E-2,4.4467749970830255E-4,5.9740883399481864E-4,6.1249811378612434E-2,1.0599570203214121,0,9.74748261529986E-2,3.6061692596600081E-2,7.6035334809049773E-3,1.6259499103646977E-3]
[null,454,1.0216499063244409,0.99961554845550249,0.96474665503774204,0.96593616889826595,0.98049909384554734,1.0090953573463413,0.98527529344896514,null,1.2731688729682218,0,6.386406252031359E-4,5.2786417069146649E-2,7.5901825145538422E-3,1.5313631632520761E-2,4.2400544490669566E-4,6.3677309277505672E-4,5.8660533935649961E-2,0.99824354073544574,0,9.6212185408415668E-2,3.5421777998008143E-2,6.7853793156614599E-3,1.7330864463400864E-3]
[null,455,1.0228339078027548,1.0132241063685909,1.018692766034361,0.97973040728663574,0.97264081954344195,0.99721259925412942,0.9641125101400595,null,1.286610306085143,0,5.6069429925857E-4,5.4550949514086129E-2,7.5533623538507292E-3,1.6089719854923152E-2,4.4557311302989946E-4,5.5903516243658192E-4,5.6629588588323614E-2,1.0109128762416222,0,9.5863091791854982E-2,3.5443217265498754E-2,7.6020770725136848E-3,1.5215094262606068E-3]
[null,456,1.0292715486712583,0.98087578002480236,1.017631035654311,0.96860069347710032,0.99424223172330006,1.0031844135516383,1.0212668342795321,null,1.2812866671657479,0,5.691019116072101E-4,5.519282877691907E-2,7.6039185201096831E-3,1.5989461144473024E-2,4.4808173794857998E-4,5.6742792073016216E-4,6.0839876923351514E-2,0.99945898552684631,0,9.675546038845699E-2,3.5882577898692661E-2,7.5727984921638751E-3,1.544351747663704E-3]
[null,457,1.0049612709006495,1.0197490813815631,0.98874954521047487,0.98036588055712881,0.98902190430393844,1.0056431795518599,1.006082365648105,null,1.2926517795322023,0,6.1081958095228657E-4,5.4290299034204577E-2,7.6607191390390119E-3,1.582002080437632E-2,4.385340584440651E-4,6.0902727207197329E-4,6.0165864131344442E-2,1.0124390952508155,0,9.7053398358231124E-2,3.5905384907823516E-2,7.2226846880085157E-3,1.65757146879363E-3]
[null,458,1.0153185915970109,0.97261927946385784,1.0173795184824332,1.0427692175678516,1.0050958167943349,0.99685177290275739,0.99899290129396612,null,1.3608277253233052,0,5.7552358893262141E-4,5.577222968251086E-2,7.7344614086501447E-3,1.7049858830675658E-2,4.5566022928547996E-4,5.7381995468696223E-4,6.0412507244427996E-2,1.0759980874326651,0,9.7611289150309047E-2,3.6264610938882849E-2,7.9689752831812316E-3,1.5617487569606859E-3]
[null,459,0.97729948309615466,0.98820999312073332,0.99623897829244867,0.98328892782547339,0.98113827571270118,0.99887373850428163,0.97978446782433071,null,1.3009902260287804,0,6.2204226328538563E-4,5.655262897372202E-2,7.9790575388029323E-3,1.5964094630941054E-2,4.6022316807085362E-4,6.2020465425659461E-4,6.1073706419403573E-2,1.0152369242658388,0,9.73782708431431E-2,3.7234495282040474E-2,7.4246698973687757E-3,1.6879926184771221E-3]
[null,460,1.0107065831919406,1.0354508580727868,1.0350209439876181,1.0165606996293084,0.99633032871133465,1.0387266381027425,0.97678555252975308,null,1.3340199437331619,0,5.6634419464394374E-4,5.7888209610565768E-2,7.5818595182135249E-3,1.6855516673019346E-2,4.5454575410099871E-4,5.6473531705478902E-4,5.861518613298311E-2,1.0484345567767777,0,9.7318400512061573E-2,3.7255847402632554E-2,8.0804068623198718E-3,1.5370233680759013E-3]
[null,461,0.95261907366921794,1.0192329514533707,1.0107772803084594,1.0121149691737523,0.96060918120701433,1.0356556952264608,0.9865595704627379,null,1.3390981706452223,0,6.3410231923804886E-4,6.0243292378548814E-2,8.0889113135406161E-3,1.656597644454353E-2,4.7341420012794657E-4,6.3229561209245469E-4,6.3221096151336434E-2,1.0445631110185372,0,9.7058461180676001E-2,3.932412625278206E-2,7.8406881923530451E-3,1.7209002199231533E-3]
[null,462,0.97141935970776128,1.003714761098832,1.0125034925504222,0.9811570915960377,1.0372283186978666,1.0286929181670919,0.96934427945271273,null,1.3057121185696812,0,6.1922660360550364E-4,5.9136223609929581E-2,7.9816300291413612E-3,1.6162980629428433E-2,4.6794147042738843E-4,6.1745033894742391E-4,6.1206285783315433E-2,1.0125629057026904,0,0.10026372072804662,3.8562259279933203E-2,7.6894513212595527E-3,1.6804962801653571E-3]
[null,463,1.0060603201254585,0.98798633524453916,1.0211711586098895,1.0293016979494154,1.0060100416845161,1.0025685737651047,1.0090063759825116,null,1.3488685360393613,0,5.7593821295883829E-4,5.6455478428040648E-2,7.7577783739700744E-3,1.6918529577723058E-2,4.5876060293843497E-4,5.7424307274937737E-4,6.1242962241999627E-2,1.0619874815464805,0,9.7884470188797895E-2,3.662748994503047E-2,7.9743799297425245E-3,1.5629003448457484E-3]
[null,464,1.0020685245694343,1.0044356586994529,1.0015063388376593,0.98725996472503885,0.99820136838217743,0.98492021126146556,0.98726631858376857,null,1.299065523266637,0,5.8785081044751563E-4,5.4299228398885402E-2,7.7325907982588229E-3,1.6056477512127475E-2,4.4837643457036494E-4,5.8608960552730596E-4,5.9082791649661945E-2,1.0191820231455018,0,9.7582804862788197E-2,3.5638999465250398E-2,7.4488495026541167E-3,1.5951427018587893E-3]
[null,465,0.97256514933721738,0.99532012955140337,1.0220881483361082,1.0373056408314141,0.97131600659516004,1.0310379134993808,1.0252329962613704,null,1.3664509914636718,0,6.0971686266639768E-4,5.9937009873509223E-2,8.0014845944394331E-3,1.708509895085716E-2,4.7360347075203811E-4,6.0797185479989071E-4,6.5035523423735433E-2,1.0702178905546509,0,9.705554946513624E-2,3.8865426997559648E-2,8.1264501700001185E-3,1.6546989708972316E-3]
[null,466,0.96555806873955485,1.0379590891537958,1.0111386777003066,1.0480615978752239,1.032124307519122,1.0041400352072518,1.0029573335696025,null,1.3732970449837516,0,6.0171421538311991E-4,5.7223509079933517E-2,7.9226999310551827E-3,1.7103883047302513E-2,4.6385391604848806E-4,5.9994598109706378E-4,6.1813504723893561E-2,1.0816510287044541,0,0.10017011886134831,3.7344993469312242E-2,7.9723662962834004E-3,1.6328551884066916E-3]
[null,467,0.97980365277641412,0.98594778016929563,0.97098811397826446,1.0011023473683165,1.0122141140907643,0.99600963978204171,1.0205126828156634,null,1.3215769514398212,0,6.5245189504755622E-4,5.4954869466841021E-2,7.9596186703809069E-3,1.5967395758909354E-2,4.4749197421710657E-4,6.5051890875859062E-4,6.3410613553343695E-2,1.0343939194152536,0,9.8788485632264375E-2,3.6736837996307545E-2,7.1491539324507686E-3,1.7704980261402444E-3]
[null,468,0.96688646829720271,1.0389923753511805,0.99484200217375662,1.008884849298499,0.97883179748477034,1.0137868487760728,1.0103451806190389,null,1.3298062013466765,0,6.272786354094592E-4,5.6790901338097624E-2,7.9045902009217926E-3,1.632773278819618E-2,4.5528662398308764E-4,6.2545281666515366E-4,6.2436956367844222E-2,1.0417066196452485,0,9.7538213398151052E-2,3.7422542904506764E-2,7.522907511974113E-3,1.7022763864969468E-3]
[null,469,0.99834935841318695,1.0166805973561766,1.013834094735665,1.0102264616553498,1.0181347508122125,0.99775533415838646,0.9805909922675331,null,1.3259422259600111,0,5.7980415192585846E-4,5.558924212032304E-2,7.726884483713831E-3,1.6537876717209847E-2,4.536083258746203E-4,5.7808940086166987E-4,5.8913985011385818E-2,1.0425232718501942,0,9.8653143928394568E-2,3.6220940882895097E-2,7.7516186090584253E-3,1.5733687820256872E-3]
[null,470,1.0065495344677253,0.95622647154311347,0.96649495852424538,0.96673882174325032,1.01064738011418,1.0200732297137116,0.96504238941824305,null,1.2817030402404055,0,6.6460734982476605E-4,5.5226083052981767E-2,7.8424537445458305E-3,1.5387360411168232E-2,4.3888336562196401E-4,6.6268479998210169E-4,6.0051322730091311E-2,0.99902099232068498,0,9.8035966282242676E-2,3.701934077672716E-2,6.8789505346173929E-3,1.8036095715656779E-3]
[null,471,0.98079230931112416,0.99972585458164831,1.0002519218507564,1.0069597440445492,1.0139951632963791,0.98012603339945681,0.96735363785595896,null,1.3230342927218335,0,6.0036456753660217E-4,5.5244544319075384E-2,7.9148856699826822E-3,1.6338066635892198E-2,4.5836880689588221E-4,5.9855707319409954E-4,5.9150905739710297E-2,1.0395563396350291,0,9.8881966886991968E-2,3.6286477154428967E-2,7.5754703292213446E-3,1.62907503894819E-3]
[null,472,0.99580358669385705,1.0134147256247663,1.0063747787521007,1.0242994800561873,0.99788636772030381,1.0024834122834017,0.96914333906282812,null,1.3398837800423424,0,5.9392623557498849E-4,5.5675987469956972E-2,7.7547826033587744E-3,1.6632159959080395E-2,4.5186430824035946E-4,5.9217800330301699E-4,5.8608565445941431E-2,1.0572713283480206,0,9.7728611573559929E-2,3.6437370473222062E-2,7.7131447796684703E-3,1.611713313564487E-3]
[null,473,1.0331117044032845,0.99841550930556155,0.9844232067283315,0.98318619661922801,0.97704675801462204,1.0314394015346047,0.97575748300880893,null,1.29242664615533,0,6.2012157561260788E-4,5.4404636604690498E-2,7.5142400699782516E-3,1.5765272969507561E-2,4.2826848605163268E-4,6.1834748032419686E-4,5.8149159328689873E-2,1.015479991685744,0,9.5797572856837473E-2,3.6074630417148805E-2,7.1317098287199173E-3,1.6829380032503578E-3]
[null,474,1.034234793589712,0.98465171299274812,1.0071761878635412,0.990309756727353,1.01696506572446,0.99143855355640598,1.0149287864351992,null,1.301577624064902,0,5.7115604085009692E-4,5.3669421394921202E-2,7.553304860660452E-3,1.6175397962278754E-2,4.4047774120516993E-4,5.6945610399446287E-4,5.9683876510407623E-2,1.0221640247121597,0,9.7727623691197321E-2,3.5107528372559205E-2,7.5077969624490542E-3,1.5498717939186973E-3]
[null,475,1.0158367398059718,1.036884407566327,0.99014723056841814,0.95729741745128161,1.0060060901946726,0.97065135104034861,1.0069680016407587,null,1.2619222586817935,0,5.7770464546343851E-4,5.155898830648499E-2,7.5286882202390193E-3,1.5491879346012502E-2,4.3158548479228516E-4,5.7594839514980172E-4,5.8002810643646235E-2,0.98857568750852132,0,9.7612560267646642E-2,3.4070456068983339E-2,7.083817415518872E-3,1.5675416702603255E-3]
[null,476,1.0361760160621774,1.0075305398895402,0.99938729881238941,0.96548388313207423,1.036168660137829,0.97080167914990323,1.031594419006127,null,1.2724467194149278,0,5.6212788233166177E-4,5.1589627145826315E-2,7.4683621411084913E-3,1.574066030893044E-2,4.3213385759778973E-4,5.6041925075971815E-4,5.9174923774052861E-2,0.99676270297865699,0,9.8603095341996322E-2,3.3903224819138787E-2,7.2484212207795575E-3,1.5252764584115905E-3]
[null,477,1.0277285353390966,0.9956175792929306,0.991541754202797,0.96915879893367751,0.97824177389435252,1.0217665186961049,1.0139879597187949,null,1.280505358968804,0,6.0917266188842271E-4,5.4605471182762509E-2,7.5637829778483993E-3,1.5686122313201361E-2,4.3420862317628076E-4,6.0741339164984602E-4,6.0550209180349646E-2,1.000784024830407,0,9.5988776062449807E-2,3.60534766041389E-2,7.1878674464078548E-3,1.6531790183001375E-3]
[null,478,1.0264334097840255,1.0190720242010831,1.0186829422182364,0.99211375630887677,1.0151055141692713,0.99624764153126943,0.98952894849180317,null,1.3020564866354356,0,5.5691530866978944E-4,5.4181523094739364E-2,7.5095649034350211E-3,1.630853170012268E-2,4.4298517040911489E-4,5.5526575797073456E-4,5.7712046220748076E-2,1.0236906422503469,0,9.7832652305171269E-2,3.5203393535366646E-2,7.6655466559064052E-3,1.5112503498884186E-3]
[null,479,0.99400608415828817,1.0445144980572936,1.0392668042877131,0.9729051657497495,1.0097387781893812,0.97506623736719367,1.0454045751660592,null,1.2877613699313879,0,5.3393563739444682E-4,5.5267982459082293E-2,7.683451662898716E-3,1.632886004369875E-2,4.6256654093138646E-4,5.323197964517527E-4,6.148548879237499E-2,1.0032918121987868,0,9.838424864351103E-2,3.548244573939148E-2,7.9273306848888832E-3,1.4487990067679314E-3]
[null,480,1.0128247505349788,0.98842981555915632,1.0243360637310621,0.96585429007506496,0.96162153151969587,1.0012390168950289,0.97268681243163913,null,1.2764813329376561,0,5.6747962013882524E-4,5.615966379343066E-2,7.7053560542647255E-3,1.5978591122625015E-2,4.5709433759825524E-4,5.6580715789375665E-4,5.8593890660630511E-2,0.99643636053162554,0,9.5575717888898709E-2,3.6368312266665731E-2,7.6680781786527888E-3,1.5399405655073339E-3]
[null,481,1.0155199975446922,0.97319411211188178,1.0398624408390922,0.9954845413468586,1.0397973584253599,0.97329641673354794,1.0014114517806039,null,1.3113188586005462,0,5.3597764955499322E-4,5.5578683271554664E-2,7.736617839916117E-3,1.6652411131012984E-2,4.6604023942743326E-4,5.343526794569114E-4,5.9832079935764629E-2,1.026559452690996,0,9.931092351917449E-2,3.5669675054329816E-2,8.06026804430004E-3,1.4543318441682708E-3]
[null,482,0.98056166422626301,0.97315234298837361,0.991992473740402,1.012907499651742,1.0269897124549461,0.99805809823506797,1.0405383650752653,null,1.3384097848628409,0,6.2879233800219392E-4,5.6437122098387388E-2,8.0004319924864269E-3,1.641383256281061E-2,4.5948409286235699E-4,6.2693327016866303E-4,6.5148988081401057E-2,1.0459466157131518,0,9.9507208602664959E-2,3.7252785436613381E-2,7.5388696573931296E-3,1.7063056929021328E-3]
[null,483,0.9953088262005354,0.98934053319600301,1.0079000207545543,1.0144988195014686,0.97297980270282125,1.0091147431442831,0.9916937077395781,null,1.3325678406913242,0,6.0202248998323597E-4,5.6696568792360437E-2,7.8339895665059736E-3,1.6527834232560303E-2,4.5717725173155348E-4,6.0026207124445181E-4,6.0984666931214584E-2,1.0471094594395141,0,9.653772784175077E-2,3.7071861197705704E-2,7.716600375129507E-3,1.6337154815887925E-3]
[null,484,1.0259599757165578,0.97353621276201874,1.0013832905011286,0.98318463223910879,1.0150550761994903,0.98952472547854609,0.98214769827898818,null,1.2937491844688909,0,5.8424984162864602E-4,5.3947308094416661E-2,7.6474799136727915E-3,1.5993144625524584E-2,4.4338645609303621E-4,5.825075703746052E-4,5.8516360422919717E-2,1.0149785146311281,0,9.7822065997326957E-2,3.5410605156114647E-2,7.4066678599571233E-3,1.5853935829907085E-3]
[null,485,0.99834695553870856,1.0101265863087299,1.0238732175810765,0.99588410396333105,1.0103173134375958,1.0126400228215457,1.03930884546459,null,1.3170910121928245,0,5.7778586066174048E-4,5.710174320239586E-2,7.7493835801569393E-3,1.6504225296383304E-2,4.5949512085489264E-4,5.7610219583187859E-4,6.3140387026118405E-2,1.0274304055460797,0,9.8286312855348029E-2,3.6988373842253244E-2,7.8644091230473234E-3,1.5679602650165571E-3]
[null,486,0.98802712785297941,1.0071839799295417,0.99237023789583467,0.96754446596348276,0.98328448933657642,0.9985858993728749,0.98825662622099686,null,1.2812705292569713,0,6.1536359595373369E-4,5.5295023600794205E-2,7.8316536299182643E-3,1.5686057630318561E-2,4.499623137242968E-4,6.135451927431673E-4,6.0301889098835749E-2,0.99909296164755912,0,9.7202472866634318E-2,3.6490669046731684E-2,7.2517900661357958E-3,1.6698677595284709E-3]
[null,487,1.0052815861029167,0.99466065246779467,1.0026218559783708,0.99235670303616141,1.002896863290764,0.96402172561519306,1.0119680715071615,null,1.3037314848099077,0,5.7445526492263957E-4,5.3237530702288614E-2,7.7383598356826414E-3,1.6156443783020235E-2,4.4921379825595484E-4,5.7269688299691911E-4,6.0042900140903042E-2,1.0244106777474102,0,9.7732156001397341E-2,3.4919038663851508E-2,7.4882303929820308E-3,1.5586921260408724E-3]
[null,488,1.0080466070920777,1.0245613956930852,1.0085894255885237,1.0091582088575728,0.99394223930156123,1.00409208141396,0.96630970213073619,null,1.3208448123743917,0,5.8240383728543651E-4,5.4962431360234806E-2,7.627686517272185E-3,1.6421247920921273E-2,4.4544495710158324E-4,5.8069226792258435E-4,5.7438906894184315E-2,1.0415766396863528,0,9.7237971239614487E-2,3.5923343723296357E-2,7.6323987166445955E-3,1.5804529281306004E-3]
[null,489,0.99097837431551861,1.0153180106906958,1.0298652561913939,1.0085334407354622,1.0090453378254161,1.0087619728010648,1.0152336604879486,null,1.3297723900125116,0,5.7148813603899006E-4,5.7508421597979545E-2,7.7924949081776274E-3,1.6739760682267044E-2,4.6480157499657123E-4,5.6981642067068373E-4,6.1851538733129895E-2,1.0403053740852886,0,9.8416219833043092E-2,3.7122141699647136E-2,8.0224561562179247E-3,1.5508524571330097E-3]
[null,490,0.97662295151741141,0.98360861708760483,0.96131434509301394,0.96560055265581679,1.0136241498034797,1.0287281883199886,1.0014677138393484,null,1.2874327138540178,0,6.9036423641374227E-4,5.6474507131378755E-2,7.9906986557395955E-3,1.5370422205999127E-2,4.4480994120971341E-4,6.8838397984158546E-4,6.3530525745026989E-2,0.99799901778029476,0,9.8928248182219028E-2,3.7976322759878819E-2,6.8465874414316945E-3,1.8735542674108284E-3]
[null,491,1.0136872107751993,0.95751080338667494,0.99810706510790503,0.99986835363129201,1.0118904576352357,0.98232674627178973,0.95776077647589497,null,1.3119927755705689,0,5.9496175181877583E-4,5.4394112837949392E-2,7.7908200053383265E-3,1.6185597776207351E-2,4.5021175556410521E-4,5.9317453642439191E-4,5.8058009410572313E-2,1.032299277589485,0,9.7957782121051828E-2,3.5773489105676598E-2,7.4708366359050133E-3,1.6144255482138153E-3]
[null,492,0.99529172668477617,0.96051239035948099,0.98452047026807865,1.0029711104308114,1.0056741881442199,1.0010368904204001,0.97792935250157798,null,1.3209435350411827,0,6.3433113098168158E-4,5.5662796019383849E-2,7.9214853973940871E-3,1.6109035218594116E-2,4.5152365241007096E-4,6.3246126809567485E-4,6.0831662904432489E-2,1.0359118131098644,0,9.8093755974332536E-2,3.6906730924359192E-2,7.3352506223421984E-3,1.7213510809554323E-3]
[null,493,1.0177901083372169,1.0058292467518557,0.97432085677148095,0.96369684180192405,1.0077438764606901,0.99517212779179365,0.99518323171288137,null,1.2718938794010632,0,6.1831029952590718E-4,5.2607148458290877E-2,7.6023973144691082E-3,1.5413599292711895E-2,4.2886510288970653E-4,6.1647692119028922E-4,5.8872578340951262E-2,0.99564627162442221,0,9.763234810819936E-2,3.5096295482645506E-2,6.9183620969012751E-3,1.6778469579175142E-3]
[null,494,0.9730106432778497,1.014545786303735,0.98219623412285895,1.0129685884646344,0.97989355254231325,0.95914954541234954,1.0309369108002064,null,1.3282873290189756,0,6.1117551234932989E-4,5.3248270246037378E-2,7.9268401897751219E-3,1.6231910905241585E-2,4.5076474432244134E-4,6.0929522840204688E-4,6.2349495786654732E-2,1.0463088881280718,0,9.7414158004677495E-2,3.5355252773809638E-2,7.3453277667414685E-3,1.6583007575923098E-3]
[null,495,1.0064582525954029,0.98333495374973301,0.96177128484443031,1.0219192570264197,1.0010893789982287,0.99718128715185084,1.0157902599081816,null,1.3373038497946952,0,6.4881688601223524E-4,5.3144463935399157E-2,7.7547981317572555E-3,1.6102731198811657E-2,4.3188091886782584E-4,6.4689692750768404E-4,6.1560474777344908E-2,1.0561929274332709,0,9.7570730215785689E-2,3.5727028413402348E-2,7.0600945413983023E-3,1.7606401871610752E-3]
[null,496,0.99615395899727144,1.0063495113537544,0.97127736959569155,0.96313222902705919,0.96597274725166016,0.9664000195761282,0.97853049458620744,null,1.2684678265135447,0,6.1721591206616376E-4,5.2027815846149926E-2,7.7651676781375564E-3,1.5343103162989065E-2,4.366888880990707E-4,6.1533129117023299E-4,5.8265005391416269E-2,0.99515257515234345,0,9.613724913476468E-2,3.4774011850323021E-2,6.8933650995560373E-3,1.6747289306597558E-3]
[null,497,0.97034411328622827,0.97474963235265299,1.0080586407745189,1.0090900423107529,1.0077361543405252,1.0257415073501686,1.001009997553165,null,1.3375073675754634,0,6.3121918859738047E-4,5.9477526867421374E-2,8.0834794455493502E-3,1.652880378355305E-2,4.7181191247770238E-4,6.2940331304736261E-4,6.4175762298152833E-2,1.0415220931255049,0,9.8860093106625163E-2,3.8886587148172759E-2,7.7899974281883111E-3,1.7130283353685371E-3]
[null,498,0.99503666804126367,1.037615976499884,1.0149486704697621,0.99709970553918004,0.98755077839641936,0.99992744262456335,1.0297371481497335,null,1.3130948294931901,0,5.7692859356918414E-4,5.5500280977210097E-2,7.6899296555863438E-3,1.6380166617527878E-2,4.5194092826718161E-4,5.7522605329288418E-4,6.1467303616026259E-2,1.0289442513409632,0,9.7257361567058442E-2,3.6139297520666934E-2,7.7004241163124137E-3,1.5655756938457253E-3]
[null,499,0.95753025004530434,1.0108310696026286,1.0316569010835885,0.99495068461808511,0.98569837022723561,1.0097125080665941,0.99137201363460181,null,1.3202252522079136,0,5.9084797940328192E-4,5.9778731605901102E-2,8.0794593882200279E-3,1.6573375796892789E-2,4.8277230659189133E-4,5.8912125973143684E-4,6.2687745705026346E-2,1.026243285962458,0,9.8162597462756657E-2,3.8547558192018903E-2,8.0680586425011282E-3,1.6033938652178943E-3]
[null,500,0.98879407096312677,0.96692979121712963,1.0088567141958471,1.0152095099213811,1.0061341793874301,0.98545240931708133,1.0035973920382033,null,1.3357458468641679,0,5.9604246886657693E-4,5.6291806298169024E-2,7.9584499354515316E-3,1.6589520035235315E-2,4.6488530779620585E-4,5.9425768608439551E-4,6.2149074535305278E-2,1.0478143277060874,0,9.8306869275778794E-2,3.678641639148366E-2,7.7689086371126575E-3,1.6173735245281554E-3]
[null,501,1.0088873030098395,0.96396148073408205,1.0258261432026876,1.0352673080937838,1.0285330770817582,0.98387119975700266,0.98653344976203972,null,1.3540845383472673,0,5.6370173283181628E-4,5.6034109188406095E-2,7.8137471101487107E-3,1.7055976674328503E-2,4.6420950548164703E-4,5.6201107803797946E-4,5.9943352286054123E-2,1.0680024511090602,0,9.8910439713044862E-2,3.6255510253086314E-2,8.076824274932462E-3,1.5296088875172962E-3]
[null,502,0.98661341701161032,0.95742044764302281,1.0321152356186432,1.0137169748053332,0.96225736733377065,0.96358375238286553,1.0389818330230225,null,1.3340350234270093,0,5.5871255312535764E-4,5.6597650508869717E-2,8.0135409492504469E-3,1.6842728696617175E-2,4.7905028845790569E-4,5.5700158161119551E-4,6.4135054509402281E-2,1.0455864121946381,0,9.6265531257575365E-2,3.6486584058493178E-2,8.1142072455947078E-3,1.5159746896236438E-3]
[null,503,1.0150775939987267,1.0031770178884203,0.9926467591902034,1.0097479042556166,1.0024989205851853,0.97862808459432116,1.0090555517447528,null,1.320633065219029,0,5.8759399881824184E-4,5.2840676744770984E-2,7.6351818890999729E-3,1.6272353039924522E-2,4.3879661917173865E-4,5.8582224451998353E-4,5.9453785813992986E-2,1.0426641442516467,0,9.7463914495127091E-2,3.4865215172700761E-2,7.4063539135583558E-3,1.5944150333323901E-3]
[null,504,1.0134252649736515,0.98969795374703706,0.97479287655964975,0.9890015630403024,1.0277740644941435,1.0008920877861718,0.97363858674223069,null,1.3008620826827524,0,6.2798193283926287E-4,5.3507333235607184E-2,7.68479272022501E-3,1.5778465091709902E-2,4.3372184183884264E-4,6.2613051812311442E-4,5.8519167551803496E-2,1.0217756695865361,0,9.8706537632784891E-2,3.5686627368332148E-2,7.0674982021693387E-3,1.7041208664612898E-3]
[null,505,0.98818151125371079,0.988451046454909,0.96986879317272368,0.98190645998255266,0.96515988382793072,1.0108706114356436,1.0338796554371248,null,1.2998759237162265,0,6.5742466042588324E-4,5.518877967261341E-2,7.8838577109864878E-3,1.5665502599738049E-2,4.4272601076890362E-4,6.5550557530447389E-4,6.4085473951864147E-2,1.0145933608378201,0,9.6297011015894982E-2,3.6918338593410149E-2,7.0187223196268092E-3,1.7840700886239535E-3]
[null,506,0.98050135621835721,0.95124978668745541,1.0033350983664067,0.99231307396284962,0.98349109304836935,0.98753768564620781,1.0340520016444115,null,1.3153372890309591,0,6.1329852161150689E-4,5.6964068165369128E-2,8.0770058173881987E-3,1.62305057256085E-2,4.69208003736931E-4,6.1146594534262585E-4,6.5210427485287922E-2,1.0243446356727626,0,9.7417222089266592E-2,3.7347514310141411E-2,7.614325604139765E-3,1.6642087335279184E-3]
[null,507,1.004958972726876,0.99905444737995086,0.9797967460586896,0.99693527233500756,0.98925137866773649,1.0113084864414024,0.98477269407479384,null,1.3104420407184043,0,6.3090021791481238E-4,5.4577871225722573E-2,7.7216388146916851E-3,1.5940482634825167E-2,4.380268539076417E-4,6.2905935756276201E-4,5.9702950582169123E-2,1.0298204204934771,0,9.7054676965522085E-2,3.6290568598322671E-2,7.1851532081932609E-3,1.7120922019243495E-3]
[null,508,1.0162117109153792,0.98686806399839466,0.97445700658132428,1.006924856650288,0.99300125342700307,0.99582449362521119,1.0112236517468158,null,1.3193579460148863,0,6.2423630130843915E-4,5.3133341138519662E-2,7.6724227196590406E-3,1.6026055933844357E-2,4.3287544937750677E-4,6.2238656409071972E-4,6.0549657230342419E-2,1.0403032387510147,0,9.6957219634702399E-2,3.5444412274666354E-2,7.1466415621978903E-3,1.6939310577792274E-3]
[null,509,0.98546874705719012,1.0305180431357868,1.0223087759845149,0.98388470880926093,0.99982197499434844,1.0038761081642125,1.0431587642437401,null,1.3039851997835623,0,5.7752791618645005E-4,5.6806120936982632E-2,7.7877559642603178E-3,1.631312650925015E-2,4.6105398297442457E-4,5.758303110455057E-4,6.3238169813490633E-2,1.0150956693849178,0,9.8101255829258174E-2,3.6830493909497081E-2,7.7860307738165536E-3,1.5672202842548465E-3]
[null,510,1.0125503594506107,0.99982279756537062,1.0249863557811474,0.99665908115355695,1.0183970508793931,0.99870861967677194,1.0192807089804714,null,1.3134267706083602,0,5.6284662709220107E-4,5.5810093331443815E-2,7.6723510193514016E-3,1.6498654588167721E-2,4.5543000444878812E-4,5.611836162218081E-4,6.0963718634567919E-2,1.0281977140529435,0,9.8330154848790638E-2,3.6128237188111215E-2,7.8447231421796063E-3,1.5273568092263926E-3]
[null,511,1.0070695155359357,0.96367841623052586,0.98693338608456471,0.99292720897518216,0.97698763012292922,0.97338685947036152,0.99615773841914967,null,1.3043171057736849,0,6.0576177164092175E-4,5.3540655335746846E-2,7.8191399464719591E-3,1.5967352863219514E-2,4.4678087978872264E-4,6.0392540158818073E-4,6.0287602411061389E-2,1.0254657048028848,0,9.6417646475355334E-2,3.5448213384217241E-2,7.2821601858230915E-3,1.6436858591678996E-3]
[null,512,1.0334758510593607,0.99203232939128383,1.0046394699190506,1.0220685814412462,0.98692850962959455,0.98883712887997233,1.0285684609154233,null,1.3334236364559011,0,5.7137678109874749E-4,5.3280015109849026E-2,7.5357014491928666E-3,1.6582119122320917E-2,4.3833571815978374E-4,5.6967171334346676E-4,6.0206229993638449E-2,1.0550211185655622,0,9.6289285024243013E-2,3.4905142589021741E-2,7.6169353401772761E-3,1.550458611491083E-3]
[null,513,1.0225393265124962,0.98059466947612739,1.0109778532459088,0.95767393754266728,0.99428029104961613,0.98997931779334669,0.98049955448397041,null,1.2665384249254092,0,5.7324714253136283E-4,5.448750945237623E-2,7.6532457058963686E-3,1.5727485838628357E-2,4.4800606894595548E-4,5.7153846701948462E-4,5.8408789667224799E-2,0.98837105889327836,0,9.6908477332915299E-2,3.5562805182621823E-2,7.417216159410581E-3,1.5555392996220198E-3]
[null,514,1.0003708450360747,0.97220093484388304,1.0032717844748293,1.0031618375552196,0.99302167505249828,0.9699241782865442,0.9997540295363937,null,1.3172345245104682,0,5.8535007657026824E-4,5.4354820796527904E-2,7.8478756599062328E-3,1.6318304408639635E-2,4.5586845462050612E-4,5.8356924964943744E-4,6.0531030312528766E-2,1.0355454782801439,0,9.7376164709927271E-2,3.5638143581003784E-2,7.5803360100944557E-3,1.5882831239943231E-3]
[null,515,0.99777671486702768,1.0045331706749723,0.97269283337226831,0.96069047430613752,1.0187037384798254,0.97666156117343073,1.0343618632876739,null,1.2730642477031391,0,6.2138635497210415E-4,5.2605993107519552E-2,7.7584886978470501E-3,1.5407296572431384E-2,4.3694426024943602E-4,6.1950893499253257E-4,6.1874572466687212E-2,0.992588026811419,0,9.8648859516416595E-2,3.5130220233411572E-2,6.9296243571512579E-3,1.686099099984139E-3]
[null,516,1.0007773805420246,0.97673188489047247,0.99998768169460905,1.0307349912030257,0.97904942933642036,0.99042471814112165,0.97153566143265269,null,1.3457490763828988,0,6.0044667030102327E-4,5.5209741596740816E-2,7.8292977701849287E-3,1.6641272832491737E-2,4.5329181311855055E-4,5.9865772612490505E-4,5.9261738933429647E-2,1.0641093283374263,0,9.6686508391814557E-2,3.6269312659516245E-2,7.6610240093052213E-3,1.6293489830456127E-3]
[null,517,1.0217348859554638,0.98855338400305448,1.0242538891641191,0.96326899244887432,1.0077604785268173,0.97892937728044038,0.98509388318050906,null,1.2723610438833761,0,5.5006313052851361E-4,5.4418915192956732E-2,7.6377589430710879E-3,1.5962643106244716E-2,4.5304744115500948E-4,5.4840505239164871E-4,5.8159678601315865E-2,0.99377150302286987,0,9.7594578955634101E-2,3.5242713332228476E-2,7.6292855951032978E-3,1.4925777709331326E-3]
[null,518,0.99937222356035793,1.0159096386359863,1.0351112468788877,0.9977428519350573,0.97718000505972302,1.0282898165059173,0.96096579948671801,null,1.3146268812082429,0,5.7124251187324422E-4,5.8403087731340342E-2,7.7265312105126568E-3,1.6575820575838764E-2,4.6326031956550563E-4,5.6960324824221282E-4,5.8610540643609224E-2,1.0290240947617391,0,9.6670105336322795E-2,3.7585251621972376E-2,8.0195559989184057E-3,1.550272272054985E-3]
[null,519,0.98314368110169392,0.95385257317648775,1.0175665329092691,1.020024437788535,1.0011938024831508,0.99456702822017973,1.0206793706726864,null,1.3455696071460916,0,5.9740337084610896E-4,5.7924814522322204E-2,8.0501253831812367E-3,1.6790595438701081E-2,4.7434524160443425E-4,5.9563090681931158E-4,6.4341591746787871E-2,1.0525229438961983,0,9.8221757621453146E-2,3.7660150826092101E-2,7.9639439550907784E-3,1.621110978686503E-3]
[null,520,1.0174187392067797,1.0073549305576988,1.0362789476945315,1.0420018738023897,1.0055818769921641,1.0158633458265161,1.0217655670281944,null,1.3619756144329767,0,5.5485462895764933E-4,5.692556416786234E-2,7.615479206742411E-3,1.7276865334440283E-2,4.571277699561135E-4,5.5324291583704456E-4,6.111149769141791E-2,1.0746357962814206,0,9.7605625981888627E-2,3.6609680132784546E-2,8.233844739153607E-3,1.5057448404302448E-3]
[null,521,1.0083491957216633,0.99875556512971964,0.99390097236137043,0.99106051798708061,0.99691142396820853,0.98280886846000715,0.9741449487079834,null,1.300735083922582,0,5.9354778389755813E-4,5.3579512478671217E-2,7.7000266687998337E-3,1.6004566553991004E-2,4.4308360188929376E-4,5.91765690589215E-4,5.8041808791265449E-2,1.0233303303075199,0,9.7357905176275183E-2,3.5326228431398571E-2,7.3428128718035102E-3,1.6105911342763682E-3]
[null,522,0.98485282208884573,0.98498711576428788,1.0131821256684084,1.0044755887050256,1.0175965307612644,0.9768254280595301,0.99069752044234938,null,1.3227503526874382,0,5.8354664463402173E-4,5.5834522527722294E-2,7.9324666325344961E-3,1.6477709359186975E-2,4.653742556905396E-4,5.8178384708403052E-4,6.0723176113220423E-2,1.0366077739388557,0,9.8966630026529293E-2,3.6394711830302795E-2,7.766326954174352E-3,1.5834238467690833E-3]
[null,523,0.97871724415263339,0.99608941443330767,0.99011094663965149,0.98008114551369307,0.98899973554194387,1.0203886793661348,0.99768328984436305,null,1.3006029357987796,0,6.4059028457019642E-4,5.7173631562526729E-2,7.9406910263911026E-3,1.587230425158967E-2,4.5518704061298809E-4,6.3873778321505814E-4,6.2499752697265133E-2,1.0121049089734258,0,9.7714991345033891E-2,3.7781463588897536E-2,7.3234241283315817E-3,1.7384336860577403E-3]
[null,524,0.98998242555067339,1.0387757927129642,0.99942184927986499,0.99713448613796252,0.99198636212225266,1.0047333002772487,1.0380904971680482,null,1.3143999532841377,0,6.0148512711664926E-4,5.5213109315416189E-2,7.7219405447147707E-3,1.6216329312837726E-2,4.4682191648986948E-4,5.9971860973555475E-4,6.2381017593179579E-2,1.0294376657695683,0,9.7581751900890606E-2,3.6283728040392378E-2,7.4871190495144268E-3,1.6322363585136129E-3]
[null,525,1.0013715212341741,0.9972086940639352,1.0155523113645848,0.98696129880638517,0.99445796877622505,1.0029981590527575,1.0400096522050122,null,1.3056142799066215,0,5.8351594577976597E-4,5.6236842825480436E-2,7.7638075247257049E-3,1.6268022076322358E-2,4.5655738464511032E-4,5.817992378588301E-4,6.3112953811172212E-2,1.0184645895162678,0,9.7434618426827477E-2,3.6605935094859578E-2,7.6892042188556262E-3,1.5834657353845203E-3]
[null,526,1.0137488152067264,0.98374199108758775,1.0038690483340174,1.0071312603059337,0.97642822311246591,1.0021412697154568,1.0220676485334947,null,1.3226535039195173,0,5.932654938688906E-4,5.5194721282446957E-2,7.7079859932320796E-3,1.6381592250961811E-2,4.4801088032475817E-4,5.9151861029908457E-4,6.1677139452136355E-2,1.0396251998092767,0,9.6247123360918035E-2,3.6176022667458584E-2,7.5875364431544912E-3,1.6099186631766287E-3]
[null,527,1.0106770555821043,1.0362476357304249,0.99541157792176926,0.98380058898904721,0.98986684504093125,0.981436174794723,0.99735797966430806,null,1.291006293159535,0,5.8087914553155671E-4,5.2675645346308274E-2,7.5702422412519208E-3,1.5915436585121789E-2,4.36279317505914E-4,5.791326497473835E-4,5.8086867597435463E-2,1.0157895398039665,0,9.6962191508287748E-2,3.4698988268408316E-2,7.2966408254463086E-3,1.5762081615856968E-3]
[null,528,1.0052658101866572,1.0074363871750889,1.0268755278517441,0.97623843867973026,0.99547444239335503,0.96320024763748247,0.98443068490560104,null,1.2851832160362315,0,5.4297160801381622E-4,5.4141018277071233E-2,7.7049952080830977E-3,1.6173489501917927E-2,4.5822475141366916E-4,5.4130817868801989E-4,5.8007885818689521E-2,1.0070773976692291,0,9.7400600217774982E-2,3.5009238415695268E-2,7.7387671854855329E-3,1.4732624201956425E-3]
[null,529,1.0194400233519558,1.0082539815051434,1.0009746167009075,0.97099308708507426,0.98271533171656178,1.0058755718808743,0.99192548603519681,null,1.2805468677779417,0,5.8988322205163167E-4,5.4402913749712664E-2,7.5891709503542607E-3,1.5801968421465321E-2,4.3982521720667314E-4,5.8815274597014925E-4,5.8851342573729974E-2,1.0024045209617711,0,9.6411599890384045E-2,3.5718327884939553E-2,7.3281707144294576E-3,1.6007578900301448E-3]
[null,530,1.015669357265985,1.0212052373735074,0.9925428053270916,1.0470784844038676,0.98159611523851309,0.99679825606470174,1.0252533800026022,null,1.3606447773537353,0,5.9403658646919443E-4,5.3406200709181201E-2,7.5765356134750482E-3,1.6792232362950393E-2,4.3538051353068452E-4,5.9227805662701689E-4,6.0352980218575915E-2,1.08121490822693,0,9.6438413552296764E-2,3.5240547936024116E-2,7.5773511248826801E-3,1.611985625729846E-3]
[null,531,1.0250424424968327,0.99939082281327696,0.97214880919071311,0.9762172450818124,0.98040572384646762,0.99744027777800026,0.95630336192200749,null,1.2806856314945454,0,6.1969152947665893E-4,5.2379485290533989E-2,7.5675059891534158E-3,1.5508989605109517E-2,4.2595186433384336E-4,6.1785823395879113E-4,5.642881191884816E-2,1.0086465748344373,0,9.6135466071475439E-2,3.4990520174831251E-2,6.9225526054145477E-3,1.6816064359237441E-3]
[null,532,1.031596917199979,1.0126145388849717,1.0040737673049132,0.97639857694772192,0.9970771107898494,0.96338828714095959,0.98248492895937389,null,1.2789439375373937,0,5.5377342630370796E-4,5.1546300908472106E-2,7.487535153658382E-3,1.5883530649002792E-2,4.3528699461225259E-4,5.5207723603180499E-4,5.6244673020607872E-2,1.0078950355103455,0,9.6823313132826369E-2,3.3780657652709982E-2,7.3467284611634072E-3,1.5025722442666269E-3]
[null,533,0.98349286851812978,0.99610562703172745,0.99758092102567919,1.0251816235879576,0.97314216868098413,1.0202452359000638,1.0182493244000639,null,1.348051496099163,0,6.2759510102166911E-4,5.7292868082251341E-2,7.9039469028533739E-3,1.6593808081619775E-2,4.5650728749086779E-4,6.2577992482531575E-4,6.348091420486103E-2,1.0584496781185522,0,9.6833265260426862E-2,3.7691724344966072E-2,7.6474323252598876E-3,1.7031666670777321E-3]
[null,534,1.0306065999254186,0.9941525692717833,1.0018560346785219,0.96272787020984396,0.99876958224529533,0.95629210041874746,1.0009238620264362,null,1.2662083090635474,0,5.5684415549326846E-4,5.1484904350331984E-2,7.5495656697784361E-3,1.5686949449974164E-2,4.3791743234428653E-4,5.5512590326463242E-4,5.7713756544958889E-2,0.99384670410606135,0,9.6925827523502081E-2,3.378482012350615E-2,7.268712403836957E-3,1.5108697114815002E-3]
[null,535,0.99559055656816897,1.0318483118467774,1.0219390566351556,1.0087948976316057,1.0009041812661355,0.9994263527629913,0.99100240398116002,null,1.3243656064171558,0,5.6926677469464082E-4,5.5930405501104299E-2,7.7045136078388848E-3,1.660754108020613E-2,4.5595840976743885E-4,5.6758600248549697E-4,5.9290575951264399E-2,1.040806919985471,0,9.7897434334839384E-2,3.6270551607402751E-2,7.8586047173789496E-3,1.544781994090089E-3]
[null,536,1.025285239696313,0.95728509254709371,0.98644734173229698,0.98502488519621678,1.032854171707684,1.0101390107244343,0.9881155723412639,null,1.2999074915961764,0,6.1973432619250762E-4,5.4701225281722193E-2,7.7005793610424875E-3,1.5878880678771894E-2,4.3978989111525884E-4,6.1792395251433004E-4,6.0049604814813515E-2,1.0173188604668573,0,9.868240108443313E-2,3.6227178278539107E-2,7.2289968123912546E-3,1.6817853001678048E-3]
[null,537,1.005171686941531,1.0425232329388634,1.0140384641976972,1.0071898257222784,0.99740974813729699,0.98800920071275744,1.0203389948988129,null,1.3198119336103329,0,5.6430716178066797E-4,5.4135252258341648E-2,7.5978207740150343E-3,1.6492834888179993E-2,4.4612254846161648E-4,5.6262177962475117E-4,5.9775857206381788E-2,1.039383513543694,0,9.7482146517249652E-2,3.5269310021586592E-2,7.6994902186588365E-3,1.5312710159187646E-3]
[null,538,1.030008048864494,0.98169328795957767,1.0038552486120373,1.0234902351267416,0.96030861689418068,1.0168138245252369,1.0164267873316737,null,1.3376618825297129,0,5.9296071243800075E-4,5.5166417315487791E-2,7.5926367655371526E-3,1.6585566255753047E-2,4.4130033465253192E-4,5.9123992076594843E-4,6.0881503980944024E-2,1.0565123970372277,0,9.5081342430024141E-2,3.6157767183401392E-2,7.6355118562187185E-3,1.6091601621374125E-3]
[null,539,1.001426898579161,0.99666652790070165,0.98454265304305033,0.95427753289855288,0.98438655656833751,1.0179306838280151,0.98462140444272928,null,1.2672813086716688,0,6.3165013700845003E-4,5.5433976647881744E-2,7.7574558209179576E-3,1.5406606678888136E-2,4.4218393208122944E-4,6.2981907856030767E-4,6.0184766210364331E-2,0.98561834660147296,0,9.691154519097242E-2,3.675452369127525E-2,7.0595750442239832E-3,1.7141599120377086E-3]
[null,540,0.99265980507406404,1.0175386097845744,0.98858715744129466,0.9784995254053005,1.019192887831275,0.9851868771631761,1.0144112483192562,null,1.2926220019942265,0,6.0654013674401295E-4,5.3880180633130582E-2,7.7623491246395053E-3,1.5825263054146138E-2,4.442788343986675E-4,6.0472343034943755E-4,6.0853176315335523E-2,1.0105164645584428,0,9.8818234970624863E-2,3.5637619677666994E-2,7.2403937018484877E-3,1.6458578303859301E-3]
[null,541,1.0206942706661155,1.0351501337988656,1.0227776002345987,0.95684183475335005,0.98171084304470235,1.0175032962222725,1.0446868684190993,null,1.2693929057269315,0,5.6360257489793792E-4,5.5517051661691311E-2,7.5056251783935848E-3,1.5882101979895012E-2,4.4455801947572746E-4,5.619680898121339E-4,6.141926523293087E-2,0.98718188456419609,0,9.6357271093634692E-2,3.5984868455905768E-2,7.5724221381551328E-3,1.5294918877376098E-3]
[null,542,0.98376189804112502,0.96031103822692654,0.99861954606249226,0.98385781997208133,0.99174456488030016,0.98357263954855756,1.0123483914231659,null,1.3032640814726999,0,6.1246973844143661E-4,5.608176190216195E-2,8.018569212311203E-3,1.603299068924104E-2,4.6361178301241245E-4,6.106322610060918E-4,6.3174663097003217E-2,1.0157544067618516,0,9.7727447982173116E-2,3.687216161600719E-2,7.4783661867863184E-3,1.6619397195878408E-3]
[null,543,0.9935632805279806,1.0449337194110466,1.0464482692833466,0.98932855842270584,1.0070819952672356,0.98410064836140365,1.0232478107048875,null,1.3052109326552142,0,5.3101496069851077E-4,5.6169010536154168E-2,7.6873966893108809E-3,1.6633726880030258E-2,4.6607854497307197E-4,5.2942271143239291E-4,6.04825708770107E-2,1.0200256910348791,0,9.8274990860464095E-2,3.5912399791066772E-2,8.1197455942224866E-3,1.4409140963690542E-3]
[null,544,0.98754928700711664,0.99289830905134391,0.9851820844903002,1.0049144736985254,1.0030134883061808,0.99270712736861288,0.99862802877130408,null,1.3221617662181298,0,6.247746082471391E-4,5.4932663629516848E-2,7.8785553391409208E-3,1.6150373267302651E-2,4.4937791961063264E-4,6.2291746223876263E-4,6.1244088032124576E-2,1.0378989119286419,0,9.8160960068676431E-2,3.6408130950052249E-2,7.345186241544184E-3,1.6953759875276725E-3]
[null,545,0.96015962722534764,0.98213591312510962,0.97103868937415738,1.0015933897863891,0.96808731081372867,1.0129443421795841,0.9945105678275884,null,1.3246869950065852,0,6.7809997390213107E-4,5.7126746017512074E-2,8.1350737804957857E-3,1.595743862723354E-2,4.5737973815090959E-4,6.7612458794083497E-4,6.3729827053459281E-2,1.0348997396935116,0,9.7171474826821522E-2,3.8187543460111197E-2,7.1835589512845542E-3,1.8401882439644396E-3]
[null,546,0.98549001904211098,1.032812508335045,1.0070755971178185,1.0068846603181976,1.0153808473292878,0.99153250473440468,0.99651145232683114,null,1.3233677986381012,0,5.8824469603466288E-4,5.5258407631716133E-2,7.7769087933120011E-3,1.6427604675020011E-2,4.5347173159625449E-4,5.8649406395531946E-4,5.9946031373461668E-2,1.039275069277888,0,9.8836250540747475E-2,3.614910315493941E-2,7.6504585871299364E-3,1.5962435043701574E-3]
[null,547,0.98278618696465192,1.0237643754008627,0.98983467308942086,0.99851431095801524,0.99171568015562117,0.97691189095339448,1.0024429153700278,null,1.3120573358929322,0,6.0444407796227334E-4,5.389552829671717E-2,7.8215356531159894E-3,1.6097151349270998E-2,4.4823146799465361E-4,6.0261831434093671E-4,6.0286752051483143E-2,1.0311486644369823,0,9.7741242517646071E-2,3.5621123385367076E-2,7.3588040994149433E-3,1.6401283985620972E-3]
[null,548,1.0120313780220065,1.0182956094409774,0.97477377751947192,0.98875244016173569,1.0147181944279076,1.0250503657607053,1.0137277393998281,null,1.3035125213993315,0,6.3675374039914433E-4,5.4255381308717376E-2,7.608186781791519E-3,1.5797616455803038E-2,4.2938992127698885E-4,6.3492070809740566E-4,6.0821074443872379E-2,1.0215188674609756,0,9.8108686398913764E-2,3.6185955833173099E-2,7.0611509612229697E-3,1.7280448658859651E-3]
[null,549,1.0342989172810571,1.0118439071348773,1.0045199552747137,0.99410684072821709,0.987323042196254,0.97474912351226473,1.0206863584450319,null,1.3002906450675724,0,5.5849283210624638E-4,5.2057559636326058E-2,7.4703547611932796E-3,1.6164311886979643E-2,4.3448257333113157E-4,5.5680212425818134E-4,5.8644032998834549E-2,1.0261613829113789,0,9.6289156175021332E-2,3.4106693653315291E-2,7.4489293465789521E-3,1.5154318324598379E-3]
[null,550,1.0003270209865174,0.96347608736257595,1.0131878726121224,1.032840625739945,1.0441674714867362,0.98040082535861539,0.99488880541982727,null,1.3532654702000206,0,5.8173109379626388E-4,5.5662388757854404E-2,7.8790437188415701E-3,1.6895254139569986E-2,4.6224274287876862E-4,5.7998018942158433E-4,6.0865429272272308E-2,1.0658800062361999,0,9.9862819371999145E-2,3.6282386934992576E-2,7.8991350445966231E-3,1.578514885187493E-3]
[null,551,1.0220187482054655,0.9935120837042537,1.0078893606530226,1.0411941711051402,0.99820003071177754,0.99100713633844939,1.0305901527794987,null,1.3566354522213153,0,5.7481304212254609E-4,5.4129426070741705E-2,7.6164201688404889E-3,1.6914046473951876E-2,4.4447555905761346E-4,5.7310147612577478E-4,6.1022183601076092E-2,1.0746632497090303,0,9.7107032341523972E-2,3.53935211200576E-2,7.7870154478683427E-3,1.559793295163528E-3]
[null,552,0.96928408924865239,1.0271044246767957,1.0061277321575184,1.0263923761728599,0.98529214959923195,0.96424962121002578,0.98249343937670464,null,1.34157225056705,0,5.8406234451836684E-4,5.4704088318383845E-2,7.9242447011640699E-3,1.6671098523513592E-2,4.6162446251875159E-4,5.8227497828577566E-4,5.9433262653112523E-2,1.0594390943194676,0,9.7800022945107895E-2,3.5806538484070422E-2,7.7493029819436969E-3,1.5847605439988765E-3]
[null,553,0.9962089024887123,1.0144702998176287,0.97517132512181692,1.0004380367643451,0.99627874199163735,0.99491038414834954,1.030371143020768,null,1.3154992114681925,0,6.2827664452173144E-4,5.3592846875590142E-2,7.7407667600616356E-3,1.5972672325043322E-2,4.3704951023573188E-4,6.2641322444543916E-4,6.1982227709758177E-2,1.0335795790542843,0,9.760601111267822E-2,3.5735460920325576E-2,7.1495703204132229E-3,1.7048902998765445E-3]
[null,554,1.0054868631428211,0.98024023112917458,0.96499367015705362,0.99957981354998771,0.99888835067149417,1.0088807425290995,1.0086689787294958,null,1.3152977269556081,0,6.5353487925191476E-4,5.4057889930743196E-2,7.7728714744030461E-3,1.5835043838085133E-2,4.3432083266142562E-4,6.5162338605393182E-4,6.1655842351269731E-2,1.0330048450120661,0,9.7491585271638523E-2,3.6269511180189104E-2,7.004224508501895E-3,1.7735040492473208E-3]
[null,555,0.9930904738985884,1.0223453669057687,0.97153156707049249,1.0176296346610407,1.0283340188195136,1.0137161650142024,1.0050772397598839,null,1.3357273794218216,0,6.4501041370035523E-4,5.4420373999257941E-2,7.7402047384051821E-3,1.6175096932515686E-2,4.3539806719813939E-4,6.4313285219403076E-4,6.0971843625442106E-2,1.0514538835686533,0,9.9230520657179938E-2,3.636751355585284E-2,7.184026223839614E-3,1.7503956149844044E-3]
[null,556,0.98026955794990311,0.97363308540565563,1.0152255331329367,0.97452768282596147,0.97832363617319595,1.0150778191776078,0.99833837134403625,null,1.2966905332609733,0,6.0947096578224549E-4,5.8682443961378998E-2,8.0071188841338917E-3,1.6083207796874017E-2,4.7071218702056101E-4,6.0769923593408613E-4,6.3067381953736165E-2,1.005643432124206,0,9.7186538460395475E-2,3.8205166633157504E-2,7.692345997704555E-3,1.6539569922132959E-3]
[null,557,0.97428795121131151,1.0279379774796742,1.0211321167384952,0.98000101266462325,0.99187512493587815,1.0057008938885135,0.99994103352943253,null,1.2994066259316033,0,5.8724080833407323E-4,5.7557148648990433E-2,7.8847355159642439E-3,1.6217931291390712E-2,4.6625019962368697E-4,5.8551778479733153E-4,6.1451612808009905E-2,1.0111223530468676,0,9.8004123747811242E-2,3.7343089688924816E-2,7.7675176132241371E-3,1.5935863943324522E-3]
[null,558,0.98885455170876535,1.008056890402462,1.0168783287669307,1.0305882741795884,1.0391568721132498,0.9714021110177623,1.0101423611065394,null,1.3494923584458272,0,5.682472323936252E-4,5.4979608430608756E-2,7.8284581302070014E-3,1.6906467082111909E-2,4.6096775679987798E-4,5.6652106819616373E-4,6.0736049994146342E-2,1.06344409758906,0,9.9912100210923602E-2,3.5759734903240782E-2,7.9247169189146944E-3,1.5418835940100184E-3]
[null,559,0.9974035936892125,0.99214753759211283,0.99102088527151089,0.99285144764202837,1.0076284209372299,1.0105332868835564,0.99936784502827458,null,1.3105002964709016,0,6.2233174954321E-4,5.569546836561784E-2,7.8045149829484139E-3,1.6050476101185221E-2,4.4779250482519979E-4,6.2051449755523818E-4,6.1261327125556313E-2,1.0252653305582475,0,9.8142816527174576E-2,3.6784616091005064E-2,7.3609355565320972E-3,1.6888359097962137E-3]
[null,560,1.0039106032353513,1.0397877925280781,1.0123774928482965,0.99305859725927015,0.99721180589453973,0.98964387182048308,1.0246337611744121,null,1.3057358389750173,0,5.6850524203893075E-4,5.4265521575405512E-2,7.6149632508763585E-3,1.6279193958954673E-2,4.4638863243040198E-4,5.668101263158966E-4,6.023611739110582E-2,1.0248490441988254,0,9.7501689036995132E-2,3.5388737571606765E-2,7.6132081596159999E-3,1.5426703149239471E-3]
[null,561,0.97826626446170706,1.0314886349887558,0.98636555326488262,1.0171845113831524,0.9867215351252977,1.0140023567792313,0.97956770358418777,null,1.3347705101788552,0,6.3292939108332508E-4,5.5852702528796046E-2,7.8332258260344276E-3,1.631202792896902E-2,4.4732844403680183E-4,6.3108751623576638E-4,6.0061311364325805E-2,1.0505353478976005,0,9.761228091271569E-2,3.6991588845592838E-2,7.408926124380778E-3,1.7176121812499398E-3]
[null,562,1.024021670612091,1.0025937619762861,1.0171371237357059,1.0178273103211506,0.99585779691028531,1.0102683462913886,0.99739381428673024,null,1.3318512503157396,0,5.7162152306040393E-4,5.5355774501482227E-2,7.5761241399909529E-3,1.6666095867508446E-2,4.4622440323345948E-4,5.6995191072307385E-4,5.923494785456343E-2,1.0502685986850253,0,9.6956552813869029E-2,3.5998936328162999E-2,7.7984441178488685E-3,1.5512212163913326E-3]
[null,563,1.008876646000183,0.96002791396468967,1.018955765719477,1.0139186936600424,0.98504258102596631,1.0135492258884695,0.9748564410370042,null,1.3324162398608776,0,5.9003983009555338E-4,5.7454345602118435E-2,7.8249153677124299E-3,1.6643679564979998E-2,4.6171281653263418E-4,5.8832199962720116E-4,6.0248806187205128E-2,1.0461815057481112,0,9.679872369989935E-2,3.7323882960947366E-2,7.8791672011491037E-3,1.6012185426901864E-3]
[null,564,1.0067530984474393,1.0088866434121861,1.0089680021912175,1.0436733571521399,0.99445020816705387,1.010791906476278,0.96876182133763933,null,1.359511043459223,0,5.9021034654736522E-4,5.5763936094687279E-2,7.6848239884114624E-3,1.6927874643124272E-2,4.4895167961730542E-4,5.8848733225047752E-4,5.8333266133745891E-2,1.0771889032833213,0,9.729456088742941E-2,3.6439062428744673E-2,7.8297188108493523E-3,1.601668523588861E-3]
[null,565,0.98830843303196292,1.0327482017356178,0.99287646736280832,1.0235871260191152,1.0096226903231149,0.9941273927339378,0.97432767715262936,null,1.3382150233609209,0,6.0569642076492905E-4,5.4508981119647658E-2,7.7514425177500441E-3,1.6469779011593477E-2,4.4558144409852441E-4,6.0389855697768572E-4,5.8510075723156411E-2,1.0569474541908221,0,9.8469997113926067E-2,3.5961053857969126E-2,7.5088434487571333E-3,1.6436127969874557E-3]
[null,566,1.029305869354245,1.0493751327159051,0.99206186277891673,1.0159736363176375,0.97983775547552654,0.98478370397470494,0.98311564993281342,null,1.3195366469769192,0,5.7340348234068345E-4,5.147444628485285E-2,7.3951140556532853E-3,1.6285420782587243E-2,4.2474898043116049E-4,5.7168532357896283E-4,5.5935491873619014E-2,1.0491106487949113,0,9.6029601340275036E-2,3.397563254608113E-2,7.3513214825026351E-3,1.5559389947656676E-3]
[null,567,0.95846024475934399,1.0113737645022831,1.0004907164966315,1.0272233892787925,1.0117151823003576,0.97810142006321521,0.97248962999761546,null,1.3478463250706623,0,6.0994760283012209E-4,5.6166514001111716E-2,8.0619215888235677E-3,1.6650033869527615E-2,4.6699604445616039E-4,6.0810745608539957E-4,6.0410539396690041E-2,1.0604686468738265,0,9.936069061857393E-2,3.6886823837216962E-2,7.7209309542847259E-3,1.6550680328954346E-3]
[null,568,1.0048319575410649,0.99277412328992587,1.0227140957584888,0.98571063012546722,1.0366039143342349,1.0266109443907754,0.99965523632144793,null,1.3069906788350376,0,5.8744043522531927E-4,5.7855584203644513E-2,7.7526360005133145E-3,1.6335373730931028E-2,4.5915952012915546E-4,5.8575193250179152E-4,6.1326473894939559E-2,1.0169678879817792,0,9.9396591817671964E-2,3.7502041447558261E-2,7.8023950733963829E-3,1.5942236671972218E-3]
[null,569,0.97609870165107404,1.0013770078483779,1.0336033660661503,1.0113766897834719,0.9643517358477286,1.0086031049112776,1.028316265564942,null,1.3356639172611715,0,5.7879835204514417E-4,5.8903984328709066E-2,7.9561011220627906E-3,1.6830937262847612E-2,4.7631572393761737E-4,5.7710498617029207E-4,6.4075012443004301E-2,1.0431292206978025,0,9.6639280012275286E-2,3.7940684456544485E-2,8.1433850501133973E-3,1.570689529747973E-3]
[null,570,1.0096460982131981,1.0302763212172725,0.96908261531488449,0.96680621811211098,0.96414997316661544,1.0068249647603691,1.0190963650845699,null,1.2753080537014634,0,6.3136040518343831E-4,5.287412263115171E-2,7.5892027315318713E-3,1.5390859200154736E-2,4.2583694991589428E-4,6.2950999851413118E-4,6.0345699156427429E-2,0.99901376190122704,0,9.5714394620958917E-2,3.5386892381770889E-2,6.8558158369526083E-3,1.7133186980402267E-3]
[null,571,0.9761578325170539,0.97031440009110603,0.98113119329368437,0.96615050707931438,0.97978329473495251,0.98554408417857231,1.0345555654734471,null,1.2853491059130111,0,6.3863627455949302E-4,5.5466365930977611E-2,8.0431603417685568E-3,1.5600032617190071E-2,4.5688497264223738E-4,6.3672412725413916E-4,6.4747651135263928E-2,0.99798105344037569,0,9.7325547308364638E-2,3.6851662066188416E-2,7.1457070692120947E-3,1.7329531783336276E-3]
[null,572,1.0119321793134615,0.98922743065951646,1.002507372327119,0.97756525094133073,1.0027445854427761,1.0292271723410866,1.0133871222601905,null,1.2955521900859288,0,6.1076149113416332E-4,5.6593639088616109E-2,7.7043354470579112E-3,1.5969692619597405E-2,4.4718728288881419E-4,6.090104182548819E-4,6.1911120211583057E-2,1.0091447716503874,0,9.7562633136693347E-2,3.7122865090342912E-2,7.4401710333823383E-3,1.6575255982593665E-3]
[null,573,0.98786660325145204,0.99610414397011116,0.97288886447218226,0.99288177662391608,0.99271909496555877,1.0043014307633207,0.96246581562080225,null,1.3071347230209795,0,6.4729870146726886E-4,5.4836811460902302E-2,7.8628264489082229E-3,1.5805253310431894E-2,4.429089703374805E-4,6.4539681550587074E-4,5.9238984687435596E-2,1.0258422166871066,0,9.7641306819623949E-2,3.6615598866924746E-2,7.0941602784658419E-3,1.7565573768039281E-3]
[null,574,1.0035574334380477,1.0220365626372736,0.98623727141551687,0.98345427482062897,0.96007995841461979,0.99151812470623701,1.005144211535814,null,1.2926318300860389,0,6.0568430953119364E-4,5.3424199103735637E-2,7.6639548771860744E-3,1.5809227933545722E-2,4.3760510392369228E-4,6.0388175054956067E-4,5.9691104256844103E-2,1.0157029912845374,0,9.5685117700900379E-2,3.5385903295734947E-2,7.1899620331830243E-3,1.6435670554303364E-3]
[null,575,0.98498008935867121,0.97503521541583715,0.9661853338057389,1.0156265277742917,0.9954994916767268,0.9992881551034295,1.0050833538952397,null,1.3350018941078707,0,6.6058065900505844E-4,5.4836721703281278E-2,7.951912949739048E-3,1.6086683249792028E-2,4.4486788383058353E-4,6.5863001088876016E-4,6.2594545589907014E-2,1.0495508754125715,0,9.784185908337481E-2,3.6765290577292442E-2,7.1385145338810274E-3,1.7925737723144671E-3]
[null,576,0.99915330792272594,0.98377143292637703,0.95990502072530537,0.99533938786644061,0.97649374124033106,1.0387638780450779,0.97630468836687367,null,1.3119929211269183,0,6.8331691651321146E-4,5.5661367295073455E-2,7.8096494582069968E-3,1.5693806363266536E-2,4.3410262171863248E-4,6.8137581096139191E-4,6.0832144310441677E-2,1.0287790786249864,0,9.6559047127804651E-2,3.7461886438759057E-2,6.9092996502496404E-3,1.8544803419611915E-3]
[null,577,0.99537777878121037,1.0108806576878278,1.0133952722489135,0.99826095218738975,1.0039450417144591,0.98521033581456274,1.0196390638775021,null,1.3144413486635573,0,5.7606412395869058E-4,5.5155478299225985E-2,7.7675998369848677E-3,1.6386228645487607E-2,4.5579894103129037E-4,5.743387402695686E-4,6.1240392460293114E-2,1.0301880881077614,0,9.80402583334226E-2,3.5947582521079428E-2,7.6984861816593317E-3,1.5631607202989191E-3]
[null,578,0.98525492611951138,1.0162928381132705,0.99603569595045538,1.0034060882642157,1.0288367233036002,0.99454711029710741,0.99745176348277897,null,1.3213758335243067,0,6.0775547653638617E-4,5.5219108040292217E-2,7.8263634228793073E-3,1.6266630021808975E-2,4.5132351301800406E-4,6.0595226225012894E-4,6.0619880316753853E-2,1.0360138052789325,0,9.9480740538576792E-2,3.6360905613497939E-2,7.4896776870977781E-3,1.649202305735285E-3]
[null,579,0.99450619910825211,0.97652215271929288,0.97800326430647233,1.0064276504881382,1.0051868853662858,0.98646763026341233,1.0036867224836394,null,1.3228623647122475,0,6.2990323473261043E-4,5.4192710571144082E-2,7.8738761272106102E-3,1.6088562195565505E-2,4.4584887470484636E-4,6.2801900081150305E-4,6.1471192670049808E-2,1.0396807811124491,0,9.8082605393711442E-2,3.6073541591252409E-2,7.2458697162798109E-3,1.7092606938009336E-3]
[null,580,0.99879330305008607,0.99714040201642318,0.97957476198212956,1.0041146562703374,0.99498243823323562,0.98315807615587647,1.0105934790655329,null,1.3176771494417656,0,6.1788202719966889E-4,5.3411329295689036E-2,7.7752129146355913E-3,1.6058527512807608E-2,4.4096644062052807E-4,6.1602753064842581E-4,6.0839270953376323E-2,1.0372433952060396,0,9.7483828913100645E-2,3.5519659527861965E-2,7.2301893091803841E-3,1.676623865004114E-3]
[null,581,1.0310509988502605,1.014076431670214,0.99433745877873181,0.98575849681988559,0.96635743081585768,1.0231522077502679,0.97230537653476146,null,1.2932529951461904,0,6.0009530924364212E-4,5.4248511815353617E-2,7.484873037746414E-3,1.5898455548413553E-2,4.3089261743002518E-4,5.9836460122959778E-4,5.7350582173872552E-2,1.0178427881189569,0,9.5339232719329758E-2,3.5757994497213223E-2,7.2728441321777164E-3,1.6285511937091819E-3]
[null,582,1.0150754898485481,0.97540165730071982,1.0370735033806673,1.0120607587622179,1.0222225811900378,1.0348389418386743,0.98542727313766409,null,1.3344312844631758,0,5.7292520062746848E-4,5.8923561335544009E-2,7.7323089577995456E-3,1.6859616978326272E-2,4.6450403419972863E-4,5.7129151314798431E-4,6.0671992443637884E-2,1.0437339093367379,0,9.8468012213973541E-2,3.787723941528174E-2,8.146906262563534E-3,1.554867172592118E-3]
[null,583,0.99153775594845972,1.0006139302957779,1.0144054085406622,0.9981607365018913,1.0001021639318575,1.005569891221799,0.99991445344873497,null,1.3170831690282736,0,5.914175611882994E-4,5.6801852766858042E-2,7.8298377641031116E-3,1.6395479218266042E-2,4.5991420867085134E-4,5.896820565720602E-4,6.1247732147226765E-2,1.0300550725031874,0,9.7951917890702303E-2,3.6998629781433978E-2,7.7395480830906548E-3,1.6049201693514419E-3]
[null,584,0.96652034114670082,0.99321650881128309,1.0165353879960541,0.98086068021634976,0.98513389547119645,0.97941210436978776,1.0094872389953815,null,1.3010739348163674,0,5.9008061954918072E-4,5.7034424831699189E-2,8.056926039374487E-3,1.6195001229870977E-2,4.7425875722043975E-4,5.8830279171115645E-4,6.2852885732748415E-2,1.0121410009006051,0,9.787724664593711E-2,3.7103687761320552E-2,7.7391144803552201E-3,1.6011662650746012E-3]
[null,585,0.9832943469655504,1.0318802169419903,1.011066718756563,1.010794349672814,0.98845596810367253,1.01210752056509,0.9941239634076956,null,1.3293357494386924,0,5.9703915192732689E-4,5.6767891314876376E-2,7.7980758085686537E-3,1.6521912487140574E-2,4.5652467050304505E-4,5.9529846776406399E-4,6.0596200213663617E-2,1.043191539703233,0,9.759429071213907E-2,3.7049220591175019E-2,7.7416284323896965E-3,1.6202061891666245E-3]
[null,586,0.97974000498939495,0.99302339142639107,0.99661637916359114,0.9651842964076216,1.0200737067313865,1.0313281032747714,0.96946458973146954,null,1.2865069926347119,0,6.3890911792222071E-4,5.8157777231639472E-2,7.9438221155062102E-3,1.57393807860799E-2,4.5836502251702792E-4,6.3708107641673466E-4,6.1106573315854229E-2,0.99653317501265037,0,9.9199060517489765E-2,3.8282719542038296E-2,7.354022456155092E-3,1.7339246762859532E-3]
[null,587,0.99639583913660468,1.0168090551034212,0.9888394783112,0.99567169891709806,1.0308016213775371,0.9796178533163048,0.96691989430657233,null,1.3070369962946298,0,6.0070858888819887E-4,5.3401968554429392E-2,7.7355244081320097E-3,1.6030951155115842E-2,4.4285653021832518E-4,5.9889912063283343E-4,5.764533989480071E-2,1.0282429567377764,0,9.928647556987634E-2,3.5315974905966122E-2,7.3067520272476726E-3,1.6300059793205159E-3]
[null,588,0.98632117931967356,1.0450941836833691,1.0278863885585443,1.02040383561916,1.0095471412804438,1.0206806024516892,1.0057069298921604,null,1.3417892153239059,0,5.7666472306711698E-4,5.768614536705146E-2,7.738802022079945E-3,1.6876765275737435E-2,4.6069614739460246E-4,5.749975628369416E-4,6.0978817298357371E-2,1.0526080965524316,0,9.85563914290261E-2,3.7279699583909386E-2,8.0405149900010606E-3,1.5649538181465078E-3]
[null,589,1.001879919319439,0.99818850341859211,0.95783432687755987,0.95688248751715932,0.97557011036101504,1.0257356837891298,0.97574491751288706,null,1.2681446766705207,0,6.7186666769184097E-4,5.4384344020469974E-2,7.7426989322921845E-3,1.5128939260022256E-2,4.2946558018181006E-4,6.6993384751874046E-4,5.9773139678642659E-2,0.9890915890053682,0,9.6444661979845525E-2,3.6648978183666484E-2,6.6794537608918549E-3,1.82333908931253E-3]
[null,590,1.0119914952991445,0.98866785006197455,0.99429675128581874,0.99561187742353852,1.018951089626045,1.0034703158057803,1.0096148199632728,null,1.311411432777146,0,6.0580457825279812E-4,5.4754784588249651E-2,7.7036275012194412E-3,1.612510365054512E-2,4.4346777156803317E-4,6.0402313562790688E-4,6.0899383136145437E-2,1.0280180880067591,0,9.8336063645163535E-2,3.6092582169247919E-2,7.39616189186495E-3,1.6439518590060168E-3]
[null,591,0.98394959023350903,0.99385561573771386,0.99170471699930485,0.96262199885031607,0.9934479094124764,0.99969806420796847,1.0314449976792348,null,1.2811966153717937,0,6.2276506741004516E-4,5.5847814697874282E-2,7.9059591365312123E-3,1.5663545700500565E-2,4.5392637864590294E-4,6.2092684011266297E-4,6.3686224739395336E-2,0.99402920984093945,0,9.7797312765926334E-2,3.6870143793538292E-2,7.2543583754303038E-3,1.6899581703088368E-3]
[null,592,0.96849499972843145,1.0040544100744782,0.95758695244645475,0.95340744460031401,1.0429515663579216,1.0254075986016296,0.98453236550607282,null,1.2743652391821112,0,6.9353107551566235E-4,5.6095849970664698E-2,7.9907843356779844E-3,1.5164882891248708E-2,4.4311335366352866E-4,6.9153529300488095E-4,6.21849212079537E-2,0.98550689355327459,0,0.10055530699156263,3.7808090035274335E-2,6.7352615222886925E-3,1.8821311030112137E-3]
[null,593,1.0296367866300045,1.0192030560108889,1.0184762934495195,1.0015781694030925,1.0243268783321553,1.0007377016805223,0.99898647611979841,null,1.3129702697833217,0,5.5789593552740184E-4,5.4243819925775129E-2,7.4857673306650595E-3,1.6453189956466698E-2,4.4149058496356045E-4,5.5625089442279646E-4,5.8210224696635719E-2,1.0334623339909317,0,9.8203436337868863E-2,3.5248135714411218E-2,7.7095847201470342E-3,1.5139315665607864E-3]
[null,594,1.0030581864845618,1.0045635833241875,1.0177215166618707,0.97646795098659267,0.98210614953051312,1.0031024107943765,1.022194454813572,null,1.2921446750306431,0,5.782708285067404E-4,5.609735111050692E-2,7.7285349187949989E-3,1.6115002406192902E-2,4.5546612106843796E-4,5.7656972856937223E-4,6.168944603111981E-2,1.0075742997018595,0,9.6797809042872635E-2,3.6468701957587828E-2,7.6505321055716658E-3,1.5692327350058898E-3]
[null,595,1.022521066544799,0.98883690975312488,0.98366007272656186,1.0020177390926452,1.0162190341104329,1.0110728288971758,0.97267031099774015,null,1.3140892398518922,0,6.1751995720745736E-4,5.4048356015842167E-2,7.6212162280368135E-3,1.6049070987233478E-2,4.3402948389035975E-4,6.1571771823574562E-4,5.8273232577222091E-2,1.0349532012219473,0,9.7939964648439473E-2,3.5854853103364573E-2,7.2413371671414036E-3,1.675780657746433E-3]
[null,596,0.95884172460549855,0.9850932204949634,1.0143200086177626,1.0434232400626029,1.0089299921019725,1.0407006858585592,0.99573519144527056,null,1.3772866180476615,0,6.3703444597472999E-4,6.1173370874490242E-2,8.1475982438765759E-3,1.7103922991027854E-2,4.785382787778981E-4,6.3522818335703772E-4,6.4723287006864097E-2,1.0767664679082625,0,9.9231419045186675E-2,3.9848075029511605E-2,8.0868632200984912E-3,1.728881712183491E-3]
[null,597,0.99766609331042766,0.98936834251553285,0.99743908517812208,1.0145032270980452,0.9778595884131025,0.976360976752773,1.0160088459527725,null,1.3290897921933114,0,5.9385178107712795E-4,5.4182160775759852E-2,7.8128056793982919E-3,1.6410523481055959E-2,4.5117883697220893E-4,5.9205700005574762E-4,6.1298001991151388E-2,1.0474290518411651,0,9.6703347851373994E-2,3.5648268987690135E-2,7.5448635471517221E-3,1.6113839826141306E-3]
[null,598,1.0247521050059847,0.99178704687805741,0.9982495154383183,0.97872606756770475,1.0212170056331149,0.99962748410698932,1.03594426126086,null,1.2925381218187726,0,5.9036176642759996E-4,5.3999613820478104E-2,7.5990687786115915E-3,1.5939272969618515E-2,4.3919388412281803E-4,5.8861906152234643E-4,6.1490176456826341E-2,1.0104670799626945,0,9.8145148898832635E-2,3.5511027132796531E-2,7.3472555724528642E-3,1.6020270472423448E-3]
[null,599,0.97342795936565407,0.98526357073737303,1.0099485022409755,1.0187558040109768,1.0207837916049798,0.98323276976370533,0.98964417847955932,null,1.3407079261689152,0,5.9820765053637652E-4,5.6682440575398625E-2,8.0238452679799403E-3,1.6659842508109153E-2,4.6921730431720437E-4,5.9641234059080799E-4,6.1558196259320727E-2,1.0514417203083219,0,9.9412557720199496E-2,3.7017842916788252E-2,7.820820834612557E-3,1.6232377838129427E-3]
[null,600,1.0298314362865062,1.0069880023346225,1.0195743748103798,1.0301130058773855,1.0308897512818331,1.0018990265525518,0.98868175212644838,null,1.3437143760887449,0,5.5985719217212487E-4,5.461533444930862E-2,7.5207978446248545E-3,1.6874960512654393E-2,4.440413247564934E-4,5.582082815130656E-4,5.8007265704454837E-2,1.0628725170029152,0,9.8517648989931261E-2,3.5466739378563428E-2,7.8774608632256726E-3,1.5192589289680185E-3]
[null,601,0.96160161289382606,1.040758727617803,0.99689057050090968,1.0249962540724578,0.99296984049869808,0.99552145566293437,1.0132704067664224,null,1.3463639230310831,0,6.163187785613967E-4,5.6142163083853933E-2,7.9431488376401262E-3,1.658809287769487E-2,4.584527385192729E-4,6.1449194662906419E-4,6.2328472927795378E-2,1.0582794134830449,0,9.836531160311851E-2,3.6949891494206244E-2,7.6383583056324261E-3,1.6724445115085477E-3]
[null,602,1.0312604329358646,1.001103448224566,0.96145666370917493,1.0075838433180409,0.98325823487039599,1.0052111276841862,0.96584507128186847,null,1.3134873145041877,0,6.3416669342075151E-4,5.1896208673679889E-2,7.5141976743546227E-3,1.582044002063164E-2,4.1834619676282901E-4,6.3230507803418176E-4,5.6808482710503296E-2,1.0413865252984011,0,9.6116140329504218E-2,3.4894599218965018E-2,6.9133100136761563E-3,1.7209259830960884E-3]
[null,603,1.0185336416208131,1.0146661921834961,1.0333271789647491,0.9839508867308524,0.99169600990429507,1.0229341266558007,0.95468896737955022,null,1.2961536518701389,0,5.5992885726631545E-4,5.6938574922726942E-2,7.5844590897293429E-3,1.6337278936686694E-2,4.5394252809525479E-4,5.5831364724207456E-4,5.7015530831485597E-2,1.0148501940201975,0,9.6903718514100609E-2,3.6680607498895068E-2,7.8714150384972346E-3,1.5195456997485776E-3]
[null,604,0.99702316233910715,0.99172129065118753,1.002194090688574,1.007243173376885,0.9996599654619116,1.032656602454487,0.9902389962178737,null,1.328250023392201,0,6.2173801095534355E-4,5.75567887626246E-2,7.8115936546562697E-3,1.6380920256296987E-2,4.5327036061910427E-4,6.1996138782621942E-4,6.1423015080881639E-2,1.0397907876702743,0,9.7779292855373096E-2,3.7761665111825778E-2,7.6071357353304824E-3,1.6873305274463979E-3]
[null,605,0.98428063736713878,1.005648910030337,1.0413319650223849,0.99773896875830048,0.99703471794086507,0.99523680527469038,1.0010470788168468,null,1.3180074601847456,0,5.5637395907847601E-4,5.7953531944467965E-2,7.8784756389172587E-3,1.670473365982492E-2,4.7527153600799063E-4,5.5472433804801225E-4,6.1309751225313271E-2,1.0288423747521203,0,9.8018362320763816E-2,3.7162370553350213E-2,8.154461391673036E-3,1.5097767833377978E-3]
[null,606,0.97397949377086079,1.0005135097074667,0.98733906324996445,0.99970393609847807,0.97970819566101408,0.9759409083094357,1.0055882853864788,null,1.3160525988524354,0,6.1811387132532872E-4,5.4699903133284142E-2,7.9644878745730036E-3,1.6099456458190907E-2,4.5527291240040393E-4,6.1624495961351924E-4,6.1747970371776192E-2,1.0324522799366491,0,9.738558814387141E-2,3.6206908287548814E-2,7.3653850108812381E-3,1.6772156349716594E-3]
[null,607,1.0061683600544939,0.98915964081419516,1.0157533927257905,0.99555050266370115,0.99013715423026061,0.99897244151914255,1.0111374055806297,null,1.3118411149737244,0,5.800386929753653E-4,5.5934986676640465E-2,7.7519323493537009E-3,1.6361873454022707E-2,4.5595041030057601E-4,5.7832533829200886E-4,6.1210423077972025E-2,1.0273220908641836,0,9.7107775345943059E-2,3.6405151806696845E-2,7.7186334173602556E-3,1.5740109259343178E-3]
[null,608,1.0091263785581386,0.96148160427178808,0.97381114398113255,1.0268767732896498,1.0157962903264364,0.99359924653311305,0.98837467379667343,null,1.3429688171368224,0,6.3463323255856725E-4,5.3912438706868328E-2,7.8070968101413936E-3,1.6308680437536579E-2,4.4018371419944353E-4,6.3274847551483143E-4,6.0369368595760906E-2,1.0609367920082275,0,9.8230234999482566E-2,3.5978229657406144E-2,7.2655441993693072E-3,1.7221327648724765E-3]
[null,609,1.0403213502105668,0.96670553289068539,1.0211761075655836,1.0463695988138388,0.97887550403616563,1.0127380099527019,0.9810655653791126,null,1.360286383819908,0,5.6753630335858434E-4,5.5634373445013152E-2,7.5679218546149535E-3,1.7095920455198796E-2,4.4753553094016926E-4,5.6588266569515056E-4,5.8560028424713931E-2,1.0795972278330952,0,9.5760066713484679E-2,3.6094664610896811E-2,7.9901525167614899E-3,1.5401460728515879E-3]
[null,610,1.0235246996421146,0.98970649445707926,0.98557475235850511,0.98448268130211669,0.99381828247480053,0.97983010357564848,0.96401632379287949,null,1.2901246140234552,0,5.95278056079288E-4,5.239935198801516E-2,7.6115265330495242E-3,1.5792003807948853E-2,4.3431988876364673E-4,5.9348533422256622E-4,5.6770685665326143E-2,1.0167848089423637,0,9.6834744639616305E-2,3.4720910746082273E-2,7.1627830967802468E-3,1.6152714373659787E-3]
[null,611,1.0038614391141814,0.99676550070719305,1.004815978888203,0.99115045536885349,0.96915915148384324,0.98092554769049822,1.0245834542103411,null,1.3039276570163318,0,5.8220299401196484E-4,5.4317180453222869E-2,7.7432949404553312E-3,1.6160791217492292E-2,4.5049070150106173E-4,5.804516066674042E-4,6.133777742388144E-2,1.0231009777817723,0,9.6137306768288092E-2,3.5580897960271592E-2,7.5208932292624457E-3,1.5797979275279615E-3]
[null,612,0.96533988981542718,0.95907391393278241,0.98785217569985895,1.009852015603063,0.975750023162817,1.0318850991711794,0.99011091620036218,null,1.3378015171002058,0,6.699353201138177E-4,5.9387659717892158E-2,8.173024559627047E-3,1.628534124495358E-2,4.6743615608263288E-4,6.6801954136094181E-4,6.4537159502219277E-2,1.0429171754798632,0,9.7422374360099304E-2,3.9297719285513309E-2,7.4974135937056346E-3,1.8181289790018568E-3]
[null,613,0.98768017931320129,1.0152994012677647,1.0148694326458672,0.96648400880603358,0.98508482257887386,1.0003241581880227,0.98622141068716429,null,1.2812151609751632,0,5.8663184413649627E-4,5.6420302173397781E-2,7.8148569283154074E-3,1.5924438377504846E-2,4.5924668557728002E-4,5.8490135572567665E-4,6.0014850495000653E-2,0.99735302133187853,0,9.7323520166139391E-2,3.6740084126861958E-2,7.57466250129093E-3,1.5919086776051967E-3]
[null,614,1.0065697128858764,0.98671292800305044,0.98953957368352785,0.96378149927059831,1.0022513590260069,0.99352310227668383,1.0272130674646258,null,1.2778417365803929,0,6.0948494047888128E-4,5.4299282613731792E-2,7.7500917617876284E-3,1.5630941558760922E-2,4.4400472918412851E-4,6.0767473103006309E-4,6.2044467803351051E-2,0.99528923644786138,0,9.7654827807069924E-2,3.5894322863194557E-2,7.1824809069559433E-3,1.653890297942585E-3]
[null,615,0.98860097973083494,0.9969464260417078,0.98787170805785141,1.005643671510412,0.99597897506584676,0.98157493153744979,0.99925890828244535,null,1.320879573085064,0,6.1268711775115886E-4,5.4308010688864788E-2,7.8580428182544425E-3,1.6180584124009415E-2,4.4943042892651731E-4,6.1084524717974938E-4,6.0742678907967272E-2,1.0385704475657473,0,9.7796988664844403E-2,3.5936016923488044E-2,7.3766954357908643E-3,1.6625193977416628E-3]
[null,616,0.97583066379214789,0.99060470840754977,0.96097426288987953,0.98098046257001326,0.99491815802904282,1.0363080749926421,1.0062516438265079,null,1.3035454730829761,0,6.9453196773195725E-4,5.6758125531979502E-2,7.9744611454805932E-3,1.556994573614975E-2,4.437510292170598E-4,6.9255432801128215E-4,6.3883226521348951E-2,1.013905282956971,0,9.8043752003744614E-2,3.8174998809297311E-2,6.9090024081315451E-3,1.8849045803738381E-3]
[null,617,1.0180719704293837,0.95630793425323746,1.0076801619061979,1.0106255061435996,1.024991765385032,1.0076531503692878,1.0117523487967623,null,1.3303227925857899,0,5.9601902650936777E-4,5.6093692081377503E-2,7.7635178928920209E-3,1.6509845433820933E-2,4.5296496931810152E-4,5.9427363493508257E-4,6.1900065906202902E-2,1.0431182021802727,0,9.8496984637779311E-2,3.6682425342482006E-2,7.6894226011754042E-3,1.6174169320421882E-3]
[null,618,0.99558631318014612,0.9866789749721766,0.99455882996602551,1.0057493556291341,1.0085385720929003,0.98203107064526329,1.0033628092431661,null,1.3217566893011981,0,6.0278872313507975E-4,5.4521863611896662E-2,7.8369419940437345E-3,1.6269314217119003E-2,4.5126139688388161E-4,6.009774509885868E-4,6.0923044791242845E-2,1.0384776419470247,0,9.8236144746173718E-2,3.5933425890117145E-2,7.4731994694143076E-3,1.6356625094274585E-3]
[null,619,0.98096492649285916,0.99525357449752128,0.97569071937321572,1.034438654110889,1.0391886589763024,0.99008741441276171,0.9871546873080187,null,1.3544711974176096,0,6.3913643748017101E-4,5.4604184327647715E-2,7.9215518213505438E-3,1.6466045696598389E-2,4.4749354662101796E-4,6.3723157399851987E-4,6.077939742802025E-2,1.0686901489645877,0,0.10006853778981845,3.6398357449718532E-2,7.3630509756360141E-3,1.7343342810920582E-3]
[null,620,0.99091419084782428,0.97214996062673009,0.98718983504650215,0.97549948257857466,0.97243806438448843,1.0135308446986264,1.0036606773016246,null,1.2937351802923835,0,6.3844831659749942E-4,5.6480258332863777E-2,7.9189108211271137E-3,1.5762224867203724E-2,4.5259922103900051E-4,6.365895168942582E-4,6.269703438027148E-2,1.0074593242146284,0,9.6598980913466539E-2,3.7388708844672061E-2,7.2464106835044163E-3,1.7325868133083256E-3]
[null,621,1.0347719269327038,1.0026523936157918,0.97358960721584853,0.96255071191423147,1.0178353310385546,0.97213725894851899,1.0291984936931169,null,1.2676140530177407,0,5.9573764621304428E-4,5.0570984866305298E-2,7.4869285253782872E-3,1.539618201153556E-2,4.2203644818971341E-4,5.9392934291269649E-4,5.9288126213396034E-2,0.99448364298362857,0,9.772021563684187E-2,3.3752862483321357E-2,6.8784022697908698E-3,1.6164798826530885E-3]
[null,622,0.98892548539610214,0.99682438912413152,0.99720776489909047,1.0213904922887234,0.96445781207704273,1.014490506716891,0.97635336442477971,null,1.3391083174296785,0,6.2092811285763207E-4,5.661942898703342E-2,7.8581665964448516E-3,1.6485635143520735E-2,4.5369270723842592E-4,6.1912203214748818E-4,6.0337181670330947E-2,1.0545468954546977,0,9.627431321801172E-2,3.7256962581007975E-2,7.5928010741198758E-3,1.685046077982416E-3]
[null,623,0.97857907110659537,0.98943200107597917,1.0365485329107025,0.96690912109599902,1.0267396709680061,0.99170348489739557,1.0042421009129729,null,1.2888957033158959,0,5.6689679003310632E-4,5.8204167596257281E-2,7.9748659164327693E-3,1.6239572228431181E-2,4.7882752496222351E-4,5.6520998077163546E-4,6.2289872490351242E-2,0.99718377467764019,0,9.9597090553319764E-2,3.7426141283399196E-2,7.9647626081213053E-3,1.5383152462403059E-3]
[null,624,0.98805318920924523,0.99767427562493061,1.0048818631256411,0.98803619358020445,0.99656210841953141,1.0222120347950212,0.98597422414128599,null,1.3077986942655662,0,6.161055470698505E-4,5.7498596087096683E-2,7.8643320949541625E-3,1.6139242620035632E-2,4.5756264135630916E-4,6.1432703036949838E-4,6.1200772660970446E-2,1.0198843971002081,0,9.7858109094136961E-2,3.7663440171994626E-2,7.5620246476975324E-3,1.6719956638146401E-3]
[null,625,1.0014424925680272,0.99161932989467627,1.0071885711771733,0.96131813635300256,1.0050565655947896,1.0297561073821255,0.96580056948574566,null,1.2778066384726503,0,6.1091441321821642E-4,5.7413892068642239E-2,7.7786705043126399E-3,1.576645503094324E-2,4.5362576472646475E-4,6.0916380157156533E-4,5.9565139957746351E-2,0.99223950913285774,0,9.7936259871424777E-2,3.7556676429231974E-2,7.4402172673263258E-3,1.6579430570845821E-3]
[null,626,0.97274017016697711,0.99553212740038144,0.97984195541114971,0.96477644262077356,0.97731618637528594,0.98436322172621071,0.95749986372483364,null,1.2774084809976838,0,6.3526779457051118E-4,5.4958816343718339E-2,7.9886820201933544E-3,1.54922198093545E-2,4.5319629023114337E-4,6.3336345111252913E-4,5.9274735115711207E-2,0.99659946727349169,0,9.7293951479677149E-2,3.654287344555248E-2,7.0826370374883919E-3,1.7238065257227585E-3]
[null,627,0.98252864840959664,0.98490066385717023,0.99310073807317112,0.99962286586502136,1.0415079137738188,0.9981885096088996,1.0162937032298613,null,1.3223834490303392,0,6.2317755492742231E-4,5.6120888321374761E-2,7.9464598617429456E-3,1.6221974513363942E-2,4.5689514682162069E-4,6.213353283013247E-4,6.3100915285506334E-2,1.0321954409769316,0,0.10016018076454698,3.7019510546358145E-2,7.4719558998179031E-3,1.6910699405002793E-3]
[null,628,1.0288952670576652,1.0086645558097811,0.98779405937435527,0.96782217608129217,1.0239215586555284,0.99319551912741211,0.97018440807605288,null,1.2739039322124559,0,5.929795975032913E-4,5.2550668413711907E-2,7.5150732396254668E-3,1.560136944666215E-2,4.2978096161804652E-4,5.9121782909602209E-4,5.6644152512515623E-2,0.99951286521738869,0,9.816700627656437E-2,3.477479072664421E-2,7.1008871502376567E-3,1.6091000358943897E-3]
[null,629,1.0211953864150785,0.9831244278735799,0.96514448396474928,0.99757995216929429,1.0316767998537506,0.96530678004184678,0.97201030450515202,null,1.3042194821267696,0,6.1477522460989169E-4,5.0868338932164789E-2,7.6443527509451065E-3,1.5765318455097238E-2,4.2720568384093272E-4,6.1289593021289089E-4,5.713474512289865E-2,1.030933474615328,0,9.8698664385406115E-2,3.4126374201410119E-2,6.9547865931238427E-3,1.6681006809503936E-3]
[null,630,1.0343425427533528,0.99049283512376507,0.96856305740406934,0.99666712918109657,0.98059570233622328,1.0013512860824201,0.97702706644764681,null,1.3027024786315371,0,6.2333469585293161E-4,5.2119096612476129E-2,7.525490005539307E-3,1.576097991975714E-2,4.2203765123326095E-4,6.2149782484513289E-4,5.7518044659016575E-2,1.0298853359684628,0,9.5923481968049631E-2,3.4892620895697703E-2,6.9657156197862813E-3,1.6915122025255539E-3]
[null,631,1.0063060117600056,0.95583344687268346,0.97589459205671669,1.0008014503192952,1.0016730733319443,0.96731760132657774,0.9824902980820982,null,1.3123053217078973,0,6.183725313309371E-4,5.2859122962114674E-2,7.8479654176118359E-3,1.5954105729494725E-2,4.4342869478257869E-4,6.1648616985863266E-4,5.9573724736651082E-2,1.0339329564886406,0,9.7618213182997265E-2,3.5230773069417388E-2,7.169045657915007E-3,1.6778721297439222E-3]
[null,632,1.0008068057336668,1.023569424818644,0.9784890621980401,1.0038644332794999,1.0461342851360906,0.98893946695012425,1.0073103362044771,null,1.3180954777977538,0,6.1518782776896861E-4,5.3004953763482021E-2,7.6785354623019868E-3,1.606150260127898E-2,4.3500288717722815E-4,6.1335221173328168E-4,5.985000173597748E-2,1.037018040466821,0,9.9906943861184705E-2,3.5272545052787783E-2,7.2004450539430382E-3,1.6693425288357353E-3]
[null,633,0.99140904431178711,0.98565319200865043,0.98278271063855716,1.0012651897079599,1.0113906999287186,1.0361437766921242,0.96963077093609407,null,1.3219926696234749,0,6.5472132018466354E-4,5.715656581871132E-2,7.8703104073798991E-3,1.6069018882990359E-2,4.4781663462400501E-4,6.5285674337314326E-4,6.0769783856008341E-2,1.0342025042585328,0,9.8465829149985473E-2,3.7936833299449933E-2,7.2990110513085123E-3,1.7768608412940833E-3]
[null,634,0.98879696129113781,0.99898816393972711,0.9968399945951546,1.0251513071699596,0.99868192353541285,1.0273829731898274,1.0244155431606028,null,1.349245658304393,0,6.2883488571386021E-4,5.7278815837711897E-2,7.852283183053135E-3,1.6601764176503463E-2,4.5318518864633731E-4,6.2702875956051438E-4,6.3649742437763834E-2,1.0584410494905201,0,9.793278400665173E-2,3.7699114033470642E-2,7.6321604926757637E-3,1.7065655835486826E-3]
[null,635,0.97584555833226838,1.0047686568856296,1.0236407557750411,0.99367134710265115,0.99873082203638552,0.99922428196602986,1.0214086856104942,null,1.3162244285703693,0,5.8480257205704826E-4,5.7752422831835015E-2,7.9448966756838386E-3,1.6471328977190555E-2,4.7097932299014744E-4,5.8307558090236751E-4,6.3236359672392967E-2,1.0251542684285166,0,9.829806069017262E-2,3.7414932949481249E-2,7.8959664928578074E-3,1.5869395204026575E-3]
[null,636,1.0278737109913334,1.0227892555987379,1.0029542926043236,1.0027845808497793,0.98799961411014436,0.97915651495283618,1.0278058904597498,null,1.3106768251282235,0,5.6393024012578626E-4,5.2317114566871513E-2,7.4843996457019408E-3,1.6278813893875674E-2,4.3461632592244569E-4,5.6223075611012963E-4,5.9211395155974275E-2,1.0351654901045235,0,9.6469951597750014E-2,3.4308563820145965E-2,7.4779727226614986E-3,1.5302067788128325E-3]
[null,637,1.025746267857808,1.0120662787939574,1.0240837489635815,1.0107047297369973,0.99125880263060995,0.98498683789334884,0.98152525714260375,null,1.3195100274013072,0,5.4633646181708687E-4,5.4023505304378959E-2,7.5366500369965662E-3,1.6614047327860936E-2,4.469745479308765E-4,5.446997448787862E-4,5.7173298883759043E-2,1.0427143174429367,0,9.6701066424931439E-2,3.4990109835889162E-2,7.8292011682225306E-3,1.4824931453374145E-3]
[null,638,0.99511103040078452,0.99019600872417057,1.0139290934411072,0.96969182077933136,0.99852266739951701,1.0082603894030051,1.0266868218796414,null,1.289165440409286,0,5.9393723626638287E-4,5.6962353968420809E-2,7.8343338615893907E-3,1.6008289252658299E-2,4.5995974776550887E-4,5.9219898855474734E-4,6.3099003056126521E-2,1.000690039793154,0,9.7785192700436563E-2,3.7113562876065424E-2,7.6026729722781178E-3,1.6117704285019113E-3]
[null,639,1.0134785433098952,0.9953486804200391,1.0000154063289637,1.0051189772992291,1.0292994075241775,1.0084603371133223,1.0161845385377486,null,1.3225074149912466,0,5.9914203032138168E-4,5.509734187519548E-2,7.6730170297952243E-3,1.633553571048444E-2,4.442560282935624E-4,5.9738889765087195E-4,6.1143732939311315E-2,1.0376630598737895,0,9.8807132128700223E-2,3.6194876719177607E-2,7.5243201689611247E-3,1.6258956502084889E-3]
[null,640,1.0055075653747227,1.0237126814275725,0.99754718619156235,0.99500539032790702,0.99843643928251169,0.97189903982565762,1.0404398326584972,null,1.306549807887265,0,5.7844663360109589E-4,5.2793125743671877E-2,7.646810847343353E-3,1.6144751449843255E-2,4.4164091570045153E-4,5.766903851136141E-4,6.1010305594705674E-2,1.0272952008209622,0,9.7505180904173872E-2,3.4732140032699713E-2,7.412846704308528E-3,1.5695611223448974E-3]
[null,641,0.97614169647619431,0.99786367515612029,1.0243696828811362,0.98459243911017436,0.9897159909269736,1.0214217527042597,0.99624082689697147,null,1.3080502348104468,0,5.9835441365962104E-4,5.9224598677335295E-2,7.9646091008570234E-3,1.6334484912178711E-2,4.7248940645365446E-4,5.9662580288904815E-4,6.2581317784906443E-2,1.0157668586369837,0,9.7855000555358174E-2,3.8352374874989117E-2,7.8764107143337644E-3,1.6238187578209245E-3]
[null,642,0.97828687396879199,1.0041327915097442,0.98836911266028304,0.99570501826005187,1.0053265676445491,0.9947796197087091,0.98925557002163667,null,1.3134238180009019,0,6.2503162030246799E-4,5.5487828599983441E-2,7.9182332497462378E-3,1.606007199628021E-2,4.5310092271049705E-4,6.2317758103510375E-4,6.0941867894636091E-2,1.0282914656943776,0,9.8513965329612777E-2,3.6705755928188442E-2,7.3572984794917111E-3,1.6960839451431752E-3]
[null,643,1.0171331694243511,1.0109914950840975,0.980642464161947,0.96742115729098688,0.99354499337844338,0.98915559526194596,0.98684137862130772,null,1.2740060357770524,0,6.0574426326605812E-4,5.2532496436776183E-2,7.5932595748021119E-3,1.5517665486165119E-2,4.3111463637036815E-4,6.039372201448027E-4,5.8085110531442823E-2,0.99930790932654834,0,9.6968219970093708E-2,3.4912703494982197E-2,7.0156453376095211E-3,1.6437180253830379E-3]
[null,644,1.0010637956693313,0.99186725467066328,0.9787669413745802,1.0300454874229261,1.0065103373459119,0.99472113434904375,0.99811303983343591,null,1.34609632189136,0,6.2610024984508048E-4,5.3991492812833511E-2,7.7738507088988907E-3,1.6410376153074207E-2,4.4052716595254876E-4,6.242429314922978E-4,6.0475094046976027E-2,1.0640550471456098,0,9.7984283999036997E-2,3.5923010295581891E-2,7.3455134038535571E-3,1.6989834778949732E-3]
[null,645,1.0142214026294758,1.0124735829217049,1.0089406082523864,0.97789842219837675,0.99177038885153068,1.0260082815068228,0.99994340992392639,null,1.2923592753767199,0,5.9387400223930031E-4,5.6107879267803598E-2,7.61740805675345E-3,1.6015598160944604E-2,4.4500101036853344E-4,5.9216600460078751E-4,6.0109904492030491E-2,1.0093025240580502,0,9.6983588408001017E-2,3.6664405569195521E-2,7.5029936941584637E-3,1.6116806570523909E-3]
[null,646,1.0147664536010139,0.99241050594871028,1.0299213068337698,1.0086289446622352,0.96937912881483879,1.0022549976108763,1.0247935713886127,null,1.3248216679568725,0,5.5951069668054012E-4,5.6311582635549105E-2,7.6796189208896935E-3,1.6702198386015849E-2,4.5809420984271984E-4,5.5786339181331283E-4,6.1518911516581898E-2,1.0404022540589184,0,9.5910439406964365E-2,3.6348389917833762E-2,7.9735059562445372E-3,1.5183202528981506E-3]
[null,647,0.9944497208697145,0.99979908121629324,0.96849283917900009,1.0377297665367742,1.027693251544924,0.98144611077894128,1.0231271821135701,null,1.355176460210983,0,6.3317132829357112E-4,5.2927141431701963E-2,7.7981363112651783E-3,1.6424245858908289E-2,4.372965411222696E-4,6.3126762789600052E-4,6.1709608303926189E-2,1.072318799379167,0,9.9162052090266878E-2,3.5435105761095799E-2,7.2478758481106745E-3,1.7181023858153044E-3]
[null,648,1.0442596196390042,0.99744118761401168,0.98990469594450881,0.9952235578791373,1.0077015085883565,0.96163095348849981,1.0437692658024653,null,1.3006938760356686,0,5.6574643980642847E-4,5.0453287754765153E-2,7.4382134203240212E-3,1.6030919193623365E-2,4.2629446010838457E-4,5.6401040985455534E-4,5.944329973431358E-2,1.027748264622306,0,9.7030383447756829E-2,3.3344647504944563E-2,7.245251517837348E-3,1.5350504096424602E-3]
[null,649,0.99493639594578354,0.9545830698099087,1.0039065266199385,1.0147856130472617,1.0142167817132404,1.013327567274545,0.98677107456985125,null,1.3376689798011498,0,6.1858338495964968E-4,5.7558573959287998E-2,7.9488347076030943E-3,1.6525970380965881E-2,4.6202708592474014E-4,6.1678205939992505E-4,6.2006778364495758E-2,1.0475253838618692,0,9.8537577236138277E-2,3.7724514020447908E-2,7.702444066442304E-3,1.678677443535359E-3]
[null,650,0.99235391037560083,0.98827933913201615,1.0082772306509575,1.0151544015304406,1.0208869794912827,1.0029919795412452,1.0351088534029491,null,1.3382417147909269,0,5.999389952804125E-4,5.6563727249714604E-2,7.8607842990759506E-3,1.6611510195137142E-2,4.5891413758252896E-4,5.981739597605741E-4,6.3685209827678071E-2,1.0477748092256778,0,9.893002784591319E-2,3.6976762739450927E-2,7.753701975741204E-3,1.6280323304754428E-3]
[null,651,0.9877205009117378,0.95754421835219428,0.99035403150722812,1.0290420539797029,0.97898474251885792,0.98941377424710786,0.97610811526517305,null,1.3475168921059948,0,6.2496109662509643E-4,5.5814644184166227E-2,7.9935666296363384E-3,1.6528839535872277E-2,4.5833063182404709E-4,6.2309721275556759E-4,6.0934596201207267E-2,1.0626580772584671,0,9.7000022361587293E-2,3.6878048239361132E-2,7.5567657385612903E-3,1.695865209179674E-3]
[null,652,0.9979693472047565,0.9886255856582512,1.0353640994989888,1.0115089714493457,0.98800746044742904,0.99805203646061691,0.99822997077859621,null,1.3304465026835146,0,5.6100732821382101E-4,5.7395370688198596E-2,7.8221730025983937E-3,1.6817861025130578E-2,4.6911164710833477E-4,5.5934866135403988E-4,6.0934270569583983E-2,1.0432144640560106,0,9.7229192702652734E-2,3.6931337512004461E-2,8.1120174801178439E-3,1.5223626669690366E-3]
[null,653,0.99163278334109251,0.98951411357744812,1.0154764506801142,1.0051747039081109,0.98598747287724864,1.040389364341038,0.98727726843404351,null,1.32829564218254,0,6.1320683142062997E-4,5.9091064918758811E-2,7.864365718678509E-3,1.6507325865170099E-2,4.6243583294684488E-4,6.1146760990662236E-4,6.1894907559160509E-2,1.0372615915403627,0,9.7267832970119372E-2,3.8465531189792623E-2,7.8181125451408529E-3,1.6642132639223938E-3]
[null,654,0.99163640588717783,0.9904642821467553,0.99778435928967446,1.0224744520446172,0.95768556897221857,1.0014801492291392,1.0007577728846477,null,1.3397974657225333,0,6.1212412154019666E-4,5.5911852769800187E-2,7.8569174437135344E-3,1.6518009932339501E-2,4.5388393805119697E-4,6.1032051846655053E-4,6.1486169312049713E-2,1.0556484506358703,0,9.587882950064984E-2,3.6778729162013031E-2,7.6053353719565961E-3,1.6610912591611098E-3]
[null,655,1.0365107126275381,1.0349616934978008,1.0006232510872739,0.99409388979905966,1.0217876073452872,0.98788274413892108,0.95679705412010452,null,1.2976351051174762,0,5.6427382536682297E-4,5.1983049094234526E-2,7.3864482973316726E-3,1.6085068854357669E-2,4.2792546746666602E-4,5.6258832704565471E-4,5.4555723434363233E-2,1.0262630184098922,0,9.7901035082871471E-2,3.4136685136222839E-2,7.3666568700300646E-3,1.5311799690261043E-3]
[null,656,0.99056867356647049,1.004326858678745,1.0107341987982483,1.0036653350117215,1.0115055845748218,0.97421990045973184,0.98398056700254866,null,1.3181581438538639,0,5.7707711264684926E-4,5.4808568828781691E-2,7.8249850457198511E-3,1.6411217248125068E-2,4.5794785314932999E-4,5.7532919618792948E-4,5.9258067008508782E-2,1.0358438569792736,0,9.8523945693739776E-2,3.5777490188159726E-2,7.6879565100593031E-3,1.5658564148049922E-3]
[null,657,1.0378111830684524,0.96479856249433971,0.9695556019300392,0.97158812684253126,0.98752151098054974,0.9840164336925401,0.95721384126411679,null,1.2747216808360964,0,6.1568609573627335E-4,5.1631838867956789E-2,7.5798441815671073E-3,1.5416592590758437E-2,4.2551756908097916E-4,6.1383980193013528E-4,5.6467356174378987E-2,1.003940871537192,0,9.6179497255898971E-2,3.4545521543178768E-2,6.8658178212719599E-3,1.6706695886175046E-3]
[null,658,1.0363840389245167,0.9730059201808654,1.0332059603615094,0.99066689092234095,1.0158506529502518,1.0126425620034312,1.0055275171841664,null,1.3060258720024873,0,5.541009031705714E-4,5.6323698968277859E-2,7.5798513182333089E-3,1.6485577917724186E-2,4.5361247475726632E-4,5.5248626022566614E-4,6.0047460715769864E-2,1.0217805589070563,0,9.7653058371785839E-2,3.6287042706949435E-2,7.9129397915894926E-3,1.5036854732875279E-3]
[null,659,1.0066590116164127,0.97978345534140543,1.0054187522863391,1.0145895708293184,1.0252284077549723,1.0025464844980223,0.98114250780003276,null,1.3321545585039016,0,5.9672743888988268E-4,5.5777320960408036E-2,7.7751832055053269E-3,1.6513816461232695E-2,4.5261928450017832E-4,5.9497107173045504E-4,5.9767315053857108E-2,1.0472775615720462,0,9.8781912392312599E-2,3.6524339889475795E-2,7.6669309266331467E-3,1.6193151250892145E-3]
[null,660,1.0018106328710075,1.0061906403979484,1.0159727020271458,0.97612609548722673,0.98599396609892687,1.0001127296835666,1.0320596707185064,null,1.2922127411298334,0,5.789936889717942E-4,5.587136616780719E-2,7.7327230763777743E-3,1.6100345877285243E-2,4.5491996540267937E-4,5.7728537106523493E-4,6.2212705447444921E-2,1.0072715101952723,0,9.7014733163819158E-2,3.6359063900528746E-2,7.6259011758316826E-3,1.5711804779681429E-3]
[null,661,1.0084783291728847,1.0484429202114414,1.0277261610203268,0.99194527276486411,0.99302886263228041,1.0007946600608255,0.9748689633965083,null,1.3022419777927563,0,5.5248374080535184E-4,5.5237346801477988E-2,7.559056175014984E-3,1.6393842522595313E-2,4.4992438805339826E-4,5.5085475109710013E-4,5.7135356304508035E-2,1.0232559722922778,0,9.7204657313341852E-2,3.570048832076754E-2,7.8077176211604803E-3,1.4992450432664106E-3]
[null,662,1.0175823484633086,0.99532566785887922,1.0108886122522729,1.0190365538739448,1.0038316699470697,0.96537734799309982,1.0278615756091396,null,1.3311242908483649,0,5.5848767690516558E-4,5.3066270366709377E-2,7.6447733436042567E-3,1.6630923773788706E-2,4.4747021390391102E-4,5.5678057161174437E-4,6.0276929175929285E-2,1.0517032595918525,0,9.748856286906353E-2,3.4637014855358139E-2,7.7154205901871636E-3,1.5153731732610648E-3]
[null,663,1.0217885764619623,1.0303673801668187,1.0135015711174633,0.99814535763926393,1.0178736179830532,1.0121167613344306,0.97069594003532322,null,1.3090685549424108,0,5.719875036852241E-4,5.4787109221703947E-2,7.5092803545906079E-3,1.6327604573823398E-2,4.4068761694752409E-4,5.7031987352125003E-4,5.6986281144457397E-2,1.0300656808323927,0,9.8070565985796096E-2,3.5705265904497345E-2,7.6255242485342113E-3,1.5522226898290643E-3]
[null,664,0.99003309648796356,0.96311504434360262,1.0236279394459271,0.95714292642663079,0.9598199339001835,0.96212648990243099,0.98734889859626218,null,1.269380326136766,0,5.6451644226952183E-4,5.5740536204234414E-2,7.9647952964820769E-3,1.5878801131640686E-2,4.721529240252658E-4,5.6278507883148973E-4,6.0489695472278275E-2,0.98746885844043863,0,9.6051283491792719E-2,3.611180129968871E-2,7.6724177770941052E-3,1.5317154625279382E-3]
[null,665,0.99268948333678897,1.0011192990632785,0.99812906379829447,0.99413138658714928,0.97409940161852882,1.018589167843494,0.99827215817953063,null,1.3118148264313441,0,6.1882237130331957E-4,5.6585389046068996E-2,7.8151471342115461E-3,1.6133452621102207E-2,4.5162755569674992E-4,6.1702965829161561E-4,6.1443220415963805E-2,1.0263755787296804,0,9.6646738985375374E-2,3.7214142983406431E-2,7.4719703467511249E-3,1.6793513260975872E-3]
[null,666,0.98609515878138565,1.0029413983661157,0.9795824403964678,0.98406585854016604,0.99463097397184275,0.99663022452562366,0.99162354513687889,null,1.2990684915693262,0,6.3293406104417767E-4,5.4715963906871702E-2,7.8570857484951788E-3,1.5782532181375201E-2,4.4561328678454574E-4,6.3106006688806542E-4,6.0690815250096418E-2,1.016532898291777,0,9.7786251708861155E-2,3.6387100274968429E-2,7.1545674410782075E-3,1.7175374731741731E-3]
[null,667,1.0149347780181215,0.98871595019432701,1.0105494843421117,1.0235942066376866,0.99704218284470214,1.0020034767805741,1.0005920810035329,null,1.3394510506717872,0,5.831504652998677E-4,5.5359179923169667E-2,7.6850880142274765E-3,1.6686160592755888E-2,4.4967753718586854E-4,5.8143312952772298E-4,6.0149951688193509E-2,1.0564172362151225,0,9.7223250230914923E-2,3.6140847922485626E-2,7.7589065743068238E-3,1.5824693091948258E-3]
[null,668,1.0171588682974007,1.0276244002393766,0.99520322949320361,1.0232816098519038,0.9877448894898615,1.0322470595424578,0.99531737429880884,null,1.3378572416975867,0,6.0935475977772413E-4,5.5231302340033747E-2,7.547136265184824E-3,1.6480809483772594E-2,4.348563835453937E-4,6.0761283108928788E-4,5.9358966065679454E-2,1.0565606888580463,0,9.6703062969489315E-2,3.6386996564204674E-2,7.5014428696078082E-3,1.6537218267091047E-3]
[null,669,1.0409944259143442,1.0194398857715889,0.98199719944383013,1.0104253120411102,0.97978074120167147,0.99194594540640313,1.0335297283555396,null,1.316916954072475,0,5.8990166743466362E-4,5.136910458658521E-2,7.3948705176796799E-3,1.6130124067486117E-2,4.2042899335078388E-4,5.8814683587827513E-4,5.9259128427532393E-2,1.0436879972938475,0,9.5745582622658074E-2,3.4111635739685446E-2,7.199094850496239E-3,1.6007418047083246E-3]
[null,670,1.0112480200550982,0.96103138369727192,0.99338196616575869,1.0301791972681793,0.98304682885092698,1.00087597372161,1.0073334284528921,null,1.3477249739218842,0,6.1273953461562646E-4,5.5228249170705609E-2,7.7969910432120013E-3,1.658577265237119E-2,4.4842840562929091E-4,6.1093302841443056E-4,6.1657941279977299E-2,1.0637387644751177,0,9.6616186838460294E-2,3.6424569854319029E-2,7.5671183989654721E-3,1.6627583093253896E-3]
[null,671,1.0097182988312927,1.0071769308164145,1.0268969593349331,0.99337918760819177,0.97891643315660193,0.98396123632373866,0.99294138734922821,null,1.3046904345585193,0,5.522612472276269E-4,5.5074440108485653E-2,7.6718145957370915E-3,1.6419223952831127E-2,4.5626114723672012E-4,5.5060505631177449E-4,5.8881377053016361E-2,1.0247589988988464,0,9.6490696749574043E-2,3.5612373401251021E-2,7.8283393860827111E-3,1.498565456372618E-3]
[null,672,0.98267335880371587,1.0317277163711802,1.0338433312954272,0.99075853664967872,0.98844111656401212,1.0316389264784298,1.0012020270741919,null,1.3128141142000955,0,5.8078445536952918E-4,5.9152745091502167E-2,7.8091032243079945E-3,1.6517043693368823E-2,4.67625962187933E-4,5.7912322033525955E-4,6.169395748113668E-2,1.0218569143891656,0,9.7635220238367446E-2,3.8095622533144129E-2,8.0113603241137692E-3,1.5761824978343004E-3]
[null,673,1.0292960108790892,1.021089439919596,1.036022100808291,1.0143635934862276,0.99278498784496605,1.0278760113750305,0.96553668853023433,null,1.3271616682813583,0,5.5223539703623482E-4,5.6614938599500481E-2,7.4868758116664776E-3,1.6804508236127509E-2,4.4929447999164288E-4,5.5065003911012136E-4,5.7011330304972768E-2,1.0461394026469113,0,9.6704869911007393E-2,3.6415314951385613E-2,8.0380308130004376E-3,1.4986878847211428E-3]
[null,674,1.0043895685480813,0.98204163543494849,1.0129570562731023,0.97408453916681192,1.0016726799004314,1.0044199200067327,0.99403380422077292,null,1.2901811640290766,0,5.8934078956258593E-4,5.6355311122616582E-2,7.7874372001699175E-3,1.6025198428006402E-2,4.5676320575967428E-4,5.8760939917619807E-4,6.0678897402742633E-2,1.0052509850294717,0,9.7706384690882941E-2,3.6739042183699423E-2,7.5835970769403257E-3,1.5992790791712322E-3]
[null,675,1.0232071798540525,1.015220876986062,0.97147331204855758,0.96063844169295232,1.0119410396100366,0.96474616632162291,1.0249958273620294,null,1.2652067813631112,0,5.9752452249787981E-4,5.0397567014862373E-2,7.5334121070578129E-3,1.5342839666396629E-2,4.2374046350088766E-4,5.9569690002169611E-4,5.9087877105240251E-2,0.99257011534877726,0,9.7703373519684972E-2,3.3680384301487523E-2,6.8480088681495271E-3,1.6212905904287402E-3]
[null,676,0.95941479895150628,0.95940848547736091,0.97275639550875381,0.99781533649218901,0.99073369609234774,1.0084196764253579,1.0316943757990098,null,1.3257893702313717,0,6.7953707474775239E-4,5.7545541564544687E-2,8.2184372564137742E-3,1.5982233511325581E-2,4.6287776798002391E-4,6.775486202216743E-4,6.6850856299589159E-2,1.0309435964613363,0,9.8288776682423112E-2,3.8427361456598037E-2,7.2276136952867925E-3,1.8440639904007696E-3]
[null,677,1.0077287221458751,0.99757712424979539,1.0094274952579114,0.99039553229496691,0.99846740508754706,0.98632921177582344,1.0031269891786629,null,1.3034413200956556,0,5.7741774509186515E-4,5.4627041834609348E-2,7.7121938531500289E-3,1.6202970288173021E-2,4.5075773165856076E-4,5.75690268985657E-4,5.9965507814423488E-2,1.0221867434487841,0,9.7465589055687224E-2,3.5686479708640688E-2,7.5789247007025714E-3,1.56683913593279E-3]
[null,678,0.99487525126377507,1.009680824342009,1.0089532260542808,1.0062486522868326,1.0331976588983922,0.97472144595749532,1.0093739618033029,null,1.3222416877994438,0,5.7577998902219151E-4,5.4392213981592129E-2,7.7741224150420715E-3,1.6455056281476078E-2,4.5416183099528877E-4,5.7403689881150785E-4,6.0365084738145398E-2,1.0385628151862298,0,9.9463077999367822E-2,3.5543017645260168E-2,7.6715416041926296E-3,1.5623392073520882E-3]
[null,679,1.0133779361113389,1.0270521267433499,0.99482798965227648,0.98153610222556731,1.0189433221115671,0.98183494308895114,1.015779387598968,null,1.2913145181465264,0,5.8234041040142051E-4,5.271516146882587E-2,7.5768930125414335E-3,1.5911611683396745E-2,4.3640583821116211E-4,5.8059023223315054E-4,5.9296531006059527E-2,1.0134685548877145,0,9.8302778223057663E-2,3.4737111791188234E-2,7.2910451930771033E-3,1.5801752206200173E-3]
[null,680,0.99561880737625585,0.97081252590308253,1.013443917443527,0.98240049975100274,0.959728347124706,0.98466523999350553,0.96284662240988417,null,1.294977758823437,0,5.8493447584469292E-4,5.60129037438045E-2,7.8923832948357957E-3,1.6101841474495476E-2,4.6314365159351125E-4,5.8318155449466177E-4,5.9070061141622422E-2,1.0138189713247523,0,9.5895027114501555E-2,3.650536519593215E-2,7.6325868576630771E-3,1.5872279455866971E-3]
[null,681,0.99438604711145684,0.98128755547505808,0.9824037173988579,0.99953456216317738,0.99281897771154692,1.0190004756910507,0.99185108034734071,null,1.3182613076451046,0,6.4360635804602579E-4,5.6119163488290581E-2,7.8605993113751126E-3,1.6038530756817253E-2,4.4709206998163188E-4,6.4174259903013154E-4,6.1597159278092263E-2,1.0324264190149373,0,9.7492251414868489E-2,3.7256780251866323E-2,7.2785640137209926E-3,1.746611804169103E-3]
[null,682,0.96645387837225416,1.0200369082009606,0.98457448747146237,0.96196532919129396,1.0125015523185297,0.97056773578192457,1.0380770665657653,null,1.2791896770993898,0,6.1825458278321475E-4,5.4255901305081074E-2,7.9640038504988891E-3,1.5587776474455015E-2,4.5397205957235277E-4,6.163748967586845E-4,6.3397577898066715E-2,0.99355770333522253,0,9.9166875129893348E-2,3.597273255077723E-2,7.1574449007984018E-3,1.6775692810470308E-3]
[null,683,1.0176353944256304,1.0058630179115819,1.000852253847959,0.98213997325362945,0.98424162449444497,1.0260810670522371,1.0260223178801733,null,1.2973960531493689,0,6.0352549690984535E-4,5.5643745976228842E-2,7.6098233074854103E-3,1.5997852286914763E-2,4.4096789698125968E-4,6.0178986443914465E-4,6.1680387098484842E-2,1.0139155805100271,0,9.6528413983609215E-2,3.6535653518955151E-2,7.4074905721231502E-3,1.6378736310278552E-3]
[null,684,1.0130934793681905,1.0270370584070214,0.96992375360989691,1.0295618744156463,1.0200612999825402,0.98192397294749689,1.0266540033102578,null,1.341163332574228,0,6.1335771408165614E-4,5.1493619754492084E-2,7.5731115466616044E-3,1.6294365262629975E-2,4.2529963673618393E-4,6.115144829925166E-4,5.9927356013744833E-2,1.0638334516425496,0,9.8336108224034199E-2,3.4445322124426712E-2,7.1722007630312919E-3,1.664340837010489E-3]
[null,685,1.021731922848808,0.98079177853248356,1.0116975157919379,0.99581875225122762,1.0236726565227563,1.0100749633525956,0.97729009275209522,null,1.3105438232243407,0,5.8442404728596936E-4,5.5674002986318867E-2,7.6588523367384321E-3,1.6303085166170805E-2,4.4865668087565265E-4,5.827167140703437E-4,5.8849604456204907E-2,1.0277174716030661,0,9.8350453992200174E-2,3.6321802716867177E-2,7.635637815927257E-3,1.5859628031863083E-3]
[null,686,0.97339885617257094,0.98839943784018258,0.99662252623094982,1.0042963580597652,1.0372291781131417,0.98498064141621611,0.98189217065458323,null,1.3249811497784925,0,6.153117376750621E-4,5.6003264025452366E-2,8.0105143100849541E-3,1.6301119732375632E-2,4.6221607793219167E-4,6.1346837273542048E-4,6.1014499179156141E-2,1.0369153995965674,0,0.10019375326080902,3.6864362744723121E-2,7.5482055355381239E-3,1.6696586807910929E-3]
[null,687,1.0438902345107353,0.96055647573071123,1.0245680169376337,0.99872857362724743,0.99684394646341667,1.0276381869985769,0.99173399626157366,null,1.313621167861232,0,5.7133607200651477E-4,5.6585173334991759E-2,7.5621371731290042E-3,1.6480324003598484E-2,4.487015623952426E-4,5.6969550025713872E-4,5.9639461137130215E-2,1.0303448230453001,0,9.6551733254885683E-2,3.663891199852562E-2,7.8210195713963263E-3,1.5505233516287444E-3]
[null,688,1.0008175837090005,1.0371263915162372,1.0049808676963856,0.99476902968907988,1.0245588956916258,0.98437385519817711,0.97041611366177993,null,1.3052991527205009,0,5.7659805762203496E-4,5.3821626899688717E-2,7.6445414169343511E-3,1.6194120493042839E-2,4.4481892256063957E-4,5.7486960721581256E-4,5.7143109588090948E-2,1.0268313413875552,0,9.8892734282120448E-2,3.5252840043027298E-2,7.5111425727587148E-3,1.5646055651263541E-3]
[null,689,1.006555390658892,0.98665927484199045,0.98034380508642316,1.0111360884902374,0.98325189460156748,0.97941947164872645,1.0041835911483845,null,1.3230001611008495,0,6.1239821319739041E-4,5.3060006042829552E-2,7.7481213265364335E-3,1.6146486092352707E-2,4.3977358195396523E-4,6.1055315954586817E-4,6.0215309997372402E-2,1.0444728741771041,0,9.6725980765697675E-2,3.5269639800435883E-2,7.2620899387283097E-3,1.6617244314889011E-3]
[null,690,0.95899162146484707,0.972989382303174,1.0143605158007589,1.0009665557993044,1.0124431839804653,1.0260782450580577,0.95804158456140598,null,1.3293691636063305,0,6.3104566365102671E-4,6.0603230812026961E-2,8.1867205543083438E-3,1.6468284661422552E-2,4.8085549943450051E-4,6.2923088306228989E-4,6.2224999435146477E-2,1.0329518647536344,0,9.9397397883353805E-2,3.9475748488427012E-2,7.8693172613743118E-3,1.7125590377906987E-3]
[null,691,0.96884517311383411,1.0351344168131951,1.0094858480281437,0.97557768523750898,1.0063190547099736,1.010563751293575,1.0065225893448482,null,1.2963167882286062,0,6.0624539506854477E-4,5.7368536625497929E-2,7.9040174447954584E-3,1.604187698156475E-2,4.619962794802174E-4,6.0447516972108846E-4,6.2112330019047202E-2,1.0068915723254828,0,9.8832673673470761E-2,3.7476139566006428E-2,7.5842333918119129E-3,1.6451821467946581E-3]
[null,692,1.0034191800124919,1.0046158535968921,1.004067136914498,1.0089152891075157,0.99341342061343496,1.0254387629331401,0.97434088749219627,null,1.3257144165408723,0,6.0792744037272708E-4,5.6596448087810343E-2,7.7222538386944881E-3,1.6393009374137318E-2,4.489293530852766E-4,6.0617805361449161E-4,5.9426832533385335E-2,1.0414608631889861,0,9.7320737420034137E-2,3.7090396663495284E-2,7.6068786326051151E-3,1.649816835396977E-3]
[null,693,1.0195631428516658,0.99476834879850395,0.98178189308357522,1.0378735121988059,0.98993613948030745,0.97508947664325718,1.0150630720026927,null,1.3486904929021819,0,5.9816312680387456E-4,5.2051917113612657E-2,7.6246123035023814E-3,1.6528236763767364E-2,4.3339601091420472E-4,5.9635295837236928E-4,5.9696587571502098E-2,1.0720465504189334,0,9.6736853234387785E-2,3.456954442380001E-2,7.3815290652023552E-3,1.6230761649896955E-3]
[null,694,1.0231920122283105,1.0122133386704335,0.98259977512998831,1.0251182349342507,1.013168926610768,0.97883663863752968,1.027811166700906,null,1.3357831028199003,0,5.9318149642494415E-4,5.1746893107280111E-2,7.5451159904729838E-3,1.6375983598623241E-2,4.2923354104771032E-4,5.9139327540048243E-4,5.978636976917099E-2,1.0588458908175484,0,9.7775367009778208E-2,3.435002831872333E-2,7.3204313453793923E-3,1.609577542899272E-3]
[null,695,0.98685676810161072,0.98110881472127331,1.0030784774167114,1.0220488473693359,1.010915717390634,0.9733092815583495,0.98823316668042638,null,1.3395764307526292,0,5.9350643464502943E-4,5.5080623958018736E-2,7.9263254879363351E-3,1.6598060728344837E-2,4.603361599751728E-4,5.917070733047695E-4,6.0459451268913188E-2,1.0550480524375636,0,9.8580894155606738E-2,3.6118160869496735E-2,7.6958934507612865E-3,1.6104315973512905E-3]
[null,696,1.0173046544603699,1.0008899639587945,0.975715005906866,1.0081492917440158,0.98572247344912123,1.0407088004468947,0.99402122598489995,null,1.3235192812819037,0,6.4632191608869757E-4,5.5230159214124989E-2,7.6213518709233128E-3,1.6050097617973214E-2,4.3054571199828174E-4,6.4448933384645042E-4,6.0346457418882872E-2,1.0415295679543604,0,9.6580339044612828E-2,3.681508149996586E-2,7.1634260204255559E-3,1.7540875108782341E-3]
[null,697,1.0077542722311557,0.99922147680689233,0.98611486003403115,1.0305027989536519,1.0116741114225412,0.98682860977523568,1.0124462077224945,null,1.3453746953076431,0,6.0590828063524329E-4,5.342341492762856E-2,7.7012409957326741E-3,1.6506374298159029E-2,4.3967958838958716E-4,6.0409648597959797E-4,6.0460127951825954E-2,1.0642981031536829,0,9.8077899053121032E-2,3.5387986727309209E-2,7.4375289119667908E-3,1.6441514944833824E-3]
[null,698,0.98123594052925178,0.9752095256309723,1.001711925382182,1.0285922209204557,0.97916438546460283,1.0215803575954021,1.0260456073112676,null,1.354982059914283,0,6.298063044909263E-4,5.8217035772330131E-2,7.990638831743304E-3,1.6715540503111026E-2,4.634350961399429E-4,6.2798711353567824E-4,6.4893353498413409E-2,1.0618444321624763,0,9.718716697759025E-2,3.8205768056728345E-2,7.7573342995565725E-3,1.7091739071477758E-3]
[null,699,1.0296630891679679,0.99612450831581267,1.0202802493481304,1.0290755060637722,1.0301511890891992,0.98210614340741997,1.028386076484846,null,1.3433828368085932,0,5.5046431173105825E-4,5.3810307086215217E-2,7.5549031638208267E-3,1.6897063956675677E-2,4.463681010665329E-4,5.488103915052032E-4,6.0094539282764842E-2,1.0617808314738881,0,9.8486643524964293E-2,3.4929532576867817E-2,7.8906205921746939E-3,1.4936809703802254E-3]
[null,700,0.97505863365495049,0.97499788082588768,1.0032121461856089,0.97148371301036995,1.0315141827139167,1.0196882813770054,1.0265048304516562,null,1.2986913011758014,0,6.3071086711792676E-4,5.8565134379161513E-2,8.0423419189756835E-3,1.5969784893398679E-2,4.6713668259968754E-4,6.2888568290345778E-4,6.5281433018370416E-2,1.0028464530127446,0,9.9881435858437048E-2,3.840002469273255E-2,7.5277623868406692E-3,1.7116195167535594E-3]
[null,701,1.0172315038734465,0.98259521934375238,1.0134015206435394,1.0085168656338284,1.0261980772058574,1.0256004226504691,0.99825546935231313,null,1.3280441851500315,0,5.9348897495439302E-4,5.6831621776947006E-2,7.6875006436301629E-3,1.653333705427442E-2,4.5110157208603781E-4,5.9178140587179493E-4,6.0788851689391972E-2,1.0407718288687464,0,9.8581881641802413E-2,3.7039872908758015E-2,7.7492626573820757E-3,1.6106339060950093E-3]
[null,702,1.0354602479352739,0.99117746186833,1.0024761886740976,0.99458940415339014,1.0053053734129542,0.97428476211465997,0.9851006277165173,null,1.3006761474524891,0,5.6461223560971461E-4,5.2304002868612157E-2,7.523338874339482E-3,1.613848329276657E-2,4.3666792336603702E-4,5.629021880324711E-4,5.7151770129466067E-2,1.0267197983712164,0,9.7129976207830399E-2,3.4309692569415212E-2,7.4320930678865296E-3,1.5320341951679719E-3]
[null,703,0.9980134320091395,0.98437283505237883,1.0251721992365068,1.0089843442126916,0.98755529343650261,0.97071422147516628,0.99703221106689199,null,1.3238730524544779,0,5.5829046876882781E-4,5.5384619169718229E-2,7.83279275802134E-3,1.6650392337970013E-2,4.6503948117133253E-4,5.5659334842457497E-4,6.014986212266768E-2,1.0409075603456184,0,9.7194739807522912E-2,3.5848927267800812E-2,7.9259526708682256E-3,1.5148636134636963E-3]
[null,704,0.99646107859907451,1.0228986921046022,0.9934355081547992,0.99694044494164458,1.0370460307939831,1.0197139993786297,1.004572191213464,null,1.3157579689173227,0,6.1785299874622299E-4,5.570119873950452E-2,7.7176857910182918E-3,1.6151016701138648E-2,4.4389129870908863E-4,6.1606506840035065E-4,6.0921844010183863E-2,1.0294156127439085,0,9.959208093768146E-2,3.6735318149923021E-2,7.4043824452117791E-3,1.676726030390537E-3]
[null,705,0.9816801314322865,0.98677938031518897,1.0123494875065815,0.99445245718944331,1.0214332604122691,0.9951174328158181,1.0323548847295836,null,1.3178178143435872,0,5.9699410751976425E-4,5.6980989168502076E-2,7.9521090298098063E-3,1.6374463753763623E-2,4.6613906242083745E-4,5.9522383744288823E-4,6.4008681851240909E-2,1.0262883440088417,0,9.9232654411578053E-2,3.7160216145518565E-2,7.7359841119536438E-3,1.620003070034263E-3]
[null,706,1.0157542471554402,0.99551604533526949,0.99957808077018073,0.98712923787030338,1.0358673079589213,0.99690441925404172,0.96743045274478501,null,1.2990599013996973,0,5.9144606478095136E-4,5.4315953852790963E-2,7.6552056062954539E-3,1.6034266199088976E-2,4.4302995741572212E-4,5.89695390128855E-4,5.7737469648189071E-2,1.019103694680332,0,9.9069591007467303E-2,3.5690839736935022E-2,7.4066449269363762E-3,1.6049564588976322E-3]
[null,707,1.0338464650239567,0.99622398235282017,0.9830169066488641,0.98425292221669003,0.98790065696407225,1.0368614715572044,1.0282693486168217,null,1.2978673906638458,0,6.2530294093467165E-4,5.4627163140955552E-2,7.5151690878807282E-3,1.5815469807751968E-2,4.2771090986426605E-4,6.235233771758619E-4,6.1470417214145999E-2,1.016623627560554,0,9.6304017178767853E-2,3.6252864102990133E-2,7.1357061364480459E-3,1.6970250882466515E-3]
[null,708,1.0302925845285114,1.0110035254881111,1.0058873675091842,1.0208354686615153,0.98773143096231075,0.95779995335086887,0.98858988315643026,null,1.3253188554614885,0,5.495365209228515E-4,5.143194132499132E-2,7.5022210477570985E-3,1.653103214415327E-2,4.3693437303059279E-4,5.4784348736376849E-4,5.6553050351932505E-2,1.0537105309151258,0,9.6403601204170006E-2,3.3669542947753046E-2,7.5906448100857716E-3,1.4910493760471044E-3]
[null,709,1.007456952208732,1.0271478156285765,1.0364080102826261,1.0288715283479362,0.98799749672188542,0.9690631769536785,0.98699483045556458,null,1.3397821608736189,0,5.302396113695514E-4,5.4413678262005986E-2,7.6311867007683321E-3,1.7031142138691439E-2,4.5812888220868537E-4,5.2862501528309577E-4,5.761267672162898E-2,1.0610904187866563,0,9.6995886174513657E-2,3.4991640225185083E-2,8.1202745476348058E-3,1.4387430304111325E-3]
[null,710,1.0112711980295468,1.015090765346643,1.0116221826225638,0.96175078358920585,1.0288828477998369,1.0075143461664571,0.97054962035407066,null,1.2736736001511224,0,5.8102095621331872E-4,5.5336816881963007E-2,7.6323936315627694E-3,1.581231828464193E-2,4.4707308837965638E-4,5.7931925081617633E-4,5.7896206227624099E-2,0.99256034683041428,0,9.8853393842889797E-2,3.6103423659911697E-2,7.4566133809490101E-3,1.5767160281819248E-3]
[null,711,1.0219120329802571,1.0127698383935133,0.98672671024733327,1.0154134716074366,0.99975945003788547,0.96663741602401143,0.99607214515195897,null,1.3219872839081346,0,5.8140702272348524E-4,5.1354846002278215E-2,7.55388968855029E-3,1.6252798605884248E-2,4.315343259818379E-4,5.7963217748390036E-4,5.7638272133979804E-2,1.0486951774621975,0,9.7161602570433547E-2,3.4005252625666192E-2,7.3181176269863429E-3,1.5775677114152219E-3]
[null,712,1.0407568530454221,0.99961779807915196,0.96593687618129986,1.0030199313020018,1.0210439572031171,0.99694724852850292,1.0302126106313678,null,1.3120992850910211,0,6.1784937996676591E-4,5.1250535710860315E-2,7.4511090733616371E-3,1.5872475753445602E-2,4.1674445409543701E-4,6.1602063032339526E-4,5.9843962591531789E-2,1.0365308594834579,0,9.7729380396545038E-2,3.4366144218056942E-2,6.9632970747152464E-3,1.6766050845940718E-3]
[null,713,0.98893006773752623,0.9890957024812338,0.98502159440022741,0.99491424746899992,0.99433493551032082,0.96292194647377549,1.0024405729887467,null,1.3077171805998724,0,6.0631363965497551E-4,5.3278717688899135E-2,7.8795999814913077E-3,1.5994257790568803E-2,4.4936440461966178E-4,6.0445562099384429E-4,6.0592815516697311E-2,1.0275752707201848,0,9.7705950559754673E-2,3.5315341228307491E-2,7.2825917864061188E-3,1.6451289416033357E-3]
[null,714,0.98929657691384387,1.0409073573001617,0.98887624610543867,1.006027449233531,1.0066447420854057,1.0294324021396037,0.96145121322800231,null,1.3221426712119049,0,6.2980810993336573E-4,5.6003277836154067E-2,7.7183877903247754E-3,1.6173707301437541E-2,4.4189189622591111E-4,6.280027897683087E-4,5.8463661833025884E-2,1.0389363598553696,0,9.8296423157884186E-2,3.7035465279850049E-2,7.3660850091102209E-3,1.7092165726853273E-3]
[null,715,1.0105615977921156,1.0312350256064657,0.96296485909176111,1.0169722310462999,0.99842779893754929,0.96647349480480538,1.0195364885290987,null,1.3243543284703418,0,6.1297062748037799E-4,5.0385435974764761E-2,7.5780473006361419E-3,1.6013001750365227E-2,4.2255466503550085E-4,6.110991115225652E-4,5.9053993362342176E-2,1.0510424873747222,0,9.7343386084864814E-2,3.3847490353797152E-2,7.0065927869737534E-3,1.6632103327964491E-3]
[null,716,0.99223699349232519,0.95689399174451906,0.98243006404077537,0.99883284742575817,1.0055773300050435,0.99773035372249608,0.99201749974825471,null,1.3178096271628299,0,6.3789330960861365E-4,5.5622004358073796E-2,7.9573527808099783E-3,1.6042455588035777E-2,4.526072794646295E-4,6.3600671460179912E-4,6.1918889188522473E-2,1.0317008157114214,0,9.8163382894289844E-2,3.6926136465431574E-2,7.2968688741982613E-3,1.731000617588976E-3]
[null,717,1.0125871915069122,1.0269077977720567,1.0159507779675889,1.0062557790248936,1.0246079572287692,0.95834735804475413,0.99256645512560915,null,1.3147060899827272,0,5.4447802892675068E-4,5.253044445127554E-2,7.5883069804670439E-3,1.6483712158433493E-2,4.4641414259738075E-4,5.4280153792036871E-4,5.7315090618634122E-2,1.0383631926515355,0,9.8619586197218487E-2,3.4185352787350298E-2,7.6983396344811232E-3,1.4773268517403581E-3]
[null,718,0.99084660920851675,0.99784829510629081,1.0246741848561598,1.0143422855209889,0.98631288835427544,0.97515132783517033,0.97825238157064209,null,1.3291817541693576,0,5.6241796652314793E-4,5.5711124195606268E-2,7.8465324402240515E-3,1.6708987960346568E-2,4.6562525417452523E-4,5.6071607847754819E-4,5.9143466098270613E-2,1.0464496836718835,0,9.7313750397807833E-2,3.6070732551757134E-2,7.9474691617208194E-3,1.5260843256102931E-3]
[null,719,0.97548317139523832,1.0425185950290812,0.98067045033562839,0.98063718881311357,1.0198550452332147,0.99877402978419827,0.96365586627364652,null,1.2945001015026598,0,6.2992713498422515E-4,5.4635929153549874E-2,7.8208173319024975E-3,1.5737653078230003E-2,4.4404707368483112E-4,6.2806604704931219E-4,5.8461423066251655E-2,1.012958716026352,0,9.9280889555858107E-2,3.6310015838818564E-2,7.1430827277943615E-3,1.7093887381514619E-3]
[null,720,0.98172185330414208,1.0324986384941182,0.97789430137485822,0.99270945709627201,0.98274773233972379,0.98510314632107188,0.98822557958661839,null,1.3045324174481665,0,6.2331360500777848E-4,5.3607880248331963E-2,7.8005130314532942E-3,1.5860007397712809E-2,4.4164580589965837E-4,6.2144650010871269E-4,5.9462398956809409E-2,1.025512619183194,0,9.7321504775498002E-2,3.5686599240186904E-2,7.1497434004675151E-3,1.6913725135122124E-3]
[null,721,1.0338387215211002,1.0203642086492168,1.0057898936601581,1.0076116750964441,1.0100912349863007,0.97833742160787474,0.98898023018992143,null,1.3137500817813554,0,5.574489025746784E-4,5.2160501122023785E-2,7.448953747745614E-3,1.6358572106570456E-2,4.3378968264318185E-4,5.5576754448620762E-4,5.6697073796618223E-2,1.0400637836361164,0,9.7402717372778738E-2,3.4148458449267102E-2,7.5252971783095869E-3,1.5126160473696556E-3]
[null,722,1.0057852506881042,1.0364466402845693,0.98115310108594245,0.99264660218270417,1.0241978910947145,1.0326648437571866,1.0000152705026615,null,1.3084122600639516,0,6.3252578495376669E-4,5.4946831915017605E-2,7.6030530157371531E-3,1.5923788074077492E-2,4.3189465616341006E-4,6.3071835006766133E-4,6.0038162664106498E-2,1.0253494225395618,0,9.8726312187444668E-2,3.6506002975710446E-2,7.171992038382472E-3,1.7166074326359527E-3]
[null,723,0.97929750821661621,0.98620625745346646,0.98244692433901137,1.0217317926643699,0.97530059890034493,1.0000097571893121,0.99109437305304737,null,1.3408832013194558,0,6.4000467706045643E-4,5.5809331785790978E-2,7.965775057864501E-3,1.6343347628823689E-2,4.5309408520969018E-4,6.3811615210258681E-4,6.1741447704756265E-2,1.0553527604383659,0,9.7028802378022458E-2,3.7050122257522577E-2,7.4036666969670801E-3,1.7367418110902353E-3]
[null,724,1.0213273791499882,0.96799985958785151,1.0004213193626479,1.006819003197496,0.98045143250939248,1.0200356242399535,1.016744380978956,null,1.3240024773293864,0,6.0758939587557956E-4,5.5944590281021049E-2,7.6994783441700762E-3,1.6340835231256928E-2,4.4597000169812625E-4,6.0583172051634617E-4,6.1978055560009016E-2,1.0394059680201044,0,9.6256544536381036E-2,3.6742592447835079E-2,7.5413263513986004E-3,1.6488742308724995E-3]
[null,725,0.97770450420301269,1.0021912127884334,0.98425252132312846,1.0186071664796432,1.0168057480250952,1.0327543730178079,1.0147216793195941,null,1.3445006596088791,0,6.5534125727282342E-4,5.7465071937980498E-2,7.9280555337322006E-3,1.6377027676330268E-2,4.5177539468132448E-4,6.5346878978458423E-4,6.3810868141706001E-2,1.0520696572530963,0,9.9079709169536276E-2,3.8107857967326055E-2,7.4339823721128236E-3,1.7785266298649797E-3]
[null,726,1.0215025663995885,1.0024922692847227,1.0076473162002197,0.99356601765143415,0.96603959495170355,1.002292999851081,1.0154829551827156,null,1.3048844336294274,0,5.7985457439603582E-4,5.4566122796240832E-2,7.5928324412020401E-3,1.6204477406027998E-2,4.4299170714956026E-4,5.781474380503641E-4,6.0210112281004639E-2,1.0255111967222523,0,9.5563118129300823E-2,3.5684165032454328E-2,7.5375975100154232E-3,1.573526740121359E-3]
[null,727,0.98315286644752342,1.0212106759116011,1.0141994430674866,1.0378354854146923,0.98710670394582389,0.99209454897457172,1.0076916313232303,null,1.3570031949419348,0,5.8394192601341085E-4,5.6046773870602112E-2,7.8324677476789683E-3,1.6950405332195155E-2,4.5997420060632022E-4,5.822050836123638E-4,6.1156311104013546E-2,1.0710038245123212,0,9.7536162181106861E-2,3.6511218392486985E-2,7.9232241295860949E-3,1.5845703137386223E-3]
[null,728,0.96153709264522524,0.98042632380906436,0.9967035267033123,0.96494703688629946,0.9750855638287762,1.0042442511950651,0.99277109521877072,null,1.2867668085537989,0,6.3703856809157252E-4,5.7998292057832419E-2,8.1356697754776872E-3,1.5744290798602893E-2,4.6947598904803988E-4,6.3516672176883594E-4,6.3336382005615227E-2,0.99628569797552979,0,9.7501663309322792E-2,3.8175754816717318E-2,7.3927392379732693E-3,1.7287144340012133E-3]
[null,729,0.97760154752691031,1.0241266554404793,1.0248285830425159,0.98695066403442988,0.98330657912255826,1.0214998992502515,1.0102953460737683,null,1.3088289338266081,0,5.9076501360871055E-4,5.8554398909828574E-2,7.8706171684334268E-3,1.6367587265325664E-2,4.6712598726183873E-4,5.8905845873374668E-4,6.2498364262867916E-2,1.018186600056189,0,9.7507473690511215E-2,3.7908227926723485E-2,7.8670221727380613E-3,1.6032229416045249E-3]
[null,730,1.0323620911539806,1.0290768699830326,1.0169799532204187,1.0174954441043926,1.0052538777669056,0.99942237717977589,1.0111487591570993,null,1.3280486439508061,0,5.5527845956722692E-4,5.3745909161320188E-2,7.4369162425865793E-3,1.6651826324434984E-2,4.3795668204031646E-4,5.5363898163314203E-4,5.8420400783718879E-2,1.0499308338342266,0,9.7215405468058902E-2,3.4955231138035753E-2,7.7489809933527264E-3,1.5068228009641671E-3]
[null,731,1.0037583601221642,1.011345050449991,1.0309440167983117,0.99035093858868706,0.95416131212405431,0.99077271533387712,0.95399087790923409,null,1.2998340207899204,0,5.5377372018311001E-4,5.5904365311218861E-2,7.7056183243353112E-3,1.6381269950570876E-2,4.6010998467808554E-4,5.5212441082828955E-4,5.6982011197980548E-2,1.0215192304721474,0,9.5443204422277994E-2,3.6064127610131273E-2,7.873032187422687E-3,1.5027006385114903E-3]
[null,732,0.99966617813585057,1.0097083366659347,0.99048262924278552,0.99167990373468196,0.99041581941005385,1.0224221925193266,1.0195111044881895,null,1.3093660148858517,0,6.2453078605690336E-4,5.5803291908489788E-2,7.7322625325316847E-3,1.6027662631225435E-2,4.4340574204287882E-4,6.2272831872457681E-4,6.2139675024718517E-2,1.0240715741850757,0,9.7253347133447174E-2,3.6867708144606631E-2,7.3340288498133935E-3,1.6948612012332011E-3]
[null,733,0.96426356651212208,1.0176389865256981,1.011923579028785,1.0279050543872386,1.0105298925578965,0.97329938618513068,0.98499253420294952,null,1.3477541413213525,0,5.8769410663021262E-4,5.6017533738334596E-2,7.996523955304969E-3,1.6794968843574992E-2,4.6854329775515531E-4,5.8591234868319967E-4,6.0479855670147617E-2,1.0608247482849054,0,9.9160728788749389E-2,3.6541058238771421E-2,7.8773019945926632E-3,1.5946602671618349E-3]
[null,734,1.0019733432287343,0.99381321961313918,1.0084002481167058,0.98121895020003569,0.98982762478429909,0.99763906807365754,0.96370285793409538,null,1.2936562299394894,0,5.8953896085870946E-4,5.5602955398511039E-2,7.7679776468095197E-3,1.6035622743684901E-2,4.5355188931263933E-4,5.8779521623365176E-4,5.8389587618883791E-2,1.0127453320495621,0,9.7187734815373447E-2,3.6346048164630072E-2,7.5293785453978039E-3,1.599784811947044E-3]
[null,735,0.98410532978661236,1.0148033969369517,1.0192522505785124,0.98909542358731251,1.0257068375124623,0.96632818677525212,1.0010855784428685,null,1.3045798465467238,0,5.6370322761149349E-4,5.4931135313766116E-2,7.8458679598953571E-3,1.6326724017624774E-2,4.63085675180917E-4,5.6198187559673425E-4,6.0110902189492756E-2,1.0205597989819861,0,9.9385041108978903E-2,3.5678544245735591E-2,7.7509389979782458E-3,1.5295294080988095E-3]
[null,736,0.98103255890939955,0.97335023754722705,0.95296381472023939,0.99142707813594799,0.9668130257123061,0.9974617793440117,0.95608684698087409,null,1.3048892486743007,0,6.8078490870520866E-4,5.429422159523218E-2,7.9861138821091041E-3,1.5544860494410541E-2,4.4074951039088704E-4,6.7877091793974807E-4,5.9770724357033553E-2,1.0249491517068623,0,9.6541117646990263E-2,3.6698137901665748E-2,6.8187948885120196E-3,1.8473906818590312E-3]
[null,737,1.0282620779928204,1.0184736078911214,0.96238901113886222,0.97475440688593906,1.0094908542333301,1.0124801399648584,1.0211572034269303,null,1.2837691170327965,0,6.3500044875993778E-4,5.2112532091059559E-2,7.4846511520431074E-3,1.5440535144808618E-2,4.1710029427007532E-4,6.3314976873546358E-4,5.9903965194292065E-2,1.0074276310551162,0,9.745592320989116E-2,3.502004727544316E-2,6.7853573431650629E-3,1.7232249527327627E-3]
[null,738,0.97068104649295817,1.0187774165653691,0.99416289280877468,0.98556000534197696,1.0101605223782357,0.99807324182411672,0.97736663570167359,null,1.3034404692188122,0,6.2086855813797302E-4,5.6092727044288207E-2,7.9356442744961189E-3,1.5983076454637896E-2,4.5676241266542683E-4,6.1903294535693677E-4,6.0317930398404995E-2,1.017642986619687,0,9.8952790386783909E-2,3.697746572180851E-2,7.3981179057154168E-3,1.6848036131059884E-3]
[null,739,0.97245541738512964,1.0374305012376308,0.98057779304129877,1.0049806085599944,0.99709818469268208,1.0142967793945357,1.0213641385242693,null,1.3254568137073479,0,6.4308938268465036E-4,5.5764434410271679E-2,7.8605126951638137E-3,1.61192915706002E-2,4.4625886574242826E-4,6.4121848468199412E-4,6.2808600703185932E-2,1.0381073136749894,0,9.8259096279428429E-2,3.7062071798087237E-2,7.2859192701934233E-3,1.7451853376877211E-3]
[null,740,0.96570523891323667,1.0260207774025292,0.96882509142469786,0.98669544905749396,1.0189013726811118,0.9861270163889112,1.0013425236835232,null,1.3039571162040318,0,6.479338743385697E-4,5.421644703066953E-2,7.9476043870996393E-3,1.5726995889796987E-2,4.4582975675922182E-4,6.4599503578535624E-4,6.1481253831858533E-2,1.0195733688870856,0,9.9478599113978675E-2,3.6290957913986711E-2,7.0398126961482271E-3,1.7581855352014253E-3]
[null,741,0.99113443969517834,0.99931354286078811,1.0237901585492115,0.98446085447139975,1.0148162189491974,0.99366908301911094,1.0037688236244671,null,1.3029042834301845,0,5.7365031759838605E-4,5.6675671125100469E-2,7.8394312599222062E-3,1.631815565912555E-2,4.6479614462047869E-4,5.7194678958632313E-4,6.1192800204458137E-2,1.0156476814297324,0,9.8684610531157152E-2,3.671415896191408E-2,7.8120310231210022E-3,1.5566506190454561E-3]
[null,742,0.99113083220282694,0.99774269716221708,0.97924391364865937,1.0015108583037426,0.97937802143066177,1.0136018631412489,0.98893743021775637,null,1.3180046504318226,0,6.4222385382692651E-4,5.5464967154411807E-2,7.8333493581618403E-3,1.6011811924473433E-2,4.4411419534028449E-4,6.403541929065489E-4,6.0904101998861447E-2,1.0345637566855461,0,9.6920437768453729E-2,3.6892744904863918E-2,7.2284030822429134E-3,1.7428330203886669E-3]
[null,743,0.99748277367403382,0.97665239610754084,0.97861353073529811,0.99610766899336001,0.97610704768919465,1.0133597470965243,1.0023439553628972,null,1.3133138834821747,0,6.4429636786056182E-4,5.5537880561492038E-2,7.8501121039625584E-3,1.5940396882471328E-2,4.4477932413525755E-4,6.4242022522796236E-4,6.2034679039646518E-2,1.0290013315528366,0,9.660235075305236E-2,3.6955319489290275E-2,7.2004538386192434E-3,1.7484560793001834E-3]
[null,744,1.0061457728733258,1.0078742346721432,1.0333205077272121,1.018284468107606,0.96686404375917356,0.99351388182146638,0.98056447633857691,null,1.3317273994549303,0,5.5200927239980812E-4,5.6127303309859648E-2,7.698493212068845E-3,1.6842011520288226E-2,4.6076462694498069E-4,5.5036975416386828E-4,5.8621803010678687E-2,1.0502621587271872,0,9.600188975792405E-2,3.6158114904555692E-2,8.0585748621641012E-3,1.4979250414933493E-3]
[null,745,0.9831220822264366,0.98705230819689471,1.0301042746778974,0.97797118702910368,0.96669457030111527,1.0169124655312194,0.99059678060919654,null,1.2988246340361587,0,5.8701240286150634E-4,5.9114584939192527E-2,7.9440380667355152E-3,1.6279418790135686E-2,4.7395271138463184E-4,5.8530903862450334E-4,6.2012396353511016E-2,1.0087735647379166,0,9.6567223509966396E-2,3.8153638825056214E-2,7.9145012104338552E-3,1.593018256063171E-3]
[null,746,0.98259623646895133,1.0020685080267344,0.977077990208297,0.99227298387237428,0.97622621643133323,1.0267929040193831,1.021195324526412,null,1.3130346041555396,0,6.5803762451124197E-4,5.646156028784944E-2,7.8871877552555147E-3,1.5896817080012154E-2,4.4618224648846169E-4,6.5614653674296965E-4,6.3706110053019654E-2,1.0250863780883424,0,9.6982701500633581E-2,3.760485329003907E-2,7.1788903672996129E-3,1.7858145743666577E-3]
[null,747,0.99362039898313703,1.0206232503827875,1.0170539007033643,0.975034490602813,1.0214478476884676,0.99395410993709787,1.0097510216533689,null,1.2912381705291727,0,5.7558013190284695E-4,5.5722451044603209E-2,7.75243978200556E-3,1.6102997331808953E-2,4.5657134114286099E-4,5.7387136320846449E-4,6.0714473715758742E-2,1.0061142141924009,0,9.8935252995553336E-2,3.6239161685784553E-2,7.6404285347977429E-3,1.5618886740094015E-3]
[null,748,1.0269605099751362,1.0232025192070746,1.0284740350021204,1.0120222132794032,0.97541365555434767,0.97471580379415246,1.0296517353267312,null,1.3209449059852931,0,5.3274823205977265E-4,5.3380203451570435E-2,7.4959034108577106E-3,1.6702321482352844E-2,4.4649582703408698E-4,5.3113540490156634E-4,5.9247310313236989E-2,1.0439447431954114,0,9.5910694486945156E-2,3.4485200295634115E-2,7.8880708660064927E-3,1.4455754834028936E-3]
[null,749,0.9583056728835655,0.96687467343918521,0.97792448698405288,0.99126732110195337,0.98553567803619035,1.0294857816888423,1.0118533407412402,null,1.3200489794586083,0,6.8503107916619932E-4,5.8928884970964511E-2,8.2038120286952922E-3,1.5939043307339074E-2,4.6449386760324669E-4,6.8306756634755835E-4,6.6062085376773119E-2,1.0240219187544302,0,9.8073015869545282E-2,3.9228059349958419E-2,7.2705447036817182E-3,1.8590847424353239E-3]
[null,750,1.0129765570918059,0.99013622292655279,0.98962906705851672,1.0062686220536294,0.99115576436869934,0.986576236928148,1.0254415328134885,null,1.3195488238229534,0,6.0045156566275438E-4,5.3507849681455409E-2,7.6904346091949639E-3,1.6205150899600004E-2,4.406268208230577E-4,5.986556284503533E-4,6.1215876928388445E-2,1.0391626306285084,0,9.6962496520065569E-2,3.5369252409386528E-2,7.3669579888747888E-3,1.6293432738669804E-3]
[null,751,1.0281792568414221,0.99166473177041792,0.96238458582960729,1.0203133755618716,0.9831598500958727,1.0060944594400734,1.0190529755877893,null,1.3314514645287028,0,6.3782154510865201E-4,5.2342377940344964E-2,7.5655490107053979E-3,1.6055007427241471E-2,4.2160660811538573E-4,6.3595084467773057E-4,6.0451434334648717E-2,1.0545138504387164,0,9.618435796839335E-2,3.5174600877571439E-2,7.013702065324123E-3,1.7308485580731772E-3]
[null,752,1.0219429394170523,1.0096393331853368,1.0109903066584451,1.0035713217016133,1.0431413828677427,0.994288381252182,0.99470285408817705,null,1.3165704756038887,0,5.6937655807858857E-4,5.4122343750619292E-2,7.5688257468016149E-3,1.6412872209972153E-2,4.4306980198797504E-4,5.6768677468946782E-4,5.8494680899703319E-2,1.0357392622648327,0,9.9286557501328115E-2,3.5324210316696719E-2,7.6352866325255465E-3,1.5450562628097494E-3]
[null,753,1.009086672724965,0.97309949845443888,1.0074652701258089,1.0171056385263126,1.0434966061884454,1.007465042021584,1.0058724277859776,null,1.3380329928368335,0,5.9730901632637945E-4,5.6178602630924508E-2,7.7782485804268886E-3,1.6608868110111502E-2,4.5372682790322444E-4,5.9555952053016493E-4,6.150479811171039E-2,1.0498131342039871,0,9.9608779950221465E-2,3.6742617045256803E-2,7.7250501833453743E-3,1.6209166887399299E-3]
[null,754,1.0001580626490751,1.0052619822619417,1.021291537446636,0.97651864663420485,1.0171674136064415,0.9741302850517477,1.0065007323695236,null,1.2900265062143146,0,5.5887425985590578E-4,5.4797983836677611E-2,7.7496676508595486E-3,1.6157844316203238E-2,4.5833578114230886E-4,5.5718132252934266E-4,6.0010571267812209E-2,1.0075248638099534,0,9.8569862151717799E-2,3.5549630304643406E-2,7.6929761474813984E-3,1.5164638851512622E-3]
[null,755,0.95766410831170246,0.96845767693340146,0.98988170979639234,1.0085084651022089,0.99237638260782302,1.0114988102475682,1.0250295427952214,null,1.337819480479757,0,6.5662494970305651E-4,5.8562652494434257E-2,8.2070344049058087E-3,1.6328590020693052E-2,4.7034574215044716E-4,6.5470938942550135E-4,6.6326065878919399E-2,1.0414680303018502,0,9.8434656026055237E-2,3.870467086126908E-2,7.537447176631672E-3,1.7819031331239952E-3]
[null,756,1.0235790672818723,0.99076769401804021,0.98149886817855403,0.97572144587763543,0.97779242386084309,1.0133312430471486,0.97274385379408845,null,1.2843580197937818,0,6.2054547391386834E-4,5.3959583995790435E-2,7.6068817943610589E-3,1.563224906332181E-2,4.3226392640077055E-4,6.187384412719147E-4,5.8220314837306775E-2,1.0078564354761601,0,9.6053799659092429E-2,3.5842611314278121E-2,7.0716846896417612E-3,1.6840020700698039E-3]
[null,757,1.0294058393258301,0.99082299810228858,0.97893172542093243,1.0207712075164828,1.0146589961278947,1.0066165621351701,0.98586092863990471,null,1.3323370326923367,0,6.1619300984975113E-4,5.3165517349410413E-2,7.5630430141973145E-3,1.6252967903352067E-2,4.2865298704908528E-4,6.1438668226568998E-4,5.8470207949187739E-2,1.0544694403827859,0,9.7697241876240862E-2,3.5369928320026528E-2,7.2496812210596766E-3,1.6721580166118312E-3]
[null,758,0.99968138829190978,0.99167537761066948,1.0320566598565544,1.0167867533435886,0.99728001473593719,0.98607673950589259,1.0368813861802912,null,1.336525809545452,0,5.5646951685406581E-4,5.6364428210241561E-2,7.7983429568441506E-3,1.6885240886124277E-2,4.6615876390775177E-4,5.5480428587051703E-4,6.2696746511629611E-2,1.0487544151661077,0,9.7631585866319093E-2,3.6337467057672546E-2,8.083094982632863E-3,1.5099943749558632E-3]
[null,759,1.0062311187701545,0.97059051360494475,0.99375871572199359,1.005573618463901,0.96726362809103139,1.0079789247317741,1.0081395681872245,null,1.3222482765693309,0,6.1723221215989577E-4,5.5697739676315874E-2,7.8049972971133098E-3,1.6240065964625849E-2,4.4905950292388941E-4,6.1542528373629798E-4,6.1906294189793411E-2,1.0383202744561988,0,9.5975268675390482E-2,3.6725945474271111E-2,7.4554535136809024E-3,1.6749847474399433E-3]
[null,760,0.98839698234151752,0.98533505034720859,0.96964633414764612,0.95666278129666871,0.98948717906397765,0.97770912473238691,0.9933398449123676,null,1.2680087530043036,0,6.3681508229688458E-4,5.3417366892144991E-2,7.8920447821175747E-3,1.5284898812667667E-2,4.4308499463538263E-4,6.3489310837522371E-4,6.0640030335195071E-2,0.98851586691867255,0,9.7467948327507423E-2,3.5738197702783275E-2,6.8832664639617118E-3,1.7279697485404315E-3]
[null,761,0.9973784582966837,0.97880969430878062,1.0101441147804022,1.0271247263006711,0.9664503344050499,0.97943625411159418,1.0050507819546333,null,1.3431309065456929,0,5.8288220796901403E-4,5.5262278018477863E-2,7.8518271903572998E-3,1.6730210785056192E-2,4.592478462820983E-4,5.8112611120808013E-4,6.1113763413260191E-2,1.060073232074132,0,9.6172651983478047E-2,3.6086208744551727E-2,7.8016088803212454E-3,1.5816337065373198E-3]
[null,762,1.027699142708479,0.98664083147000536,0.9794249001828641,0.99536458835513963,1.0147891850007966,0.99179369348294177,1.025453224794491,null,1.3068608862442221,0,6.0853651412500875E-4,5.2581009540542761E-2,7.5885492424519968E-3,1.5935714123842606E-2,4.303143563369311E-4,6.0672596997997353E-4,6.060427682422511E-2,1.0282091678004366,0,9.774404939006999E-2,3.4970645000420193E-2,7.147662426916359E-3,1.651308083123237E-3]
[null,763,1.0237727368073388,0.96627236039542497,1.0166981485562598,0.99453303680366201,1.005864574874145,1.0168232266152126,1.0009369163487292,null,1.3116536062192574,0,5.8456058751578106E-4,5.6534925927367856E-2,7.6905394526160104E-3,1.6358001808756066E-2,4.527653567840134E-4,5.828641889710634E-4,6.084579319283643E-2,1.0262446401784311,0,9.7446101240277472E-2,3.6775227883910799E-2,7.7209433955711454E-3,1.5863641812509791E-3]
[null,764,0.99818331090422607,0.98948324708207003,0.98019564228641265,1.0016197277650547,0.97891295696586034,1.007763568872998,1.031901292543647,null,1.3193758310456611,0,6.348743378611425E-4,5.4987424407350771E-2,7.8041437498059191E-3,1.6052704406437572E-2,4.4288665359352704E-4,6.3301536548253227E-4,6.3198565617782976E-2,1.0346472672505536,0,9.6722383302705536E-2,3.6554087971681574E-2,7.2453675067448275E-3,1.7228591513843037E-3]
[null,765,0.96677251200792025,0.99164379024813953,1.018585315882665,1.0147400868228611,1.0231651391557086,0.99156280538455743,0.98634087038172646,null,1.3388780206087973,0,5.9508148116130916E-4,5.7876794881920851E-2,8.0604556032960809E-3,1.671322287236409E-2,4.7543573452593949E-4,5.9331055674346101E-4,6.1830046495417026E-2,1.0470400149259596,0,9.9712939592240216E-2,3.7606474892991001E-2,7.9496107838156489E-3,1.6147957506832352E-3]
[null,766,1.0033486411165375,0.99127505119298986,1.0349484225943608,0.99514153243772974,1.0069088187470809,0.983895861481624,0.95168666798665325,null,1.3082529185685967,0,5.499729763620198E-4,5.6193637790819401E-2,7.7718084364520271E-3,1.6536615048637904E-2,4.6590020862730932E-4,5.4832353821297796E-4,5.7286687998794827E-2,1.026345873396139,0,9.8010112481302758E-2,3.6166766915428541E-2,7.9848098143322152E-3,1.4923559162099333E-3]
[null,767,1.0411547651567195,0.99046020225049713,1.0145590113615333,1.0022527611322607,0.98142727335037294,0.98256557108540876,1.030382331770834,null,1.3109887625436256,0,5.5242151600959778E-4,5.3077477188126367E-2,7.4872209200157087E-3,1.6405767906689014E-2,4.3985671991344101E-4,5.5076249127410364E-4,5.9737924960342526E-2,1.0342733340190298,0,9.5857163482317001E-2,3.4569588752764023E-2,7.6430936767207264E-3,1.4989939424416569E-3]
[null,768,0.96330513171037535,0.99937447712717575,1.0065846281473751,0.97562562036778844,1.0011232241018135,1.0230010254669091,0.96881294288532127,null,1.2989571285246353,0,6.297606844992002E-4,5.9076109774992475E-2,8.061315281423129E-3,1.6001452884109996E-2,4.6982443383458206E-4,6.279441514913046E-4,6.1650260046028089E-2,1.0070246193946306,0,9.8725140687205934E-2,3.8657796752708189E-2,7.5833688240845134E-3,1.7090569786254249E-3]
[null,769,0.99021555691227281,1.0204962929200116,0.96992663009955971,0.99737284268210868,0.97117303189931192,1.0190909532658217,1.0144994862546326,null,1.3134426262323047,0,6.5294407306880342E-4,5.4823542689274203E-2,7.7679074271092318E-3,1.5853903553911801E-2,4.3624049373023303E-4,6.5105344171384049E-4,6.1947010778984776E-2,1.0305728384032571,0,9.6536423143404493E-2,3.667272354605014E-2,7.0619739792994922E-3,1.7719528486356932E-3]
[null,770,1.0377796364808964,1.0206160152418764,0.97572487563018728,1.0009462925101791,1.0359355621723063,0.96222559402340457,0.98729936740099611,null,1.3036475870788655,0,5.8122350882262635E-4,4.9657267998945397E-2,7.4128910530899808E-3,1.5916910660193854E-2,4.187735461697205E-4,5.7944108866146346E-4,5.5886948469360827E-2,1.0340877729547568,0,9.8528665096822329E-2,3.3100129757845105E-2,7.0629623312077131E-3,1.5770476306329619E-3]
[null,771,0.98158850395031161,0.99643990465106003,0.99574977202868353,0.98792144199414289,0.97913490030433858,0.99492151162543618,0.99567459550091186,null,1.3047584750633809,0,6.1545457995906881E-4,5.5870393120757166E-2,7.9177600955657023E-3,1.6025017912545434E-2,4.56462584908177E-4,6.1362920955313437E-4,6.1395534215160835E-2,1.0200343963536518,0,9.7170014131692642E-2,3.6796039305279263E-2,7.4245862886349557E-3,1.6700964255890671E-3]
[null,772,0.9864254889163544,0.98018301424176357,0.96629687130770747,1.0133169933598443,1.0353441700547059,1.0102918557369045,0.97431937712396499,null,1.3332886734867941,0,6.6531979051480665E-4,5.5250573774789619E-2,7.9235820560743155E-3,1.605693524149546E-2,4.4333356193201689E-4,6.6337654618822358E-4,6.0753084072536975E-2,1.047160718673017,0,9.9732272882155373E-2,3.7040235679275273E-2,7.124388513138462E-3,1.8054922767046658E-3]
[null,773,1.0279947717361495,0.98271962464239793,0.97826249237332263,0.9962145324545818,1.0077587845892564,0.98319504068625152,0.99124295568841803,null,1.3044785436604009,0,6.0550192953473059E-4,5.213374328977937E-2,7.5981822363811527E-3,1.5900088682247879E-2,4.3035152735747999E-4,6.0368465864208017E-4,5.8435106931623543E-2,1.0291223583986575,0,9.7395777697024843E-2,3.4697544189592908E-2,7.1241773423989119E-3,1.6430306362295044E-3]
[null,774,1.0311294343524049,1.0162659689431219,1.022604248688892,1.035321403528686,1.0007947494656184,0.96566383942747847,0.96746628689512704,null,1.3413462761810437,0,5.3358141794101165E-4,5.2524174101055532E-2,7.4845442721973715E-3,1.6928722940215985E-2,4.4323311910373817E-4,5.3195092641446229E-4,5.538406746496425E-2,1.0681551463953274,0,9.7034627014765049E-2,3.4048400176514691E-2,7.897196124301285E-3,1.4477950641244024E-3]
[null,775,1.0088941583291322,0.97167639075099232,0.99410078166754612,1.0009788640465132,0.99711053114531889,1.0105357499956074,0.9916363911253453,null,1.3176067343804247,0,6.1645140238265439E-4,5.568523838006248E-2,7.7809987415559138E-3,1.618302003244881E-2,4.4783322302222739E-4,6.146513258049077E-4,6.077368178991803E-2,1.0335656375919513,0,9.7354483967004496E-2,3.6710202357735491E-2,7.4345600842183734E-3,1.6728782890858625E-3]
[null,776,0.98563918088567126,0.96934003229107757,1.0303736077966124,0.98251989291492592,0.99780437367128161,1.0281430437761216,0.99611168588826793,null,1.3078785245591393,0,5.9594831958253546E-4,6.0065124297485069E-2,7.9814193367052991E-3,1.6384009046805537E-2,4.763097337332995E-4,5.9423791490182537E-4,6.3156171873991529E-2,1.0134578983159144,0,9.8008420775673538E-2,3.8761075089525004E-2,7.9724867800981727E-3,1.6173197138867677E-3]
[null,777,0.97350927764025819,0.95530352002758834,0.97285223494786754,0.98204856666407492,1.0205297049025899,1.0101338334630992,1.0010429954859223,null,1.3063082078784516,0,6.7185566747133662E-4,5.6911846374129479E-2,8.1133786492326946E-3,1.5743559226731908E-2,4.5700536453106708E-4,6.6989302638708855E-4,6.4127884124372744E-2,1.014650479353181,0,9.9356244244442851E-2,3.8001985059677008E-2,7.1245601355889622E-3,1.8232279876488561E-3]
[null,778,0.98640959616737667,1.000863727561327,1.011650454800928,0.98171748463004593,0.9703197695669632,1.0163857689032005,0.96764143518272239,null,1.2984874856645234,0,6.042768253683552E-4,5.755810867435298E-2,7.8690711068941533E-3,1.6093110052033635E-2,4.6094966152678045E-4,6.0252245541084529E-4,5.9892361349184395E-2,1.0131658620513937,0,9.6637892902985981E-2,3.7552036791484923E-2,7.6199799424685093E-3,1.6398675021542751E-3]
[null,779,1.0256544090108917,0.98347219715637491,0.9915862527806758,1.0378269648797005,1.008131799569796,0.99901105237028465,0.99976939534605158,null,1.3518255283166107,0,5.9969240384805057E-4,5.3759357765956278E-2,7.6163908303263708E-3,1.6654165119753504E-2,4.3724829303525665E-4,5.9792106326374815E-4,5.9534415353531128E-2,1.0716915583454176,0,9.7483488921647765E-2,3.5493881884935956E-2,7.5294491130127135E-3,1.6273440295783907E-3]
[null,780,1.0045815198681329,1.0210404320619393,0.99886925222403811,0.99451641023072035,0.97882749131139712,0.97847074481595231,1.004947666795581,null,1.3041963599433044,0,5.8190694527282289E-4,5.3322611280632648E-2,7.6621864691926974E-3,1.6116916608030833E-2,4.4311799137136128E-4,5.8015205683029601E-4,5.9266683362886749E-2,1.0267511465471857,0,9.6580758906299816E-2,3.5052890839721053E-2,7.4228201748067352E-3,1.5789826516179304E-3]
[null,781,0.98697170654933308,1.0158309418271831,1.0034213327844752,1.0225079576674381,1.0039451513491378,0.99941038659380377,0.98047302980733131,null,1.3399474363671668,0,6.0050568426187013E-4,5.5792366696990836E-2,7.8159960358427632E-3,1.6592944961685011E-2,4.5408475468698548E-4,5.9873265018579012E-4,5.9652548648496298E-2,1.0555115852868879,0,9.8241133717297799E-2,3.6577438577888768E-2,7.6815578198253928E-3,1.629552901640632E-3]
[null,782,0.98645014539023101,0.98589043582590763,0.98978289782150697,0.99432890421348452,1.0161000743207742,1.014565584858971,0.99039222356391921,null,1.3149460694824124,0,6.3497974499237175E-4,5.6615757674574017E-2,7.9108612171533282E-3,1.607211590450144E-2,4.5332675227508314E-4,6.3313292926658123E-4,6.171681813124525E-2,1.026828014432813,0,9.8827098529090399E-2,3.7420162960126159E-2,7.3805815751091762E-3,1.7231791212495939E-3]
[null,783,1.0200357206391411,0.99886920004087831,0.99816882288145403,1.0169313470905268,0.97509703257623637,1.0046670639318773,0.9643931435158889,null,1.3270544404741125,0,5.9448682634689605E-4,5.4364478331585447E-2,7.6124881528831087E-3,1.6391430263027567E-2,4.3993374685030652E-4,5.9274074734908758E-4,5.7434182315217117E-2,1.0499138397157468,0,9.6025764661949523E-2,3.5752685045260163E-2,7.5081394032396947E-3,1.6132449173493668E-3]
[null,784,0.99687235660952689,1.0339502389600004,1.0074853235876846,0.99684926812677832,1.0291250683383282,1.0226655080529814,1.0356278696087522,null,1.3175414801265235,0,5.9901344286531323E-4,5.6344780398259339E-2,7.6848263007303361E-3,1.6330966463536076E-2,4.4828624592833173E-4,5.972850328323264E-4,6.2526482128205108E-2,1.028904780579915,0,9.921447571832416E-2,3.685086602812624E-2,7.6121317091204111E-3,1.6256129644114357E-3]
[null,785,0.98422205415868258,0.9824222933983261,0.97632449017072842,0.96769770680229195,0.99952475628776893,1.0305456069298438,1.0154450636520496,null,1.2895991572426575,0,6.6563028937504428E-4,5.698353976093689E-2,7.9365827267522324E-3,1.5566789230319839E-2,4.4863219408996006E-4,6.6372434738449734E-4,6.403418111443937E-2,0.99972063461757488,0,9.80671574378984E-2,3.7969821901991677E-2,7.0672853237364356E-3,1.8064388769082895E-3]
[null,786,1.0025905559595913,1.0310149037592997,0.99014139310650051,0.99449377186293619,0.96547163570028327,0.98412975242766521,0.99420629224074675,null,1.3027184349401866,0,5.948215241846018E-4,5.3087915705865324E-2,7.64549659175309E-3,1.5997809786082052E-2,4.3827899216564956E-4,5.9303800357528519E-4,5.8604724393107009E-2,1.0269875520100269,0,9.5974025628307105E-2,3.5080902160171762E-2,7.2894592425104378E-3,1.6140539508065885E-3]
[null,787,1.0345022556030141,1.0233517757885655,1.014058663116137,1.0203352253951361,1.023828250014575,1.0020338985280257,0.98877567499542984,null,1.3307933680239861,0,5.6021131241752611E-4,5.3747857986054838E-2,7.4374223697507777E-3,1.6653223966177522E-2,4.3671320597326799E-4,5.5856158087215502E-4,5.7253028585461559E-2,1.0529484862647394,0,9.8061136811436744E-2,3.5016505520799969E-2,7.7204225517778545E-3,1.5202204933583573E-3]
[null,788,1.0286564389430903,0.98239658775872973,1.004156362497709,1.024905696952122,1.0017639960196991,0.97822589716521313,0.9876130786455235,null,1.3349291996844015,0,5.7068711040063151E-4,5.3136388698351002E-2,7.6005080165648473E-3,1.6598566652910547E-2,4.4189126119225145E-4,5.6896562744938916E-4,5.8071509506577468E-2,1.057964378612378,0,9.7118825634813527E-2,3.482101132270194E-2,7.6293045834142101E-3,1.5485368784485566E-3]
[null,789,0.99777162349856086,0.9757079426438916,0.9922211381814432,0.97785783091167078,0.9917402002153678,0.99013212767712455,0.98564941456329469,null,1.2917934037075833,0,6.1210649599234893E-4,5.4976172677700712E-2,7.8542502396909842E-3,1.5831253333309696E-2,4.5119267102860838E-4,6.1028227413861325E-4,6.0321323750115431E-2,1.0097469852791197,0,9.736640856366352E-2,3.6283485581825155E-2,7.3031686622740347E-3,1.6609871707077041E-3]
[null,790,1.0240150657345775,1.0213765947235818,0.9841825563416563,0.99851672376064293,1.0016293059072994,0.99813399936258218,0.9969995400476912,null,1.3070357662633481,0,6.0024608288665525E-4,5.2617560158899596E-2,7.5122990825880641E-3,1.5996006493186651E-2,4.2805339803734735E-4,5.9847154897269168E-4,5.8237756024258104E-2,1.0313213312827034,0,9.7199457857626514E-2,3.4894708575375938E-2,7.2015256543742304E-3,1.62884227021057E-3]
[null,791,1.0168600437283641,1.0092518409329936,0.97226335863782865,1.0115103617871604,0.99825984992008043,1.0101647549972281,0.9872650987054914,null,1.3228453750072178,0,6.300182329234933E-4,5.3272812321417187E-2,7.5985255663042102E-3,1.6043056789820237E-2,4.2774787735566362E-4,6.2817786470470405E-4,5.8791866609669889E-2,1.0451085617670233,0,9.7193623561123058E-2,3.5584803428732069E-2,7.1165243850410233E-3,1.7096930689487581E-3]
[null,792,0.9867199077009422,0.98692802192655593,0.98802953480457445,1.0366822480022315,0.97967343980795774,1.0181014203631034,0.97813771417657169,null,1.3571117576797949,0,6.390665766923989E-4,5.6679432976683541E-2,7.9049338070592591E-3,1.6609298404852216E-2,4.5218450884140646E-4,6.3721432978014827E-4,6.100803034205108E-2,1.0706203599509496,0,9.7056197112988934E-2,3.750165316880074E-2,7.5472323064657218E-3,1.7342873480142059E-3]
[null,793,1.0195891379760118,1.0090400471594663,0.9793099663131497,1.0123584079443089,1.0326234939833367,0.99940327977282339,1.0124561651387649,null,1.3255831720788662,0,6.12703470655413E-4,5.2923852770224725E-2,7.580506927211259E-3,1.6173707718400397E-2,4.2980808067362772E-4,6.1089440891705024E-4,5.9819161957128955E-2,1.0457672766161703,0,9.8798324953095845E-2,3.5201107702306111E-2,7.2285812156071116E-3,1.6626531997844336E-3]
[null,794,1.0013253875515111,0.99723046344562138,0.97624778323069439,0.97906056414652443,0.95917472442724883,0.9680457437169897,0.96974486523579706,null,1.2845429253382874,0,6.1101168750961722E-4,5.228589153618856E-2,7.7544576949439047E-3,1.5607402440989951E-2,4.3830294562336673E-4,6.0914918247186793E-4,5.7779323964518119E-2,1.0114617988007171,0,9.5685436325689641E-2,3.4841258100891198E-2,7.0330127650479364E-3,1.6579032687143904E-3]
[null,795,1.0040109924300351,0.99134059369736816,1.0113223733103505,1.0263068823306485,0.96489969184597135,1.0105448201660649,1.0115584194818374,null,1.344382416826351,0,5.9293715744172738E-4,5.6421135452000185E-2,7.7606590178747725E-3,1.6736761781528667E-2,4.5445021906332045E-4,5.9120575946746139E-4,6.1647933796159127E-2,1.0591935455371082,0,9.5934762969739823E-2,3.6817366937021694E-2,7.808465327485776E-3,1.6090671863441995E-3]
[null,796,0.98691403602445227,0.99054103721028908,0.9918121925589255,1.0092490953595175,1.0167207754092022,0.96829721352280607,1.0278670607348888,null,1.326822109498174,0,6.0206202051249686E-4,5.4003583549650638E-2,7.8927780950745659E-3,1.6314051984375702E-2,4.532187632360897E-4,6.0022727274458489E-4,6.2386017217215331E-2,1.0421743409032804,0,9.884759451344767E-2,3.5650309449838824E-2,7.4684289982766593E-3,1.6336207715434775E-3]
[null,797,1.0384859515771561,0.99665493977882957,1.0109510817089178,1.02001274996304,0.99436786325434712,1.0062041844305547,0.98166739939134451,null,1.3300856644759695,0,5.7001112234599286E-4,5.4178156779225647E-2,7.4869091642291354E-3,1.6594942776836041E-2,4.3825732988900164E-4,5.6833948898734005E-4,5.7548918938663193E-2,1.052708873151647,0,9.6540449683203994E-2,3.5361455268264105E-2,7.6825402814083722E-3,1.5468327359613476E-3]
[null,798,0.98460279640569648,0.9726366125686654,0.99613293499057942,0.98360930076985265,1.0057279343513394,1.0047174985856773,1.0081231426566497,null,1.3048427693666675,0,6.2513640746530931E-4,5.6816699882141337E-2,7.9703280416045571E-3,1.6008469974904013E-2,4.5967055671773731E-4,6.2330039914580714E-4,6.3092995313425174E-2,1.0155708229471256,0,9.8379606942798375E-2,3.7410725608486912E-2,7.4388678922285264E-3,1.69641821555353E-3]
[null,799,0.95888761196620065,1.0297121626304762,0.98485038635756783,0.97442684499628607,0.96569216980009931,0.97445400170843677,0.98522471937531186,null,1.2880077772154392,0,6.2291434105068262E-4,5.4711127228509245E-2,7.9966610106626933E-3,1.5697003130118795E-2,4.5596112501237622E-4,6.2102804087817111E-4,6.0458250907169837E-2,1.0064203489957289,0,9.7105211718870835E-2,3.6268536204823641E-2,7.2063295892828448E-3,1.6902336054317264E-3]
[null,800,1.0059444158443758,0.98699845173512335,0.99962425765703611,0.9773261534161799,1.0147974665451618,1.037932759323926,1.0027765064510648,null,1.2974566950428548,0,6.2387362871074064E-4,5.7308685267723675E-2,7.7564835132376136E-3,1.5943829154872993E-2,4.4891205778319293E-4,6.2209996521725072E-4,6.1965432254008287E-2,1.0089817311741722,0,9.8288281718033263E-2,3.765632017005819E-2,7.4156423663360935E-3,1.6931510301229377E-3]
[null,801,0.98743579642881552,1.0064369304758773,0.99602729059089457,0.99421443154347533,0.98799429322662458,0.9889151537531129,1.0328978323709948,null,1.3114888889800396,0,6.0534476139375323E-4,5.4997747447454733E-2,7.839575796640812E-3,1.6139290070652502E-2,4.5208160400309278E-4,6.035384709891725E-4,6.2784302380027482E-2,1.0265236967483444,0,9.7449402202789068E-2,3.6215324666795473E-2,7.4466415921072482E-3,1.6426327616290365E-3]
[null,802,1.0295286463199427,1.0032242841003047,0.98617210932916033,0.99323510419589289,1.010689738106147,0.99464606136143774,0.99937703463687977,null,1.3020645162518973,0,5.9676585148251728E-4,5.2627671078692387E-2,7.5263290413806081E-3,1.5953706630031768E-2,4.2971842592703723E-4,5.9499541962890375E-4,5.852355042609747E-2,1.0258064995873761,0,9.7510340666878734E-2,3.4859682068850775E-2,7.2094073664734802E-3,1.6193813920425092E-3]
[null,803,1.0090834802145507,0.99403199517803686,0.98770005461047727,1.0140540173266965,1.0018148323958831,0.95716226737076593,0.9767738661064177,null,1.3220131611166472,0,5.8621607568778294E-4,5.1930683706532088E-2,7.7075182214948485E-3,1.624955106277743E-2,4.4074480196211008E-4,5.844088350966996E-4,5.7538973873432028E-2,1.0472614094000086,0,9.7570349497428155E-2,3.4366461822655299E-2,7.3587077721337952E-3,1.5905681988125028E-3]
[null,804,1.0163194421031805,0.99372979671484929,0.97674676904331781,0.97802366528363338,1.0002362157516451,0.97365312181513652,0.98633954500190124,null,1.2847283818057949,0,6.0571165460586419E-4,5.191160153096986E-2,7.6509285653165639E-3,1.5625871143920635E-2,4.3267100829080622E-4,6.0387593862889794E-4,5.8177830000280345E-2,1.0103757157099891,0,9.7307097115438501E-2,3.4581396080950073E-2,7.023555129316488E-3,1.6435512372981916E-3]
[null,805,0.98455438515304672,1.0327002723851446,0.97818650175633914,1.0151707215522603,1.0161047462231858,0.99501801299315218,0.99397170951500669,null,1.3308379817473113,0,6.2734775384234466E-4,5.4004181999022891E-2,7.7775353686583048E-3,1.6201712687625307E-2,4.4047580833056434E-4,6.2548729004809837E-4,5.9931749512889904E-2,1.0487070712352002,0,9.8862704590607003E-2,3.5944063784595547E-2,7.2679770124925141E-3,1.7023702116811749E-3]
[null,806,1.0365116810186226,0.97856088370836503,0.97362722898544485,1.0171004348426609,1.001361998844674,1.0302679233357135,0.98706841410638246,null,1.330041445046835,0,6.3641343448334303E-4,5.4039306197926656E-2,7.5474397804479402E-3,1.6138006087759643E-2,4.2546378067099557E-4,6.3459065983922697E-4,5.9218557519800465E-2,1.0508419014368402,0,9.6883283306152521E-2,3.6066919208695772E-2,7.1552439198566001E-3,1.7271465833275817E-3]
[null,807,1.000594838598438,0.98576075981376077,1.011063793558991,0.9663665987330653,1.0104079085043047,1.0039318986991939,0.99448287810032587,null,1.2827882305360443,0,5.9272253770817026E-4,5.6355617798579921E-2,7.804692570219038E-3,1.5902720569211867E-2,4.5691070192016103E-4,5.9098036580288425E-4,6.0796324912693871E-2,0.99733990844376874,0,9.822047273995016E-2,3.6780216166311559E-2,7.5246550662013316E-3,1.6084537390902223E-3]
[null,808,1.0203422313763781,0.99436460246088254,0.97137044080566592,1.039980951314539,1.0123131839022284,0.99348185141044476,1.042618944380006,null,1.3552071186560803,0,6.2232684365198777E-4,5.2477803474824024E-2,7.6175267580435762E-3,1.6473865458040041E-2,4.2842674423819547E-4,6.2047841617899962E-4,6.1848394670435798E-2,1.0745532501384161,0,9.7789237011787558E-2,3.5072786933628725E-2,7.2589381859542983E-3,1.6887377081843153E-3]
[null,809,0.96405449006626032,1.0392717584652453,0.97451954489002413,1.0276032012235676,1.0002500073567324,1.0050172479691524,1.0059016177404609,null,1.3484419912195811,0,6.5039653904515424E-4,5.5372016977656147E-2,7.9218749070103303E-3,1.6354932954897317E-2,4.4697795398293099E-4,6.4848691214044833E-4,6.2040605597385293E-2,1.0616650844062905,0,9.8626773456060718E-2,3.6936396619599444E-2,7.314270372411549E-3,1.7649676011931659E-3]
[null,810,1.0142886133162312,0.97558335391779338,0.98969613846086224,0.97869903081197007,0.98920920440401339,1.0337813744172422,0.95846957309017733,null,1.2929969778451342,0,6.3201266542901348E-4,5.6339483002057544E-2,7.7261275841031271E-3,1.5788586878441049E-2,4.4270188235554463E-4,6.3020864730369008E-4,5.8976133522431515E-2,1.0106898403427018,0,9.6836765878126604E-2,3.7239495162148001E-2,7.2444274211565284E-3,1.7152201897358945E-3]
[null,811,0.99951619380922085,0.99999638294853677,0.97842378279274533,1.0060023039556198,0.98818984570289092,0.98771871282669332,0.98401304471849949,null,1.3178500532187052,0,6.2106617932437933E-4,5.3500668806127284E-2,7.7604242772531156E-3,1.6044992245787672E-2,4.3961284199970616E-4,6.1921073290898841E-4,5.9241262382241727E-2,1.0392285134163097,0,9.7136059451717743E-2,3.5603827450348728E-2,7.211260301120891E-3,1.6852874922150222E-3]
[null,812,1.0099968196763067,1.0390536107261747,1.0427424042862796,0.9824517169476219,1.032126866490529,0.98899030204764637,1.0009732341438558,null,1.2955855285586366,0,5.3024432703008251E-4,5.5465882175462299E-2,7.5785125040852431E-3,1.6474932411406049E-2,4.5780994191862837E-4,5.2866224930404329E-4,5.8521982800528533E-2,1.0130390389310913,0,9.9076574896079642E-2,3.5538344713532774E-2,7.9951878931148745E-3,1.4388443691419597E-3]
[null,813,0.97182376932016468,1.0140032614922923,1.0218572437874329,0.98236333455522995,1.0080342288079829,0.9860287014440049,1.0340022566855078,null,1.3038609492402442,0,5.7949861149251647E-4,5.6919343467671385E-2,7.9481847582129877E-3,1.6300722993915048E-2,4.7034081969693573E-4,5.7776438162533445E-4,6.3538117376132006E-2,1.0135389458021464,0,9.8851308170221933E-2,3.6913636474232639E-2,7.8095994210737587E-3,1.5724841868069446E-3]
[null,814,1.0004001309797534,1.0353831359567229,1.0167304942939994,0.96926435842807401,1.0046283783369969,0.98791203830556984,0.97931787908259371,null,1.2793838011158616,0,5.6533040658265866E-4,5.4675786367601932E-2,7.6557273426878826E-3,1.5964036836447124E-2,4.5073038225101008E-4,5.6364180230317369E-4,5.7858723847169564E-2,1.0001693290742144,0,9.7952044184879558E-2,3.5565207199095984E-2,7.559857304395342E-3,1.5340471813990455E-3]
[null,815,1.0256597434709658,1.0099071389680201,1.0069741594445041,1.0024612456756765,1.0063867169724832,1.0104160627345564,1.0147331658822625,null,1.3158310886980833,0,5.812831377187402E-4,5.4590776210290938E-2,7.5396389613751674E-3,1.6344104720978754E-2,4.3959187158324327E-4,5.7958555360837179E-4,5.9929383896333462E-2,1.0347123635586701,0,9.7415989888351318E-2,3.5714491348520644E-2,7.5690050094940394E-3,1.5774408165955898E-3]
[null,816,0.99101528677147654,1.0194818425458143,0.978045657051128,0.9993980058023364,0.98182865807446573,1.0067858356473316,0.97645074349480798,null,1.3126370215958474,0,6.3407148288412824E-4,5.4561621113447818E-2,7.7667145080963151E-3,1.5947813401561033E-2,4.3979994591692866E-4,6.3221305829576704E-4,5.9247787515199456E-2,1.0324175827558175,0,9.7040567260476926E-2,3.6318176876804956E-2,7.1781411074108735E-3,1.7206755357024219E-3]
[null,817,1.0397136612780733,0.97468802644682517,1.0333941398427393,1.0111959426700294,0.98485506620063545,1.0111427868652243,0.96771174143941274,null,1.3228698727089629,0,5.509113175577936E-4,5.6031007248548675E-2,7.5504039608649126E-3,1.6726154096165818E-2,4.5193413550603415E-4,5.4930358789516843E-4,5.7507892542619836E-2,1.0429488862403682,0,9.6076842008054719E-2,3.6094540711585223E-2,7.988796206539325E-3,1.495023288371565E-3]
[null,818,0.99600693621980252,0.99499734519659477,1.0211091990399412,1.0445069060499192,1.0097921782936607,1.0107777550245627,1.0349700563632203,null,1.3691054398044407,0,5.849338360305273E-4,5.7327919755690106E-2,7.8139347284689933E-3,1.7172025070365929E-2,4.6205299668149749E-4,5.8322620166159015E-4,6.3473732616534342E-2,1.0776774212602414,0,9.8316122983593018E-2,3.7194864205373657E-2,8.0817243614028089E-3,1.5873494604571419E-3]
[null,819,1.000811606191607,1.0031065599079725,1.0080330386674827,1.0085819349381235,1.0058010771027104,1.0011763591190983,1.0193163629848954,null,1.3265849878513776,0,5.9056511243418786E-4,5.5638598225837159E-2,7.7480039335851153E-3,1.6474426717840936E-2,4.5221948312603252E-4,5.888245042555291E-4,6.1632337298978379E-2,1.0409984176394296,0,9.7988827061114059E-2,3.6377234006584991E-2,7.6740778984198503E-3,1.6025861946378894E-3]
[null,820,1.0477194468652258,1.0210743580500992,0.96655436942155826,0.9994960952703531,0.98252860430080868,0.98078258435516297,1.0125923618786687,null,1.3009210336597619,0,5.9792237060727531E-4,4.9688006372326968E-2,7.3391249630866892E-3,1.5770552753660523E-2,4.1074081448454973E-4,5.9612343393501265E-4,5.7295614624891147E-2,1.0328702977858324,0,9.5709047829991761E-2,3.33058302116453E-2,6.911165765381466E-3,1.6224514751339212E-3]
[null,821,0.98700608922606625,1.0027353134348937,1.0070122587996224,1.0298578136054364,0.99789542244806284,0.96982828618844708,1.00404433161198,null,1.346269445836408,0,5.8139260246277771E-4,5.4600644890842924E-2,7.8572867830673139E-3,1.6748747621433396E-2,4.5812951905901717E-4,5.7962364058677799E-4,6.0596489534446372E-2,1.0629891723642628,0,9.7951617273686814E-2,3.5720143245510087E-2,7.771439089179372E-3,1.5775444767954423E-3]
[null,822,0.99121238087317765,0.97206119664466151,0.98121531993345168,1.0403758390576519,0.98598163671979044,0.97383576584828269,1.0188315343257048,null,1.3581348881886748,0,6.209098638371844E-4,5.3938584244293757E-2,7.9153250148953722E-3,1.659877895943759E-2,4.4966181630685823E-4,6.1902843993661674E-4,6.2362894784826747E-2,1.0746491397614564,0,9.7239980484017885E-2,3.5834790510406209E-2,7.4628226860967341E-3,1.6847913508370887E-3]
[null,823,1.0069041623917157,0.99576228789074261,0.99514184380563897,0.97354580413121461,0.97318152345333264,1.0200604342989452,0.97373371862663671,null,1.2862682509562307,0,6.1608390269320178E-4,5.5828953882920002E-2,7.720643436551794E-3,1.5775169626961745E-2,4.4482612415942216E-4,6.1430169720298299E-4,5.9297357282211326E-2,1.005209166837242,0,9.6246609144414019E-2,3.6782083121313952E-2,7.2932969906600439E-3,1.6719267152864611E-3]
[null,824,1.0044051561837224,0.99499022742996157,0.99831172688799552,0.99015388478402167,0.97472781985813384,0.98725402430273701,0.97129591361643985,null,1.3003262504713324,0,5.9402216652393129E-4,5.4342623885148704E-2,7.7430303549646615E-3,1.6033974052286074E-2,4.4754226371780805E-4,5.9224667927748739E-4,5.835306526739284E-2,1.0222636754500165,0,9.6386146512709811E-2,3.5735273013919364E-2,7.410794931494968E-3,1.611900226927967E-3]
[null,825,0.98556127817802752,0.99312877269588762,0.98532194760996861,1.0299603970320459,0.99730663561156863,0.95644049430294698,0.98824242716708743,null,1.3433871866962666,0,6.029333553716202E-4,5.30287282111064E-2,7.8937494487606574E-3,1.6475851852658048E-2,4.5030838603854289E-4,6.0107317450242307E-4,5.9608753495619726E-2,1.0637625696498505,0,9.7935671662652657E-2,3.5143289736763811E-2,7.454201396407692E-3,1.6359230372768735E-3]
[null,826,0.99917036444699381,1.0191053555085747,1.0039674539106291,0.96454953578899372,1.0350324198509426,1.0141438912517275,0.98731996136666045,null,1.2802655299992187,0,6.0046359633179945E-4,5.5882959549878847E-2,7.7107732967952565E-3,1.5797758060192721E-2,4.4821712395823381E-4,5.9871644339572878E-4,5.9675260993188969E-2,0.99566681045990846,0,9.943910940220016E-2,3.6624975984576855E-2,7.3919034893527935E-3,1.6295087921006513E-3]
[null,827,0.98527828087996216,0.9893163203192582,1.0083999871031308,0.96312533258616828,1.0288109080890091,1.0108950115444466,0.98788401027439965,null,1.2833010899374564,0,6.0859789929131936E-4,5.7402705898149407E-2,7.9139455899324869E-3,1.585265258137155E-2,4.6207445490504428E-4,6.0682138701126582E-4,6.1424899315789233E-2,0.99407037729641079,0,9.9492893048261546E-2,3.7522498937787967E-2,7.5092515502994421E-3,1.6515677768281988E-3]
[null,828,1.0143106902629799,1.0038569627173854,0.97973326990093956,1.0009493512136929,0.97855452298451995,0.99712934856816371,1.0296725424264335,null,1.3130505006806814,0,6.1521906333882319E-4,5.3208892015286301E-2,7.6357705897463855E-3,1.6006248699638369E-2,4.3312784231936611E-4,6.1339843162515264E-4,6.125211162174575E-2,1.0339688383379519,0,9.6309904284833464E-2,3.5381646974212158E-2,7.1863126225148984E-3,1.6694683241450245E-3]
[null,829,1.0159294086379962,0.9741631157705769,0.99552941410510409,0.97572612448771745,0.99345938800169131,0.99067602974375268,0.99860823947957433,null,1.2874212253179349,0,5.9776560394908616E-4,5.4227786928214609E-2,7.7195683478570327E-3,1.5831393413610544E-2,4.4493793501529068E-4,5.9598509941057682E-4,6.009296091737374E-2,1.0074490907572931,0,9.7009347955727701E-2,3.5718918684296413E-2,7.3069259089237658E-3,1.6220749741603709E-3]
[null,830,0.99733629919932232,0.98090779321236543,1.0106049000675956,0.99700424277601118,0.99981530631159332,1.0169130353758011,1.0094954466651331,null,1.3180364971195098,0,6.0411422179683328E-4,5.7361373564927022E-2,7.8455511532408637E-3,1.6349450372513962E-2,4.5909213939746837E-4,6.0236123331000601E-4,6.2483834125378716E-2,1.0289729995544321,0,9.7788421288257252E-2,3.7446742715732173E-2,7.6913564853732892E-3,1.6394287087426423E-3]
[null,831,0.97684003384482132,1.0137686014416156,0.98645721677738685,0.95729150574922306,1.0282882829642568,1.0346071027333079,0.98068787655209966,null,1.2780794941344147,0,6.5110829132183597E-4,5.7476165772304771E-2,7.8992484840140105E-3,1.5523831231343137E-2,4.5114064950988277E-4,6.4925124991016157E-4,6.1406519309409595E-2,0.98867595881943104,0,9.9660053348936517E-2,3.8064722336772203E-2,7.1566633474657183E-3,1.7670478766384471E-3]
[null,832,1.0312536214634,1.0192493058842611,0.97172332817921492,1.0108135719010853,1.0285218902919089,0.9665820162341523,0.98078920332730635,null,1.3147782088407032,0,5.9274418558778546E-4,5.003252280555625E-2,7.4628598420859301E-3,1.6005172831891318E-2,4.1987921422411784E-4,5.9093462799358681E-4,5.6031993898005464E-2,1.0444053326288001,0,9.8316730923733373E-2,3.3431346380787132E-2,7.065850617362689E-3,1.6083292558507795E-3]
[null,833,0.98267171283416765,1.0015249560712309,0.96952526533351058,0.95708926137212735,1.0266696738089056,1.0223483454980149,1.015231925156312,null,1.2771263579332335,0,6.6558408766968574E-4,5.581748415983033E-2,7.8864163896296222E-3,1.5349466113401544E-2,4.4271420020233006E-4,6.6366299705433078E-4,6.3199850381662162E-2,0.98896010154823899,0,9.941224466925544E-2,3.7346717838554505E-2,6.9070118215401417E-3,1.806271901533707E-3]
[null,834,0.98070539853634697,0.95681725677325391,1.0276610379596036,1.0306175622519393,1.0142827992878067,1.0257816146619203,0.99649564954164005,null,1.360811352637701,0,6.0409142144901768E-4,6.0389576726913627E-2,8.0627092031295873E-3,1.7066136262717652E-2,4.7987150268940642E-4,6.0235365432807634E-4,6.3864665930923034E-2,1.063150893124128,0,9.8929219985554748E-2,3.9031907797688274E-2,8.1987017898237317E-3,1.6394080812522401E-3]
[null,835,0.96962666045881107,1.0329758821067656,0.99643163408593771,0.98848237584898591,0.99553661809374216,0.99141204797832005,0.98703500358937168,null,1.304869966586764,0,6.1110632365350085E-4,5.5589510542541555E-2,7.9009804368781588E-3,1.6041325655682944E-2,4.5580820725730912E-4,6.0928743378520103E-4,6.0328203855459485E-2,1.0205934231990594,0,9.8275671484520558E-2,3.659617114824474E-2,7.4324114037737548E-3,1.65827954321475E-3]
[null,836,1.0104211479532681,0.98674998154319693,0.99299947089275531,1.0042044441064624,1.0263671907437875,1.002769500353893,0.99632461747997758,null,1.3202660987053541,0,6.0842688713136014E-4,5.4776474107358447E-2,7.7212785586738735E-3,1.6226618229463929E-2,4.4390260482275295E-4,6.0663648288208861E-4,6.0231387851103428E-2,1.0369293573032867,0,9.8731424981529023E-2,3.6134869666122095E-2,7.4215112784991296E-3,1.6510645287422081E-3]
[null,837,0.97647088406907734,1.0038754667773475,0.95602957928434029,1.0108223254461182,1.0090029702336369,1.025748225720176,0.98174811285654739,null,1.3312866971346744,0,6.9035507997851396E-4,5.5576068383418803E-2,7.9256919926075919E-3,1.5896746861720223E-2,4.3879959085165539E-4,6.8836909678522803E-4,6.1517326635941581E-2,1.0449037214496633,0,9.8702834181210189E-2,3.7493658656920836E-2,6.960321604897202E-3,1.8735137606376222E-3]
[null,838,1.0163943314328883,1.003108914035086,0.97526383235707803,1.0445545896505697,0.99715233330378572,1.0291292140236912,0.95861239253551833,null,1.3587747197020084,0,6.3973267190198799E-4,5.4590742017046001E-2,7.6213153376419986E-3,1.6522457126347926E-2,4.3034576200408402E-4,6.3789836313050768E-4,5.7846789134563599E-2,1.0791546345990231,0,9.715450750950351E-2,3.6398811808701581E-2,7.3208016546455349E-3,1.736149061302351E-3]
[null,839,1.0273105879061648,0.97640857603709685,1.0108950402831582,1.0136151304440348,1.0210991679156123,0.99408701717304848,1.0108190603041156,null,1.328449169451299,0,5.7403231329058372E-4,5.454917574371948E-2,7.6307275971630537E-3,1.6561298308802951E-2,4.4665094525120683E-4,5.7232836756775898E-4,6.0197834884776306E-2,1.0461078526875542,0,9.8093308108697791E-2,3.560479077959635E-2,7.7015451929346281E-3,1.5576891485237772E-3]
[null,840,1.0067457910048525,0.98189062356599277,1.0246816718338008,1.0169716821749244,1.0130011837937571,0.97968358802395694,1.024115202128538,null,1.334828340521091,0,5.5969754188792251E-4,5.5443678933495645E-2,7.7725772195967654E-3,1.6793505615728562E-2,4.6124006233538368E-4,5.5801172117608431E-4,6.1611511147747475E-2,1.0491620886565165,0,9.8209908078423322E-2,3.5897415739533187E-2,7.9593769318983629E-3,1.5187239565268532E-3]
[null,841,0.97361742753023317,0.99774908059054357,1.0173992037378841,0.98628940012878241,1.0331001047144921,0.98757548921264104,1.0186536131946817,null,1.3090581301828259,0,5.8852874477874546E-4,5.7034316656353577E-2,7.9838609133349135E-3,1.6314831895921405E-2,4.7036231735123052E-4,5.8677024954642424E-4,6.3069257441906168E-2,1.0177179170244595,0,0.10001198716062237,3.7084826012896095E-2,7.7755340647066027E-3,1.5969951905045886E-3]
[null,842,1.0344163044195112,1.0059602356596713,1.0026094969184445,0.97021961940156809,1.0061535199468503,0.99318651602163099,0.9899346748383967,null,1.2768058798145518,0,5.7258684457759572E-4,5.3067178367720617E-2,7.4864989991725557E-3,1.5803068848923258E-2,4.3458782014280074E-4,5.70885648513231E-4,5.7585148731038323E-2,1.0015589032575398,0,9.7195310541410715E-2,3.4807557984756946E-2,7.3155639170596511E-3,1.5537625428495602E-3]
[null,843,1.0310973405166668,1.0468908565580681,1.0268856153764396,0.9684669947546749,0.99062693908047361,0.99249416656445277,1.007729471009019,null,1.2743432892341273,0,5.3713952331118817E-4,5.3565974075437305E-2,7.3974195012630724E-3,1.6044075304480505E-2,4.3993727258341694E-4,5.3554253048628334E-4,5.7567325989206372E-2,0.99906017412524706,0,9.654817362295115E-2,3.4637193928128397E-2,7.6270421812170029E-3,1.4575702264359352E-3]
[null,844,0.97364922403140608,1.0170727618046655,0.98504886436331163,0.99290407066724762,1.0169586446102925,0.96937682922772384,0.99112752924344139,null,1.3077140898320383,0,6.130444358434517E-4,5.3875720332996868E-2,7.9144751583625217E-3,1.5980549220249964E-2,4.5136577072920752E-4,6.1117830049800819E-4,6.0140764832399364E-2,1.0254982858449158,0,9.9193549587395985E-2,3.5710473631418653E-2,7.2873457298309689E-3,1.6634258590829665E-3]
[null,845,1.0068573844824891,1.0342328003046872,1.0004726007041631,1.01174641320364,1.0182977894801377,1.0368296468216998,0.97506475249317048,null,1.3283305891602586,0,6.1003655799569988E-4,5.6181258853298444E-2,7.6060962325548093E-3,1.6395631929788834E-2,4.4058381766433021E-4,6.0830038789195877E-4,5.8684297271922779E-2,1.0444913162232836,0,9.843622633174598E-2,3.6896904495728682E-2,7.5444170447010244E-3,1.6555931296729359E-3]
[null,846,0.99525971844797534,1.0069000500794396,1.0056950024956592,0.99925734940987887,0.99602721346086287,1.0215331516368515,0.98269222320750871,null,1.3172238126170659,0,6.0796465660600005E-4,5.6878236499443457E-2,7.7788945131611574E-3,1.6291288886779318E-2,4.5296070732787533E-4,6.062084739416727E-4,6.0238415293565106E-2,1.0314431966547581,0,9.7651508172860807E-2,3.7239158062478975E-2,7.6020103798540573E-3,1.6498996294995059E-3]
[null,847,1.0029311037897457,1.0447901452102304,1.0118235614478825,1.0102894318940765,1.0149594187398936,1.0052759420743584,1.0040142166979624,null,1.3252168224971612,0,5.7760503095816791E-4,5.5044572734532081E-2,7.607647688314294E-3,1.6518055060433148E-2,4.4571320699901589E-4,5.7590956335256619E-4,5.9398937401949847E-2,1.0426479397294062,0,9.8383825109821896E-2,3.5908496141376749E-2,7.6958949090240479E-3,1.5674359829091489E-3]
[null,848,1.0262292040464052,0.99530031699833965,1.0316758370225214,1.0250007019377916,0.97956293624594137,1.0320466973796436,0.99473782871107586,null,1.3421563249297201,0,5.6696746179650754E-4,5.7369545707912556E-2,7.5854346779258806E-3,1.6938181810532436E-2,4.5326130352664126E-4,5.6534638867318228E-4,5.9841202208260814E-2,1.0572378591836877,0,9.6132228005863837E-2,3.6993619070075222E-2,8.0679275314747088E-3,1.538686503581463E-3]
[null,849,0.99460249099068099,1.0220130257929982,1.0083013910090686,0.96308561777776536,1.0172233529747881,0.97977951055969847,1.0097368455970837,null,1.2758576666531689,0,5.769026690959514E-4,5.4391970990344582E-2,7.738424831379688E-3,1.5822737131976128E-2,4.5178168917083737E-4,5.7516519629982642E-4,6.0165209950603031E-2,0.99403218924774595,0,9.8696342545367577E-2,3.5556537942090641E-2,7.4387997361147241E-3,1.5654100611721242E-3]
[null,850,0.99094721950473263,0.989174827357023,0.98797958229622396,1.0053574007740038,0.9845256102110006,0.99204658455402905,0.95887286550436834,null,1.3189509040710341,0,6.1955573280839875E-4,5.4936503574874659E-2,7.8640431783763842E-3,1.6142018778962295E-2,4.4982271213589366E-4,6.1771287370629999E-4,5.8705758691273383E-2,1.0382715365785078,0,9.7183731738240992E-2,3.6349542407948882E-2,7.3685784565809273E-3,1.6812108132344579E-3]
[null,851,0.98415886873120095,0.97183093569675527,1.0440402395171462,1.0032827238182811,0.97765712606747646,1.0200796906155656,0.9824654995258717,null,1.3277949824380941,0,5.7492999192870363E-4,6.0381228327842699E-2,7.9886901555072474E-3,1.6814202493869512E-2,4.83203445549766E-4,5.7326686773220901E-4,6.2064020863980045E-2,1.0344815064341888,0,9.7086860795499288E-2,3.865889610300436E-2,8.2777935062544172E-3,1.5602434365949134E-3]
[null,852,0.99502434752687818,1.0235354464112043,1.0170776214739694,0.97337662975283423,0.97179045329082248,1.018300519980579,0.98900621024111768,null,1.2883522318063672,0,5.8814691082754989E-4,5.6947182137796828E-2,7.7326890630205394E-3,1.6036422152831145E-2,4.5541890132268128E-4,5.8644258088843041E-4,6.0024884086684743E-2,1.0044028326365944,0,9.6497534357038908E-2,3.7035151833551612E-2,7.6257175830310485E-3,1.5961033844334729E-3]
[null,853,0.99692645713095196,0.96386415188743035,0.97376815988251231,1.0168776850047774,1.0162095761311232,0.97899298938785329,1.0222436283305798,null,1.3348739919135291,0,6.3238592963343399E-4,5.3712152466249136E-2,7.8948062070960928E-3,1.620488124878839E-2,4.4510947598970426E-4,6.3047982632568049E-4,6.2654109940424904E-2,1.0506073836980712,0,9.8550589329576221E-2,3.5845504457316379E-2,7.2454029436847742E-3,1.7159582496396118E-3]
[null,854,1.0123545533523088,0.99180232115704214,0.97752738104304304,0.96990456156609317,1.0180892610813252,1.01845701159971,0.98908546826100829,null,1.2835911655549872,0,6.3553365170005457E-4,5.4603575947361024E-2,7.6870500128135896E-3,1.5559315240738685E-2,4.3505932272835214E-4,6.3369228761817867E-4,5.9970843343945458E-2,1.0019649869081382,0,9.8266971765388553E-2,3.6357499697239962E-2,7.0230031704246127E-3,1.7247015102902111E-3]
[null,855,1.0030483654232203,1.0016129237828091,1.0095084941293426,0.98186048227196121,0.97317011391952124,1.0006567096196075,1.0063759424256631,null,1.2958020336374017,0,5.8749023793872035E-4,5.5595939630100927E-2,7.7356967855081232E-3,1.6078429452122324E-2,4.5216803824888857E-4,5.8575779331694665E-4,6.0748274281815076E-2,1.0133753777034835,0,9.6356569204219103E-2,3.6317700982713183E-2,7.5493703854073481E-3,1.5942396184040568E-3]
[null,856,1.0349449312466337,0.99180771084302122,1.0170334586066891,1.0204207510475369,0.98641524740226161,0.97122320850251831,1.0006437470376472,null,1.3283285314309752,0,5.462046888445979E-4,5.2871640477449841E-2,7.5286406466216213E-3,1.667471860924858E-2,4.433819139746398E-4,5.4454517763423383E-4,5.7985494804155019E-2,1.05294779524548,0,9.6244080715504721E-2,3.4385545870842527E-2,7.766820194657644E-3,1.4820724642508215E-3]
[null,857,1.0179840781841445,0.97178628939643952,1.0445827716795637,0.99868672273157655,1.0213478225133423,0.99803875626235672,1.0028000404170663,null,1.3169543651468734,0,5.4321088489115267E-4,5.7139595597884729E-2,7.7235199547457389E-3,1.6750764824499092E-2,4.6741307198004965E-4,5.41604813390161E-4,6.0574608474289957E-2,1.0297271679743891,0,9.8364397843031387E-2,3.6572059828275175E-2,8.1623738872089683E-3,1.4740697620692677E-3]
[null,858,1.0179832284374535,0.98230603128009453,0.99868392361674596,1.044140468634833,1.0008560095814347,1.0078338667556757,0.99925992661844265,null,1.361074110387217,0,6.0093096127838822E-4,5.5039886594827003E-2,7.6791506086881477E-3,1.6836525195224817E-2,4.4401627913514559E-4,5.9917150106474017E-4,6.0263886516695953E-2,1.0779894102768577,0,9.7321444465877927E-2,3.6185772207966996E-2,7.6850303930895833E-3,1.6307473090659806E-3]
[null,859,0.99047491666944332,1.0045660893030575,0.97553287796449495,0.974266348704938,1.0229522858939017,0.97458963025670786,1.0032732816556285,null,1.2869348664948392,0,6.2097706616803089E-4,5.3024891432047833E-2,7.8162816031640044E-3,1.5612855824479646E-2,4.4147575965842892E-4,6.1909689411336188E-4,6.0395063366364264E-2,1.0065301563254276,0,9.9040547536516865E-2,3.5349004343882343E-2,7.0414928148129878E-3,1.6849776605402757E-3]
[null,860,1.006352608811488,1.0381839168069145,0.97954527677035297,0.99410264526572534,1.0029334517585882,1.0247977507203399,0.98274893089845594,null,1.3065679557553356,0,6.2902094030368603E-4,5.4376005550319947E-2,7.5932926504640053E-3,1.5892965746065454E-2,4.3063603524702169E-4,6.2720972216716016E-4,5.8683107448262099E-2,1.0269019484403439,0,9.7682067578143877E-2,3.6161833605036713E-2,7.1408518154780307E-3,1.7070581041096651E-3]
[null,861,0.98664161590108512,1.0167297210282176,1.005267340774753,0.97875683669606772,1.04228031070003,0.99083927711040598,1.0054652400893935,null,1.2964200485679511,0,5.9306733658877548E-4,5.5407928215035332E-2,7.8163021454404485E-3,1.6039253509776554E-2,4.5494391336745396E-4,5.9130111735305059E-4,6.0901409417835291E-2,1.0102947578534875,0,0.10010621086137887,3.6285704071129604E-2,7.5059780806617429E-3,1.6093267190740543E-3]
[null,862,0.97453136938826734,1.0276434065885465,0.99506381456233872,0.98296445564854285,1.0008782424445561,1.0168712608142736,0.9912642040199543,null,1.3021427651670305,0,6.2671166541659223E-4,5.6778123725555213E-2,7.8771666110575029E-3,1.5962035956253718E-2,4.5380854044561501E-4,6.2489303008697052E-4,6.1230027749256608E-2,1.01493644242676,0,9.8403908842919927E-2,3.7409171260121214E-2,7.3931458580259951E-3,1.700752831964728E-3]
[null,863,0.99750303541110941,0.99762124666508489,0.99990750060401634,0.9889571602362357,0.97201047328996737,1.0254824488484178,1.0080370579330726,null,1.3071900234701439,0,6.1858667212314757E-4,5.6869707033061573E-2,7.7887691976494811E-3,1.6086951873625695E-2,4.5090899159307265E-4,6.1680668793208957E-4,6.2075286083484352E-2,1.0209811265040998,0,9.6427184559567974E-2,3.7361585598946763E-2,7.4715391380238607E-3,1.6787444742811174E-3]
[null,864,0.98633204780412898,0.98190134354750447,0.96710369008982278,1.0436695390965669,1.0199655551007365,0.99185605437676228,0.98112055927997022,null,1.3625298658762239,0,6.5169758752618148E-4,5.4248787638408312E-2,7.9189839201750413E-3,1.6471437219880296E-2,4.4344248998467637E-4,6.4975875059764476E-4,6.0562547124113547E-2,1.0785011044126267,0,9.8991742874058777E-2,3.6350732168387551E-2,7.2745977393047102E-3,1.7684291262122199E-3]
[null,865,0.99351825421604711,1.012262126939979,1.0086227959704868,1.0009877900764055,0.97382991783897765,0.99109936832662249,0.97396687090589085,null,1.3137255994336214,0,5.860579264851158E-4,5.5310709444097376E-2,7.7767127225836846E-3,1.6315258887399257E-2,4.5416301582978691E-4,5.8431304006292643E-4,5.8734739086695902E-2,1.0331427667911242,0,9.6624542199812383E-2,3.615026549279686E-2,7.6278792033946247E-3,1.5903074763093962E-3]
[null,866,0.96551914879357814,1.0463160958618947,0.96589450770687701,0.9742680272241272,0.99426818205433742,0.98283077068363911,0.98730446539676031,null,1.2868040657348614,0,6.4473902805521589E-4,5.3471886332719348E-2,7.8863701853984763E-3,1.548517171355503E-2,4.4106969327636767E-4,6.4280327909995208E-4,5.9893632766722896E-2,1.0068196241403964,0,9.8288845421627857E-2,3.585660272593208E-2,6.9132998785227133E-3,1.7494986256660638E-3]
[null,867,0.99693677384543522,1.0037518955795606,0.9794841324223339,1.0288581104824994,0.97411752089911896,1.0090082667335953,1.0204782482867467,null,1.3463481746133639,0,6.3375047439162731E-4,5.4772242369567646E-2,7.7691056729329222E-3,1.6405218550196506E-2,4.405794753628839E-4,6.3189708193374817E-4,6.2136930642227271E-2,1.0628060422999235,0,9.6520676902568922E-2,3.6426689512939751E-2,7.3527270278958695E-3,1.719815552206586E-3]
[null,868,1.0353595894637189,0.99431589496607864,0.97450651794905241,0.99760612328840825,1.0013653612644164,1.016856438893694,0.98479701358304839,null,1.3069076476022288,0,6.2368931905372666E-4,5.3098003707468325E-2,7.5079275106604958E-3,1.5866504307262063E-2,4.2361606909955548E-4,6.2187942779718633E-4,5.8255631802790024E-2,1.0306740923932589,0,9.6910999439676848E-2,3.5419775658635966E-2,7.0603558046661635E-3,1.6925507999656633E-3]
[null,869,0.9912048605325714,0.97538581567512184,0.99409923117348331,0.98959758578371304,1.0174778953711812,1.0063540714076589,0.97241018668391521,null,1.3080164538093002,0,6.2390668133495994E-4,5.6357738081278357E-2,7.9077984948795026E-3,1.60378067872993E-2,4.5513043597824443E-4,6.2207726460300765E-4,6.0408571920093641E-2,1.0218138888174815,0,9.8778094435203079E-2,3.7153578668898873E-2,7.4125863383852691E-3,1.693089246534223E-3]
[null,870,1.0014209247458952,0.9830956859705523,0.98978965487315951,0.96325840567890608,1.0471249909238631,0.99871887731031328,1.0121936461414902,null,1.2804908133546471,0,6.1640840459808435E-4,5.4958487836807714E-2,7.8014527581709405E-3,1.5653393156138933E-2,4.4706022543658421E-4,6.1458715650032397E-4,6.1734667600068238E-2,0.99474179749687608,0,9.9952373645322043E-2,3.6324644043894426E-2,7.2060541986359141E-3,1.6727036413921911E-3]
[null,871,1.0098273372717683,1.0046153041560515,0.99513628047972869,0.99965170999328701,0.98188963880389535,1.0173842974791243,0.97300604677730373,null,1.3125718931270767,0,6.1053049873239953E-4,5.5324357108453112E-2,7.6710848419486652E-3,1.6138367672413938E-2,4.4196831947305646E-4,6.0875971243872006E-4,5.8723828019591487E-2,1.0321643010596904,0,9.659661866052012E-2,3.644975796213485E-2,7.4065370094717996E-3,1.6568432596729239E-3]
[null,872,1.0132926723094602,1.005111789892609,0.99664858030182313,0.97301929148315625,0.9777731366484641,1.017234023289237,1.0080253085244064,null,1.2859067280739447,0,6.0632866696025184E-4,5.5195263461845362E-2,7.6437053378281793E-3,1.5803791181835444E-2,4.4106234206892385E-4,6.0456980788969005E-4,6.0610186484692206E-2,1.0046217124781829,0,9.6315224619473574E-2,3.6331929178034301E-2,7.30017212836046E-3,1.645439720692128E-3]
[null,873,1.0276258525572539,0.99862198977519112,1.0105708515713276,0.98957209905046928,0.99236553798304872,0.98723782375200231,0.98116956002267142,null,1.2974250010685529,0,5.6517791486777771E-4,5.365411461394292E-2,7.5599760304069915E-3,1.6160201169773902E-2,4.4236630567253207E-4,5.6348861318304558E-4,5.7512497680094171E-2,1.0213035377890394,0,9.6695402790908991E-2,3.5027266987568466E-2,7.5376967517149004E-3,1.5336302511128365E-3]
[null,874,0.97065123163871136,0.98672795421596982,1.0439720125748271,1.0425863620398086,0.9851347822788431,1.0267238706526332,1.0109156586321155,null,1.3737629854416944,0,5.8325129190441157E-4,6.1243726680350968E-2,8.0507056985742696E-3,1.7427693457440437E-2,4.8692191840377758E-4,5.8157501458623703E-4,6.4437060427113182E-2,1.0750093827684,0,9.7799317310675649E-2,3.9212644027252212E-2,8.5143539572491451E-3,1.5828554735517039E-3]
[null,875,0.98964522705669067,0.99979664435924953,1.0080232269394134,0.99656008056317347,0.99422767755394559,1.0177084569282606,1.0121090041266685,null,1.3174458667402356,0,6.0790594674362864E-4,5.7273374468970552E-2,7.8457895478429695E-3,1.631230631933598E-2,4.5792233549403537E-4,6.0614333432053899E-4,6.2513188344647808E-2,1.0285904617122146,0,9.7708341396472012E-2,3.744628881580786E-2,7.6502340709474368E-3,1.6497223409240498E-3]
[null,876,1.0174852048689593,1.0213062867482685,1.0199694559032109,1.0157864761265365,0.98918886319788213,0.98204099305134851,1.0055314068510353,null,1.3264046940037035,0,5.5183760362759334E-4,5.389398756896828E-2,7.5692824754858062E-3,1.6660331693917594E-2,4.4707952974011556E-4,5.5017944722322929E-4,5.8667683437149239E-2,1.0480786673979581,0,9.6792565200391589E-2,3.4990212631717588E-2,7.8091351360423571E-3,1.4974070887355966E-3]
[null,877,0.99544241574257808,0.97599934669083521,0.95931802134893029,1.0297381184338943,1.0000751728108022,0.99873278685465261,0.96544510349372659,null,1.3450124361302169,0,6.6232920383979088E-4,5.3849728472392826E-2,7.8635270027234711E-3,1.6154955715784763E-2,4.3683374049773726E-4,6.6037230482009917E-4,5.9439299732673111E-2,1.0643522014443743,0,9.7791307832020377E-2,3.6255653399892188E-2,7.0735699668301516E-3,1.7973157220485319E-3]
[null,878,0.98168171886330657,0.99678388200524193,0.9706994249788875,0.98523964291913935,0.99986168766745998,0.97008932309102847,0.98273884255602773,null,1.2974639783972923,0,6.3186611003839509E-4,5.3170245188333305E-2,7.9096601806970951E-3,1.568847295151787E-2,4.4455216584597971E-4,6.2994409334053453E-4,5.9796807453475743E-2,1.0180124162498823,0,9.8142339353052666E-2,3.5550074270884087E-2,7.0368324392428398E-3,1.7145001610583757E-3]
[null,879,1.0017428532385071,1.0123737904141252,1.0044641533098462,0.98563579762640752,0.98353848368059682,1.0081178191397768,1.0391879345579891,null,1.3023682227471722,0,5.9632801780850752E-4,5.558042589412155E-2,7.7115082620321232E-3,1.6107449945296365E-2,4.4848318439585412E-4,5.9458252629445709E-4,6.2681981197154873E-2,1.0174188244487363,0,9.6884780698301837E-2,3.6415983035143935E-2,7.5022739410066054E-3,1.6182576324963967E-3]
[null,880,0.96171981623707392,0.9841403282191914,1.0189605651651217,0.98643710845086197,0.98953190027088778,0.98450323293822539,0.99697964644038994,null,1.3088734677758969,0,5.9529129294943247E-4,5.796154560314512E-2,8.1275556540516321E-3,1.6307312048155956E-2,4.7957253867194634E-4,5.9350704090890686E-4,6.2857617298585494E-2,1.0178253204344723,0,9.8220813331241288E-2,3.7653267862500055E-2,7.8269167413019727E-3,1.6153305158105907E-3]
[null,881,1.0039952681416326,1.0261132409220028,0.97900828126495676,0.96611710466627843,1.0350022022824674,0.98668362935800535,0.97997476620716506,null,1.2751903115695338,0,6.1057238273526458E-4,5.2689641302636564E-2,7.6466796320301287E-3,1.5509644026423393E-2,4.3342702965865878E-4,6.0874637315302472E-4,5.7897665950995041E-2,0.99800881973963262,0,9.9290449345225601E-2,3.5051716076942095E-2,7.0072875210362802E-3,1.6568069545345552E-3]
[null,882,0.98002661535643754,0.99324621344281838,0.96056004286528573,1.0039646717876589,1.0116118604072364,1.0285861818647923,0.98902528154136804,null,1.3254002637307041,0,6.8626025429942815E-4,5.601060619184077E-2,7.9317618375210723E-3,1.5866428290604268E-2,4.4118717249517825E-4,6.8429149791477924E-4,6.2193027688541638E-2,1.0376737822433377,0,9.8742010206611774E-2,3.7681792749877673E-2,6.9992202255657584E-3,1.862415880692367E-3]
[null,883,0.99304098473003255,0.98238127937862374,0.97634334875033091,0.9982286603828876,0.9898402399471059,1.000264291710794,1.0044720701139331,null,1.3149944555555972,0,6.4031971167056371E-4,5.4815104996013907E-2,7.8662361028183948E-3,1.5950889231165798E-2,4.4466424234762867E-4,6.3843073791332219E-4,6.1839512658689928E-2,1.0312613409264351,0,9.73752109304271E-2,3.6524512404787227E-2,7.1812750267051979E-3,1.7375980099638717E-3]
[null,884,0.99635195813657762,1.0357658360062079,1.0002842422410931,1.0248073545050476,1.0008027260282473,1.0039458135718928,0.97889818084729319,null,1.3392671601211961,0,5.9679653614859646E-4,5.4925517559786328E-2,7.681695707984694E-3,1.6567043315707446E-2,4.4487870316937457E-4,5.9504241397242464E-4,5.8516294625015564E-2,1.0579807148215528,0,9.7849187055947931E-2,3.6076236769830149E-2,7.6078363892248622E-3,1.6195092951538919E-3]
[null,885,0.97503769915396243,1.0190528134805639,1.0015959673046031,0.98691620279045589,0.96820712513278495,1.0218930795973484,1.0142332242859036,null,1.3077348194489127,0,6.2309885454160294E-4,5.7576901969497066E-2,7.9011888973112791E-3,1.6096592901442382E-2,4.5819388501528797E-4,6.2129958879089437E-4,6.3062815764192134E-2,1.0188245172075618,0,9.6817513564030774E-2,3.7788271878056216E-2,7.5196499782212772E-3,1.6909726693344136E-3]
[null,886,1.0121700706312267,1.0124412072785625,1.0039313936237735,0.98740435981023456,0.99900953174244134,0.98995465218376322,0.97624377269422891,null,1.2969168682432628,0,5.8017721824582958E-4,5.3985250072028819E-2,7.6317335723958416E-3,1.6065416427132367E-2,4.4360660396358811E-4,5.7844784319656037E-4,5.7743769955466671E-2,1.0192600082173606,0,9.7377767413497143E-2,3.5381997445386844E-2,7.4547035671793747E-3,1.5743443439007754E-3]
[null,887,1.022843946168039,1.0013481125409691,0.97459548930967743,1.0058280869901233,0.98598923810868122,0.99263762496047436,0.95543374682045346,null,1.3118727999851274,0,6.1443665745090773E-4,5.2320649053567231E-2,7.5784229479605733E-3,1.5949047289432382E-2,4.2763238486408922E-4,6.1261011317709268E-4,5.6304762701255714E-2,1.0391658603711698,0,9.6460141455066192E-2,3.4899347155647957E-2,7.1014403892388483E-3,1.6673227811985116E-3]
[null,888,1.0012626176537356,1.0136461586684489,1.0231607883298874,0.98713901532997428,1.0069980566243451,1.0082772998397023,1.0137727352709103,null,1.3047318614896286,0,5.7367402027206239E-4,5.6572970501256765E-2,7.7159003568718606E-3,1.6340017853906222E-2,4.5718645896807903E-4,5.71995104104443E-4,6.1160558490824961E-2,1.0184287432984844,0,9.8052593413299402E-2,3.6661089980812425E-2,7.7876979361348533E-3,1.5567821152369019E-3]
[null,889,0.98651732460289299,1.0151692562107661,1.0055731734452713,1.0155436993340452,1.0095901074568137,1.0455481904682467,0.98861507365752921,null,1.3394897610002756,0,6.2587937686661233E-4,5.8536606702539677E-2,7.8221669427731254E-3,1.6550803268204323E-2,4.5542483564674463E-4,6.2411297137950896E-4,6.160219824309409E-2,1.0482577879934571,0,9.8528215304936842E-2,3.8327684350504307E-2,7.7120099952960415E-3,1.6986297693093013E-3]
[null,890,0.97621251616639604,0.96888832653425772,1.002748390592537,1.0254836701647108,0.96667232907383549,1.0230088115738956,1.0341723942317591,null,1.3534285593693565,0,6.3421801165315542E-4,5.8808910520444797E-2,8.0529407012127109E-3,1.6693109695473437E-2,4.6753467287413101E-4,6.3238863549126378E-4,6.6021243751556463E-2,1.0586038224803487,0,9.6713960973461688E-2,3.8570468767343533E-2,7.7772437838535434E-3,1.721153398949557E-3]
[null,891,0.98348054573817301,1.0075508175872867,0.98570178669958664,1.0016828592457776,1.0249858153731422,0.98131057437488545,1.0304237070712818,null,1.3201075241906175,0,6.1587096389367259E-4,5.4233122337847016E-2,7.8650564727212532E-3,1.6145474848414807E-2,4.4884428163614285E-4,6.1401902322559196E-4,6.2595516768809811E-2,1.034545504457737,0,9.9328189936532696E-2,3.5933261351227132E-2,7.3432483064577994E-3,1.6711573699034544E-3]
[null,892,0.99860100019976028,1.0334537377640312,1.0044585260463086,1.0409171096778671,1.0037316438752479,1.0086839181904057,0.99073003445853824,null,1.3576448871600513,0,5.9363334833763281E-4,5.5328421514355311E-2,7.6722624038229369E-3,1.6856486090307498E-2,4.4619821991592165E-4,5.9189671948673772E-4,5.9306549282804447E-2,1.0744829233125324,0,9.7939528529715103E-2,3.6250991996687645E-2,7.7523146870189918E-3,1.6109477517417608E-3]
[null,893,0.98634310175692352,1.0356653702721772,0.9696440139815502,1.0378395964701392,0.98374891481520765,1.0254156749077472,0.98010478036519244,null,1.354898528538881,0,6.5607712281073513E-4,5.5040470871864255E-2,7.7524450955326653E-3,1.6388701901735556E-2,4.352463830473307E-4,6.5418913684910682E-4,5.979890189189372E-2,1.0723956227253568,0,9.724258757970905E-2,3.6824166420564033E-2,7.2417864780260121E-3,1.7804871771122646E-3]
[null,894,1.0229529783169191,1.0214826197069697,0.98875003531256522,0.96347059719631956,0.99422265008386301,1.0021678937840368,0.98888200127268477,null,1.2702670643644327,0,5.975959882755787E-4,5.3114508601147727E-2,7.5208709662687862E-3,1.5551504325051561E-2,4.3052873274455737E-4,5.9583640021503568E-4,5.7942637594724615E-2,0.99499105909044583,0,9.6871324814986809E-2,3.5127754846829361E-2,7.0969647163240711E-3,1.6216702639687845E-3]
[null,895,1.0356324843211158,1.0030002241393472,1.0301346000473206,1.026029448645805,1.0106984774110082,0.99048002055487816,1.0075066705600251,null,1.3380280865038479,0,5.3926151055728891E-4,5.4306618708130208E-2,7.4930594209236378E-3,1.6934969006822939E-2,4.4706008109663092E-4,5.3765494843790649E-4,5.857689668921235E-2,1.0583445807157639,0,9.7417680618115274E-2,3.5049872180498057E-2,7.9956361136614366E-3,1.4633195317418624E-3]
[null,896,0.98269787648683538,0.9977254745840255,1.0032094174917194,1.0177261125303323,1.0212153802869803,0.97975479928868792,1.0308242871473432,null,1.338571612279031,0,5.957862875583923E-4,5.5315186067171611E-2,7.9066088539066232E-3,1.6581212755144122E-2,4.5925141647689912E-4,5.9399189721986859E-4,6.296862602069575E-2,1.0505817940799491,0,9.9185604161733734E-2,3.62691551809372E-2,7.6893179984973614E-3,1.616650134856189E-3]
[null,897,1.0107097872128019,0.98291459291276673,0.96683604644613619,0.99328119703376938,0.9904150655565247,0.99741812843403177,1.0143211968110601,null,1.3061276083686577,0,6.3963478095469093E-4,5.3202396150409448E-2,7.7247298977436516E-3,1.5757518628200681E-2,4.3244625714194707E-4,6.377424432969257E-4,6.1239201674231934E-2,1.026439270933591,0,9.6956484205105845E-2,3.565539353220025E-2,6.9863347287763443E-3,1.7357246989142998E-3]
[null,898,0.98287796030558094,1.0096555077158043,1.0394335857775505,0.99724883369275186,0.99001738395740213,0.97666954273601303,0.97298567574523009,null,1.3128581958597947,0,5.4807152690706476E-4,5.6759989938316519E-2,7.8767055739111108E-3,1.6638672458213464E-2,4.7427879905302829E-4,5.4641562954510796E-4,5.8987717493650352E-2,1.0283910466158042,0,9.7712588618901641E-2,3.6436823415525954E-2,8.094865626022095E-3,1.487163217757914E-3]
[null,899,0.99789620269881896,1.0083398116301889,0.99711469159632493,0.96742291065931618,0.98683220773248792,0.98858404017430568,1.0250336944073957,null,1.280647469783766,0,5.9699904324823959E-4,5.441798404516654E-2,7.7518051793203299E-3,1.5754820321947603E-2,4.4750997630259824E-4,5.9521705900897955E-4,6.1581395666750437E-2,0.99883010457466948,0,9.7131319353059575E-2,3.5810343554422037E-2,7.3039844749953559E-3,1.6199846213716732E-3]
[null,900,0.96729138960768013,0.99707698178460369,1.008044996223822,0.99708640272400306,0.97743970463419805,0.96566844985327238,0.99334962816371597,null,1.3139532886950001,0,5.9076780795027305E-4,5.5653654262150194E-2,8.0358599689438152E-3,1.6299194999724115E-2,4.6902608179183816E-4,5.8896257771962285E-4,6.1230010608605785E-2,1.0291330594771491,0,9.74749661575912E-2,3.638682087327301E-2,7.6695395109100629E-3,1.602961985091247E-3]
[null,901,0.97519130396436982,1.005784793714442,1.0314799751849155,0.9894863574210957,0.98953066542384871,1.0017243347859703,0.99604565472203688,null,1.3106626595100082,0,5.7692383677996598E-4,5.8337480191156955E-2,7.9489900430493796E-3,1.6475722057919442E-2,4.7489335901706184E-4,5.7522436453110088E-4,6.1759702001096851E-2,1.0206121449486631,0,9.787885663939809E-2,3.762204434435739E-2,7.9889543000053326E-3,1.5655710975928511E-3]
[null,902,0.98835689159220963,1.0156826177291376,1.0088160665804722,0.98224931481301003,1.0092521527864575,1.0437431417346632,0.99262799334248542,null,1.3043069294628966,0,6.1932509658194318E-4,5.8493310128027338E-2,7.8068306206741014E-3,1.6117633552996141E-2,4.5601006796000423E-4,6.1757416626464232E-4,6.1668710195560514E-2,1.0137967495404034,0,9.846875815374008E-2,3.8226005297845846E-2,7.5938395387014747E-3,1.6808332973031615E-3]
[null,903,0.9804415115548194,1.0045310557318812,1.0072095109862453,1.0379321224156741,1.0108213482185684,0.98064097742132361,0.96343076525612581,null,1.3553994924203467,0,5.9114513252709353E-4,5.5551486110907003E-2,7.9042857890745024E-3,1.6851666466229188E-2,4.6096088721782135E-4,5.8936632933780043E-4,5.8802399379086934E-2,1.0713171876166929,0,9.8745323479164968E-2,3.6337954033621486E-2,7.8259465976422068E-3,1.6040608638992415E-3]
[null,904,1.0336569444044594,1.007201018063816,0.99391036893933105,1.0103741497005234,1.010094562808399,1.0338309385736251,1.0458442188352595,null,1.3270060824211776,0,6.0701502491786619E-4,5.480489970473703E-2,7.4862462802601547E-3,1.6330852719614507E-2,4.30786092755796E-4,6.052824431718258E-4,6.2085342076931359E-2,1.0432725467378257,0,9.7393955300959553E-2,3.6133952175730677E-2,7.4218546350971531E-3,1.6473792790099434E-3]
[null,905,1.0123919465508837,0.97250143895529473,1.0230079272096124,0.98642454840818117,1.0026330751523636,1.0060006693176726,1.0025842545211043,null,1.3037760590547625,0,5.7573075002638073E-4,5.6749248186931806E-2,7.7585805964481081E-3,1.632039613563939E-2,4.5964563292337247E-4,5.7404200153284089E-4,6.109431588024871E-2,1.01769601444609,0,9.7569025851376306E-2,3.6778604613976272E-2,7.78956336434418E-3,1.5623530952774455E-3]
[null,906,0.96878711182657107,1.0263925784874746,1.0321129678441645,1.0149005254014487,0.9588039629497731,1.0331064673899404,0.97771145381966296,null,1.3385391072694397,0,5.9330831745218842E-4,6.0114218712318861E-2,7.9370437093631251E-3,1.6824575141108092E-2,4.744762131122223E-4,5.9161367073477919E-4,6.132230269558072E-2,1.0468072378064033,0,9.6560876171554066E-2,3.8753647138532972E-2,8.1362469418389746E-3,1.6101773863459257E-3]
[null,907,0.99446695226306825,1.0155903049912745,1.0056736358370748,0.99220799551152727,1.0085333442958031,1.0045690608951825,1.0197753510152412,null,1.3101068653206704,0,5.9631828899653783E-4,5.5782329801373043E-2,7.758375344667702E-3,1.6220610001806232E-2,4.5175621537889033E-4,5.9456665990609194E-4,6.1746709427110663E-2,1.0241674121409527,0,9.8276366829425629E-2,3.6522110852097715E-2,7.5647318875285497E-3,1.6182144494176207E-3]
[null,908,1.0044551115445552,0.99519165679178667,1.0124470248555357,1.0047247417066063,0.995152171897424,0.99621693419914514,1.0009539801966345,null,1.3204232269208198,0,5.82004575052007E-4,5.5566830526228052E-2,7.7454824012314757E-3,1.644660321447057E-2,4.5407117422681522E-4,5.802806582713275E-4,6.0412345894669942E-2,1.0368865993436776,0,9.738873493267701E-2,3.6235890747452641E-2,7.7090599406178422E-3,1.5793326623469643E-3]
[null,909,1.028071810523052,0.96850273298562639,1.0265176800170961,1.0441019354468251,1.0113408406825541,0.98949141592138357,1.0199078226993736,null,1.3613957006929926,0,5.5449856175279093E-4,5.5235281199591139E-2,7.6537031900355589E-3,1.7185496897587329E-2,4.5501305177477705E-4,5.5284495509790596E-4,6.0834292569160335E-2,1.0770954986878805,0,9.7620780981587107E-2,3.5724261496415596E-2,8.0883645031293028E-3,1.5046617224860311E-3]
[null,910,1.0119396430469672,1.0153214412663998,1.0025150008628527,1.0001566715673378,1.0309507872792727,1.0147889657588856,1.0375877998532093,null,1.318421656522542,0,5.9594077130039485E-4,5.5219352974294908E-2,7.6244605647275334E-3,1.6309197425500667E-2,4.4255444682262215E-4,5.9420788056136235E-4,6.2064124749260152E-2,1.0324657648425457,0,9.8927011605227738E-2,3.6221231715445702E-2,7.5324531191420718E-3,1.6172379703128451E-3]
[null,911,1.0239158757014657,1.0215151709468313,0.98810052068052656,0.99823346120628798,1.0148606343681157,1.0178719983181592,0.98024524722371831,null,1.3089880711917063,0,6.0719792202171762E-4,5.3864496748210457E-2,7.5135484036050098E-3,1.6041184892009414E-2,4.298270320563441E-4,6.0543764537256725E-4,5.7836077801140577E-2,1.0309107317149604,0,9.7846154769945806E-2,3.5637647357428789E-2,7.2623610607600803E-3,1.6478016882379698E-3]
[null,912,1.0159588136185915,1.0234761303022681,0.99213002805188655,0.98825136344756315,1.0037630732638201,1.0029346336679077,1.0004977782510129,null,1.2989056417484,0,5.9750333941380792E-4,5.3651863018084396E-2,7.5675513893769582E-3,1.5959537713529068E-2,4.3468307941043206E-4,5.9574536914279745E-4,5.8991283062026251E-2,1.0204821648342126,0,9.75033207662932E-2,3.5411389594075152E-2,7.2841837542631576E-3,1.621422507398537E-3]
[null,913,0.95949780824634623,1.0340936246730903,1.0088936013630636,1.0395959653017521,0.9736996615818051,1.0267383829278942,1.0001300543463925,null,1.3656390512723464,0,6.2296546289209646E-4,5.8848143102826204E-2,7.9840802693115585E-3,1.6934248000857948E-2,4.6639968776308736E-4,6.2117507146052333E-4,6.2860054355432474E-2,1.0729828555785128,0,9.7503116702029172E-2,3.845613259349389E-2,7.9151775993429457E-3,1.6906337742082708E-3]
[null,914,0.96485658370550109,0.96069008994738025,0.99254145646255709,0.99623290612745552,1.0352790405861945,0.98678875575818648,0.99394904359195768,null,1.3210499428328866,0,6.3435563881353849E-4,5.7029090269627124E-2,8.1728235927855317E-3,1.6173125897037684E-2,4.6964516104367664E-4,6.3245870389572406E-4,6.33249639803935E-2,1.0287117235327274,0,0.10032016163946304,3.7631173598151414E-2,7.4977879945253611E-3,1.7213441020484551E-3]
[null,915,0.96791502734217472,0.99525665405552954,1.0250104533869411,0.99983272523366906,1.0275424413175993,0.98693925175428132,1.0219447226237048,null,1.3249875242600009,0,5.8290056690732481E-4,5.7800736372616922E-2,8.0408761667096745E-3,1.6604564218017256E-2,4.7731702438108482E-4,5.8115776561090357E-4,6.3718668802900558E-2,1.0314710867810817,0,9.990183341892718E-2,3.7416339294813687E-2,7.9761251224619752E-3,1.5817198593869337E-3]
[null,916,1.023672189766172,1.0383256474289972,1.0013411930948179,1.0150333532134423,1.0360417132405875,1.0059862139397642,0.964931690478532,null,1.3250262409429605,0,5.8020148929797282E-4,5.3569308401705276E-2,7.4695543567216494E-3,1.6423498203129255E-2,4.3305235663309351E-4,5.7849960266040466E-4,5.6126698170233406E-2,1.0478584185940254,0,9.8891282668160094E-2,3.5163367860461335E-2,7.5182770024300547E-3,1.5744852160988563E-3]
[null,917,1.0245723040884016,0.96698430113739076,0.99406614400131155,1.0091038944982,1.0024854534818575,1.0076352705007925,0.9662867838972703,null,1.321930422757535,0,6.0649270944581463E-4,5.477945334394356E-2,7.6767740101401395E-3,1.6262446363445242E-2,4.4181916392194539E-4,6.0471661505708777E-4,5.8380866450742024E-2,1.0419562241989417,0,9.7238605279237417E-2,3.6113815247496808E-2,7.4363555126461481E-3,1.6458392814068144E-3]
[null,918,1.0022600078740285,1.0011821334436843,1.0265383440227343,1.0016238103226907,1.0364386487320203,1.0299217976447561,0.97989666915925699,null,1.322995303153059,0,5.8418729229789889E-4,5.8203124867541083E-2,7.7472943082922286E-3,1.6591596431851093E-2,4.6058647643461661E-4,5.8251353811964758E-4,6.0100019045456067E-2,1.0332744673955807,0,9.9456261072766325E-2,3.7643306939675249E-2,7.934910544414274E-3,1.5854098252254469E-3]
[null,919,0.99875190871277086,1.0072449591221526,0.97773379961672702,0.99243716330009557,0.99290423578147424,1.0009160759898073,1.0040979017765943,null,1.3062474269065729,0,6.2892555214850944E-4,5.4066834607238774E-2,7.7437898548101012E-3,1.5871325132825222E-2,4.3836267494889482E-4,6.2707139989448416E-4,6.0665647949642729E-2,1.0252361745491472,0,9.7382300313514816E-2,3.5995618116511613E-2,7.1425462237071644E-3,1.7066816364813663E-3]
[null,920,1.0306117600154516,0.96431107356941081,0.9949338073798174,1.0334822309503109,0.99740954048897279,1.0264831104368957,1.0091383473753808,null,1.3514140940643129,0,6.1379236833287738E-4,5.5587345186371796E-2,7.6404526895219741E-3,1.6648783430245118E-2,4.4011362443283113E-4,6.1202790151856869E-4,6.1275303842189689E-2,1.0671013825294755,0,9.6852280274365515E-2,3.662744911506767E-2,7.5770096464676702E-3,1.6657381929900314E-3]
[null,921,0.99815090052953748,0.97230111271535402,1.005659456269302,1.0118447245765347,0.97272456039853705,0.98871589856086373,0.98579213489345729,null,1.3274341806101173,0,5.9503689036697748E-4,5.5657449187110665E-2,7.8655998692851239E-3,1.6454477252627536E-2,4.5799319882250335E-4,5.9326099983391322E-4,6.0390579391260878E-2,1.0444370727427039,0,9.6451983457739046E-2,3.6440654070435584E-2,7.6654864575525063E-3,1.6146608731118762E-3]
[null,922,0.96966375244745517,1.0453927126088653,1.0007967588342641,0.99783895263714439,0.95925934410774605,1.0131189833577929,1.002344572652782,null,1.3159914622819537,0,6.1588438366036869E-4,5.6771594626933507E-2,7.8640923021652109E-3,1.6216530825215014E-2,4.5567666352649131E-4,6.1409054839523967E-4,6.1548025280412554E-2,1.0301241227741122,0,9.6524620020677535E-2,3.7277427041559355E-2,7.5398145447815555E-3,1.6713520378369695E-3]
[null,923,1.01005640175968,1.0104152778256754,0.97632142792894516,1.0192772671602321,1.0050217217863755,0.95973867676638736,0.97374787370897053,null,1.3258364779200011,0,5.9729433246395215E-4,5.1122101459709302E-2,7.6471620654149745E-3,1.6179519185688208E-2,4.3227072836283094E-4,5.9545788201241512E-4,5.6867598210936003E-2,1.0530071542548711,0,9.7689247413647734E-2,3.4064234961519967E-2,7.2083860281020292E-3,1.6206400621997434E-3]
[null,924,1.0071508748066049,1.0401493851449055,1.008481069915687,1.0088938383482884,0.97602745832102722,1.0076326253826231,1.0055602902100806,null,1.3215485823705284,0,5.8158558641007666E-4,5.4867826534783525E-2,7.5884719436638973E-3,1.6432243732907199E-2,4.4310685013597618E-4,5.7988242725897688E-4,5.9449882053940403E-2,1.0413070026109188,0,9.6393008780732828E-2,3.5863804265923574E-2,7.626689947863312E-3,1.5782488088081639E-3]
[null,925,0.98140189745093109,0.97494409712249408,1.0317637410681524,1.0404718252657945,0.98867895149139229,0.97123859597189632,1.0169234830075817,null,1.3626932628443349,0,5.624609755998357E-4,5.6918411125611156E-2,7.9977703976092142E-3,1.7224037428541616E-2,4.7794157655040546E-4,5.6075210065732197E-4,6.2736252288416852E-2,1.0731929263581812,0,9.7677061460247919E-2,3.6700843614364737E-2,8.2435451036465719E-3,1.5261823661089284E-3]
[null,926,1.0329807108186595,0.97627214692943232,1.0282955148888486,0.98208685851786603,0.95781142146063392,0.97521929640812743,0.9947595576207735,null,1.2889184363662085,0,5.4016398602217501E-4,5.4094207847571164E-2,7.5934534370421256E-3,1.6244226564403816E-2,4.5222652810776701E-4,5.3852955288872942E-4,5.8376834459374152E-2,1.0130701991171938,0,9.4918086590141892E-2,3.4950094552346232E-2,7.7550417864177407E-3,1.4656999167437226E-3]
[null,927,1.0151157412321372,0.99322543761114457,1.0060599051801489,1.0019525741187307,0.9969845256705524,1.0205561810758872,1.0132895927225734,null,1.3191349569532247,0,5.9831520003276366E-4,5.6037042064434231E-2,7.6686545381719753E-3,1.6342411341987741E-2,4.4670478125951593E-4,5.9658523654509651E-4,6.1316582342085459E-2,1.0342144153331465,0,9.721111159456472E-2,3.668049437522107E-2,7.5955621962344993E-3,1.6237083496053802E-3]
[null,928,0.96134102017786094,0.97902009362298958,0.97757490976290429,0.99097793762776742,1.0158632931365186,0.98267962168513046,0.99258014980672726,null,1.312263067127531,0,6.4904335250780037E-4,5.576641899127021E-2,8.137086451411344E-3,1.5904147416674841E-2,4.6055204119303431E-4,6.4709438062099216E-4,6.2680987037152927E-2,1.0237335148732771,0,9.9457940036427731E-2,3.7130704834901385E-2,7.2324868276638461E-3,1.761177589445098E-3]
[null,929,0.97408787316622791,1.0111756926342179,0.96684999202148347,1.0269981065323683,1.0218000203534929,1.0450757269682984,0.97105794473786444,null,1.35125105195596,0,6.8753383686990187E-4,5.7196611742813513E-2,7.9247850764353114E-3,1.6255135386973121E-2,4.4365209191823203E-4,6.8559254813570409E-4,6.1356562599453476E-2,1.0612812900442683,0,9.9395853804280468E-2,3.8331926660129287E-2,7.201218927917751E-3,1.8659569105026338E-3]
[null,930,0.97371573440902059,1.0236959214267372,1.0125686611444573,1.0043628748947517,0.99580985856807547,0.99190694410921787,0.9968682481113309,null,1.3231280648016379,0,5.9091670547536295E-4,5.6437704455376818E-2,7.9002855964065578E-3,1.6462138261779863E-2,4.6320259761655532E-4,5.8915878527959894E-4,6.099881124692845E-2,1.0365095580880197,0,9.8199753136733972E-2,3.6801165070533721E-2,7.7537082710476043E-3,1.6034959973896977E-3]
[null,931,0.97265751227215513,1.0158533644670631,1.0258970481492362,0.98682244474751124,1.0032377904457819,1.0053739106769057,1.0255801445367876,null,1.3102566458064826,0,5.8499045403281782E-4,5.8166466293825048E-2,7.9366001690236356E-3,1.6407633291496422E-2,4.7154125445669477E-4,5.8327347502086871E-4,6.3528290450001176E-2,1.018023732642612,0,9.8601971111928519E-2,3.7633646139941267E-2,7.9010033092508421E-3,1.5874781229574392E-3]
[null,932,0.9580080800124996,0.99157271790473778,1.0085949062173096,0.99539877801145593,1.0106816284683848,1.0009219035309014,1.0030812575319805,null,1.3213988668874606,0,6.1893172301619149E-4,5.8410050747959186E-2,8.1318567446990279E-3,1.6341778607358935E-2,4.7489031325049255E-4,6.1710704446098154E-4,6.3747183470186514E-2,1.027375036727461,0,9.9332124286997892E-2,3.8176577877692151E-2,7.7316308446686516E-3,1.679561945740258E-3]
[null,933,0.99438819739825923,1.0032706576143549,0.98795408380907102,0.99176279040029525,0.97154895407821928,1.0167488571861871,1.0041629041779645,null,1.3082067563509017,0,6.2924746476565661E-4,5.5795619138166636E-2,7.7925945466016371E-3,1.598093337551839E-2,4.4572435469428229E-4,6.2742125105136684E-4,6.1562626740651855E-2,1.0242326175698007,0,9.6469457845258857E-2,3.6918553646283665E-2,7.3028215316382466E-3,1.7076338160019985E-3]
[null,934,0.9911826061665362,1.0024167229965166,1.0073325003911238,1.0071306229636263,0.98036613736199241,1.0080903403131534,1.0084776187930011,null,1.325879717253962,0,6.0145987291400404E-4,5.6546431043134997E-2,7.8252526723748463E-3,1.6434411443086345E-2,4.5640804066573521E-4,5.9969931213236041E-4,6.1805989391338599E-2,1.0395212984866811,0,9.6998109562524068E-2,3.6986090195297756E-2,7.6753031428395055E-3,1.6321838367991709E-3]
[null,935,1.041130622232153,1.0213463871093926,0.97466504678348043,1.0052251286569629,0.97367832405696142,0.98928388849772075,0.99681226232256193,null,1.308130695948571,0,5.9677947768151161E-4,5.0827287319861345E-2,7.3866710820460974E-3,1.5937243255983592E-2,4.1684184018445737E-4,5.9499940898824477E-4,5.7005292818881344E-2,1.0385407829717836,0,9.5439354766964635E-2,3.3901802803929383E-2,7.0578069078660668E-3,1.6193922497635435E-3]
[null,936,1.0046805845525677,0.97760258290042823,0.97416477087149111,0.95359050977043758,0.98361866090924077,1.0065732938155101,0.98304276648256117,null,1.2651987435591947,0,6.4101575581943361E-4,5.4515051446477718E-2,7.7897480304644582E-3,1.5278080014290344E-2,4.3936396614648851E-4,6.3913658128225172E-4,6.0163939340454359E-2,0.98520942944147194,0,9.6782864731205689E-2,3.6372576099739928E-2,6.9100505805461867E-3,1.739519082932894E-3]
[null,937,0.99857080007182375,1.0079136835238958,0.98275773510746667,1.022465708543393,0.97701515939204042,0.99136148618291764,0.95897305020822654,null,1.3333873245792662,0,6.1643213783126884E-4,5.3802947777709616E-2,7.7443656472872191E-3,1.6296763417253012E-2,4.4063927364448234E-4,6.1459730269441189E-4,5.7654644155371665E-2,1.0561012021441205,0,9.6623774732478851E-2,3.5711455823157212E-2,7.3406351873928875E-3,1.6727312559878063E-3]
[null,938,1.0147718025146855,1.0051157813599074,1.0222753046889308,0.99525319808295887,0.99746430721857005,0.99764304185509423,1.0290025689177869,null,1.3103947080757097,0,5.6300022071071384E-4,5.5370554439677568E-2,7.6387472639671359E-3,1.643544706842949E-2,4.5221727868828662E-4,5.6133497928723076E-4,6.1201169918853417E-2,1.0268257613324032,0,9.7260687409471913E-2,3.5900439916784613E-2,7.7835799192631722E-3,1.5277687695936513E-3]
[null,939,0.97175190957700175,1.029139128138902,0.99260368343878957,0.99839868903581586,1.0198501412300029,1.0008620175040641,1.0118532584871993,null,1.3188596291985282,0,6.2140948487138367E-4,5.58780863772168E-2,7.8944890879875194E-3,1.6175320829513569E-2,4.536793714857171E-4,6.1957739198695034E-4,6.2126253650369841E-2,1.0309462515052017,0,9.9391629834644224E-2,3.687030134187938E-2,7.4391638757558389E-3,1.686285417356102E-3]
[null,940,0.99026004172966919,1.0041159575612235,1.0342798807613274,1.0295603510534965,0.97036596369166106,0.99641904624128141,1.0085359523240931,null,1.3492302927320761,0,5.6222013891586394E-4,5.7331545223905371E-2,7.8339284750917337E-3,1.7063838344030482E-2,4.6931462025720386E-4,5.6055516207844519E-4,6.1475415928075282E-2,1.0618637334410415,0,9.656776998320897E-2,3.6913405671256332E-2,8.1873596578274054E-3,1.5256463642180111E-3]
[null,941,1.00819450180726,0.98775810474237624,1.0015291017814034,1.0449014259979255,0.97822645123915009,1.0309448868249711,0.96162996954869873,null,1.3628811800707057,0,6.1566251786314809E-4,5.6879709942514504E-2,7.7372574079057508E-3,1.6853729471308473E-2,4.4865728615204302E-4,6.1390033455379213E-4,5.9063137892148246E-2,1.0786865562307915,0,9.646621809159428E-2,3.7332179844951713E-2,7.7446617481836105E-3,1.6708343384645252E-3]
[null,942,0.97656059979124743,0.96985700711038991,0.99066337712165242,1.001391337534463,1.0301444915013565,0.97068978823737895,1.0266251532464146,null,1.3230063292709306,0,6.1658442494515859E-4,5.5114876909755549E-2,8.04377964588468E-3,1.6221658959894966E-2,4.6135390851883488E-4,6.1471005242860137E-4,6.3768350182769704E-2,1.0340947783798748,0,9.9761852988085542E-2,3.6408950439904907E-2,7.4595641051604421E-3,1.6730381235963304E-3]
[null,943,1.0185640510091349,0.98188547559967587,0.99771577446532045,1.0171496670512195,1.0402049027127265,0.9946370028565138,0.99766754986330419,null,1.3327751802379184,0,5.9401694740586334E-4,5.424558421968563E-2,7.6758514215028127E-3,1.6464048087797636E-2,4.4339338189882538E-4,5.9225465470671903E-4,5.9748832712938182E-2,1.0501529850787115,0,9.9210037235859944E-2,3.5684117470924363E-2,7.5401709878821959E-3,1.611921933417236E-3]
[null,944,0.99084532982230444,0.98385740185611581,1.0091321000453231,0.9854995360933011,1.0028184334604806,0.98114443993562106,0.96019079244575423,null,1.2994030498191369,0,5.8777507884228536E-4,5.5556453630604852E-2,7.8871005136589567E-3,1.6120844506299508E-2,4.6084441611979435E-4,5.860073239831741E-4,5.8658361010985718E-2,1.0171421727533447,0,9.8094869409743074E-2,3.629996722040018E-2,7.5892853542180953E-3,1.5949187586197667E-3]
[null,945,0.96588885776479849,0.98576030097617251,1.0047702066283839,0.98784524704772791,0.98965058597959643,1.0016823976634457,1.0419039877866241,null,1.3135973336431981,0,6.2070462513801137E-4,5.7904842093583729E-2,8.0835189049415571E-3,1.6202949715118927E-2,4.7026272823788378E-4,6.1887610916790473E-4,6.59028134189176E-2,1.019690562846659,0,9.8099230999591169E-2,3.7932052060879295E-2,7.628552634536748E-3,1.6843767567004792E-3]
[null,946,1.0240108393779435,0.97695566087149266,1.0085231360780662,0.99978884395489953,1.0313121017182827,0.97696507878460115,0.99478127364864111,null,1.3117461031689042,0,5.6863139567686714E-4,5.3647572441248341E-2,7.6530268474720988E-3,1.6327375280308042E-2,4.4689515437848422E-4,5.6691390015795333E-4,5.8900738418915903E-2,1.0319082469674081,0,9.8662505354536953E-2,3.5065326573867572E-2,7.5931808731742401E-3,1.5429527531129878E-3]
[null,947,1.0297654486526617,1.0373443765421202,0.96005371563856579,0.95266245093276514,0.97995615546964288,1.0089594446378081,1.0112610035713381,null,1.2563646550221275,0,6.3027235450777543E-4,5.1359298682040387E-2,7.4184963391411224E-3,1.5074194990989937E-2,4.1242323860345419E-4,6.2842904456139961E-4,5.8552009134909509E-2,0.98466396952370538,0,9.598978749588423E-2,3.4563303039888832E-2,6.6226391891915726E-3,1.7103766977172661E-3]
[null,948,1.0156178209370477,1.0145254124562644,0.9879472027620253,0.98999047293440257,1.001916616897468,0.99389521149014881,1.0058506952530075,null,1.3003171186825315,0,5.9957330359721535E-4,5.3159735328784652E-2,7.5957332797546321E-3,1.593875127966125E-2,4.3446116954845955E-4,5.9779319905854374E-4,5.9330823112415658E-2,1.0224024805146739,0,9.7417563198257853E-2,3.5174601054715683E-2,7.2377538238968912E-3,1.6269960253622478E-3]
[null,949,1.0050326059046555,1.0046382697087588,0.98329806121305829,0.99047013538462847,0.95767202449546995,0.96258244631837953,1.0043874984890617,null,1.2970887124586661,0,5.9479850137093035E-4,5.1995019215110815E-2,7.7047298383392466E-3,1.5864526897320728E-2,4.3862448887453214E-4,5.9297512741885133E-4,5.9225861330730586E-2,1.023036887257172,0,9.5529186582273759E-2,3.4500220718256702E-2,7.1815966819017566E-3,1.6138828226358946E-3]
[null,950,1.0106175644588835,1.0181114559526798,1.016494120786593,1.0106077427603799,1.0276669488736347,0.99852892096786905,0.98634580441859632,null,1.3250223933436271,0,5.6972778625079268E-4,5.5063544093101345E-2,7.6294355332763384E-3,1.6571460219319385E-2,4.4907671618984589E-4,5.6804414107129578E-4,5.852165978305246E-2,1.0428379385777107,0,9.8815911345553537E-2,3.5822400519423842E-2,7.7666213048833014E-3,1.5460288962952889E-3]
[null,951,1.0260661347583995,0.95884741468942991,1.024654666687564,1.0273286687295637,1.0288106876262344,0.99662252772071791,0.98036095024293313,null,1.3441051025114839,0,5.6401752601700533E-4,5.5869935491761287E-2,7.6990047304800789E-3,1.6911101017682739E-2,4.5686189164017053E-4,5.6234756736636107E-4,5.9116398412005999E-2,1.0598477124240928,0,9.8511110326848922E-2,3.6173968099267116E-2,7.9901553758093321E-3,1.530524700545474E-3]
[null,952,0.99384382063558041,0.99143740794460689,0.97817706454071773,1.0447942426830614,0.97635477209040911,0.98781989149930405,0.99914403759802284,null,1.3606916693721853,0,6.2714622040090258E-4,5.3984121525169716E-2,7.8315374798695048E-3,1.6594572021728305E-2,4.4352992517424024E-4,6.2527280165999041E-4,6.0778454528442667E-2,1.0793095106945929,0,9.6704792706810733E-2,3.5930916993048942E-2,7.4143204710926339E-3,1.7017864449948232E-3]
[null,953,1.0104169527126641,1.0094435604396377,1.0032643187946177,0.9902624708875194,0.98254137701227684,1.0198062851316776,0.99368731550154155,null,1.3043376077917683,0,6.0025018973131105E-4,5.5745487953788093E-2,7.6538863613062232E-3,1.6116728603285668E-2,4.4459664781436477E-4,5.9851335521973509E-4,5.9863772906425472E-2,1.0222299191164688,0,9.6622814919979205E-2,3.6550106634613104E-2,7.4830754295644045E-3,1.6289560530335966E-3]
[null,954,0.96408510502110389,0.99128511955436782,1.0109915030757604,0.99311479800606728,1.0234591997389879,1.0099149557058615,0.99980164902165669,null,1.3195108930075956,0,6.1754596212756322E-4,5.8704023681268799E-2,8.0821492732184568E-3,1.6339410508822046E-2,4.7311969892648129E-4,6.1574158089604052E-4,6.343634761939837E-2,1.0249475357509481,0,9.9789950555047163E-2,3.8314523603720681E-2,7.7497910934359914E-3,1.6758456040414315E-3]
[null,955,1.0214867945121742,0.9653035703769639,0.97994656348612663,0.97190231088086221,1.0200282528123825,1.00868280795647,0.9764883034798777,null,1.2842677785052914,0,6.2745528341403081E-4,5.4304054094081712E-2,7.7018881831432216E-3,1.5603376962201942E-2,4.3697299548996627E-4,6.2561970906458602E-4,5.9248257686005321E-2,1.0039572940968027,0,9.8144651662378887E-2,3.6105232170611311E-2,7.0651556163339431E-3,1.7027306125921371E-3]
[null,956,0.9995122031495578,0.98248783113630023,1.0421868294703065,1.0229051167088479,0.96208186167115051,1.0220221519557975,1.0245669643647688,null,1.3465063607363776,0,5.6689708955750076E-4,5.9206504736884179E-2,7.8312757953232035E-3,1.7080171685233854E-2,4.7282108524872117E-4,5.6526031925501613E-4,6.3417592167673426E-2,1.0547681024785529,0,9.5943984646043715E-2,3.7947169886725238E-2,8.301922773995352E-3,1.5384522509979911E-3]
[null,957,1.0318491302405164,0.97133465561775689,1.0069110382030853,1.0201428977943596,1.0250653118656969,0.99213595870940285,0.97801689419677373,null,1.3326004610318682,0,5.7632535818404398E-4,5.4111934059853477E-2,7.6120531713506738E-3,1.6578738606503319E-2,4.4378586659863149E-4,5.7461124159954846E-4,5.8089914524183002E-2,1.052964771983995,0,9.8174619836113211E-2,3.5402543114845114E-2,7.6599116059210158E-3,1.5639023790890855E-3]
[null,958,0.96488015445902109,0.96460294132957947,0.99025643045716338,0.99970751187430085,0.99807084174581195,0.97187923725443026,1.0123403062146377,null,1.3216422898595759,0,6.2670033094804772E-4,5.5950440285079971E-2,8.1587581035140015E-3,1.6177791963490215E-2,4.6775614829835732E-4,6.2479753841617228E-4,6.3867238065266202E-2,1.0323681874100701,0,9.8517033720202901E-2,3.6969932926061655E-2,7.4665610950068418E-3,1.7004929351156356E-3]
[null,959,0.99296430289970239,1.0224556432618417,0.9640262142777799,1.0428025906559288,1.031311835305095,1.0391072648444923,0.98055410266066323,null,1.3634941129981635,0,6.7154316862544795E-4,5.5389647009675483E-2,7.7390249171960758E-3,1.6422609039190905E-2,4.3200091314598833E-4,6.6963613929459239E-4,6.0239559751929739E-2,1.0777040532904532,0,9.9369363114891959E-2,3.7185022797692396E-2,7.1922103676511214E-3,1.8225288256658886E-3]
[null,960,0.9994155448689942,0.96882723696852335,0.99992439597198057,1.0319263582504663,1.0142086806727106,0.98760108647251399,0.97618652295883335,null,1.3495237817850023,0,6.0158158202959012E-4,5.5303046654731396E-2,7.8654745934453735E-3,1.6688333172901006E-2,4.5535736935116856E-4,5.9978413214377467E-4,5.9802368440560028E-2,1.0653412147842494,0,9.8421075732998423E-2,3.6331974785486824E-2,7.6843190122539169E-3,1.6324146889093315E-3]
[null,961,1.0055548794939504,0.96010237971438084,1.0343589255102947,1.0288234199522994,0.99809384604875562,0.98999510882544173,0.99350756360428238,null,1.3484993123727054,0,5.5995851598291432E-4,5.7113422541059354E-2,7.8543581105138972E-3,1.7059466249769249E-2,4.7057520540893583E-4,5.5828947645076101E-4,6.0894444140099112E-2,1.0611013425946278,0,9.7528682065140357E-2,3.6771283987116245E-2,8.1879266036793148E-3,1.5194799148225216E-3]
[null,962,1.0091617031481648,1.0036110643900042,1.0002283321761227,1.0030455736998658,1.0124457319647293,0.97804244814114105,1.0369613044452939,null,1.3171827199079518,0,5.8137261129677094E-4,5.3492779614244514E-2,7.6804524699271275E-3,1.6303069214738383E-2,4.4478170839582978E-4,5.7961856649297726E-4,6.1431033023572112E-2,1.0355161666272341,0,9.8096644252857121E-2,3.5136351632146082E-2,7.5056647428542646E-3,1.5775306667847916E-3]
[null,963,1.0245904093430984,0.98821391100697997,1.0123049046525563,0.99313361533414968,1.0068028422519093,0.9990383403316313,0.96576343131371634,null,1.3037968598413201,0,5.7396506690001576E-4,5.4776215768944966E-2,7.6146346144607014E-3,1.6240443790944911E-2,4.4633702132934703E-4,5.7226976470774106E-4,5.7440673326622782E-2,1.0249285830994488,0,9.7467274578886015E-2,3.5723308107943177E-2,7.6035551840726648E-3,1.5575296508572359E-3]
[null,964,1.0339346653065478,1.0262122059044323,0.99260630143878326,1.0241504534979939,0.98197677647718784,0.9836489332695143,0.97850781082477034,null,1.3286146193764135,0,5.7464351690356878E-4,5.1670554469310591E-2,7.4281580697380008E-3,1.6408014106956619E-2,4.2688145510046138E-4,5.7291965606248144E-4,5.6059574516496083E-2,1.0575374370344166,0,9.6025893260812997E-2,3.4093972352870754E-2,7.40655953066392E-3,1.5592984408882111E-3]
[null,965,0.98184403567839051,0.99163639529801229,0.95624494456955533,1.0418298549575524,1.0007529925760914,0.99455714466737377,0.98553753455226556,null,1.3597546735050519,0,6.6867730175472408E-4,5.3861205971545319E-2,7.9211434162725115E-3,1.630642258069024E-2,4.3864505722936988E-4,6.6669335205023043E-4,6.0862612550387454E-2,1.0769497429370356,0,9.8165282630159778E-2,3.633193399114331E-2,7.1051487914137968E-3,1.8145195288762903E-3]
[null,966,1.0064637539583083,0.99831086326056795,1.0161830731345802,0.98976198134795379,0.99174405157662882,0.98812969055306132,1.0221309930340554,null,1.3044234832538173,0,5.7095532652976313E-4,5.512869423392603E-2,7.7212682485525491E-3,1.628548955968975E-2,4.5434128820347105E-4,5.6925029663331967E-4,6.1216729788341827E-2,1.0213363803961084,0,9.7178769514641189E-2,3.587133097660436E-2,7.6828726235193502E-3,1.5493116541260437E-3]
[null,967,0.99663509541185724,1.0138446373138841,0.96839207853937948,1.0320014732535863,0.95173585462199772,0.96289869612837686,1.018358853718923,null,1.3413996000953001,0,6.1652243126937925E-4,5.1516735784685214E-2,7.7377131932305767E-3,1.6275125128237686E-2,4.3386346780853154E-4,6.1463308264335229E-4,6.0254216978322797E-2,1.0664027671462721,0,9.5433496591815936E-2,3.4492946809871083E-2,7.1817957064686053E-3,1.6728286372139653E-3]
[null,968,1.0167643965736681,1.0294551788324096,1.0019173508616221,0.96396809666468464,0.98008515146852915,0.98044243797701469,1.0093211013794836,null,1.27001070659655,0,5.705855550211449E-4,5.2769207189554114E-2,7.5462925399393723E-3,1.5709563912447325E-2,4.3775452380661944E-4,5.6886826957244102E-4,5.8614646435271894E-2,0.99512526315052285,0,9.6349373354521553E-2,3.4626330238740531E-2,7.2857206347933532E-3,1.5482719024015195E-3]
[null,969,1.0444050282537716,1.0047608670258423,1.0096289489984778,1.0229118494169402,0.98944115137424549,0.99100455746024552,0.95648216162326283,null,1.3278991608038448,0,5.5794363161395242E-4,5.2817540239990482E-2,7.4200853076735228E-3,1.6581395558927233E-2,4.3377211206459211E-4,5.5628229172936621E-4,5.5087686950517918E-2,1.055740743161766,0,9.6165365353173729E-2,3.4500277448882441E-2,7.6399389910539036E-3,1.5140170196791501E-3]
[null,970,1.0100871887192084,0.95952980275504929,0.99071526910481911,1.0431217460112847,1.0034850303660228,1.0246140108405435,0.97987020070334452,null,1.3637549880278776,0,6.3186708289839891E-4,5.6498880829032996E-2,7.8101775707072798E-3,1.6736938412191146E-2,4.4797906367579704E-4,6.3004734324189216E-4,6.0808545099310544E-2,1.0771863924306153,0,9.7630083207029761E-2,3.7322065408539745E-2,7.6009645731750907E-3,1.7147811732535496E-3]
[null,971,1.0260875062982995,1.030258136952346,0.98082203469563012,0.99414465777070671,1.0087014057178332,0.99212352089788669,1.0271905811650028,null,1.3026735716207363,0,5.9750722708636203E-4,5.1846772656069379E-2,7.4704145724525236E-3,1.591574280914913E-2,4.2421738036005271E-4,5.9573008875180218E-4,5.9418299232719685E-2,1.0269068151787355,0,9.7488981214917655E-2,3.4453242847105388E-2,7.129481948347352E-3,1.6213809192114279E-3]
[null,972,1.0079657064309824,0.96095654150448473,0.99103974031763586,0.98757789700400711,0.99369315073404774,1.0276459351798084,1.0139560356645312,null,1.3077201936178084,0,6.3426691445745179E-4,5.6769607999512223E-2,7.8220457911627357E-3,1.5989192139662489E-2,4.4880690234993799E-4,6.3244565270477514E-4,6.3101030546294193E-2,1.0198190536884593,0,9.7208403044935388E-2,3.7493618944138336E-2,7.3489472420374662E-3,1.7213085810090152E-3]
[null,973,1.0296366592214565,1.0185838331546633,1.0069543692319856,1.008838513728342,1.0140322383399503,1.0138635154350981,0.99641359535232654,null,1.3208866315440675,0,5.7905258417949052E-4,5.4378587270275516E-2,7.4848561227179094E-3,1.6417662730998175E-2,4.3638915974048665E-4,5.7736726436249323E-4,5.8453473730749682E-2,1.0412953907886193,0,9.7692513131403924E-2,3.5576088816568673E-2,7.5819517482817005E-3,1.5714033645271618E-3]
[null,974,0.99471478472463604,1.0052933657992542,1.0262309816039488,0.99830233880946995,1.0086826435256944,0.99534916279595553,1.021120143620514,null,1.3174432480306115,0,5.6829162357876844E-4,5.6561327773009165E-2,7.7931988505270302E-3,1.6549091007235336E-2,4.6317450554568459E-4,5.666068574697625E-4,6.1883247568085692E-2,1.0298569324344047,0,9.8300567704276032E-2,3.6588008238718252E-2,7.9072676307851229E-3,1.5421170841323276E-3]
[null,975,0.98572984298309718,1.0313331168172297,1.0414143851745132,1.0150407496230913,0.97907766068974378,0.98792934417536848,0.99480406357778783,null,1.3317853371895632,0,5.4584777540554351E-4,5.6869959835931197E-2,7.7879533288402808E-3,1.6922516753985217E-2,4.6984879678553429E-4,5.4421739300847217E-4,5.9798272599203124E-2,1.0466811317758089,0,9.7112464712374086E-2,3.646580695355673E-2,8.1978324729196708E-3,1.4811803425536711E-3]
[null,976,0.99350399274875767,0.96005348940169555,1.0180556397986955,0.97491063603124517,1.0178003009887744,0.98463082241780286,1.0076807395509315,null,1.2943147855542427,0,5.8315891940639809E-4,5.6625464959504358E-2,7.9456802187859634E-3,1.6132627824029366E-2,4.6841890366217836E-4,5.8141125792564839E-4,6.23286240395938E-2,1.0059578524184267,0,9.876283328967933E-2,3.6804819759857235E-2,7.7078020202823302E-3,1.5824097819039499E-3]
[null,977,0.98780350732194278,0.98273569501316782,1.0421475381859249,0.95995008727836817,1.0353466446301274,0.96337779614806363,0.96726339075195789,null,1.2750612233918965,0,5.4069193146645826E-4,5.6453013750677072E-2,7.9232925797299708E-3,1.6155680382198043E-2,4.7835823066664438E-4,5.3903579135950721E-4,5.8805176457575978E-2,0.98985313077670389,0,9.9783373401125502E-2,3.6183194888307332E-2,7.9605813340401753E-3,1.4670777309797134E-3]
[null,978,1.0084275370470428,1.0258378351956186,1.0078019338883779,0.99111204005456466,0.98071139174536526,1.03179049757754,0.98746607437878342,null,1.305696128579156,0,5.9892460165561739E-4,5.6391750911186186E-2,7.6208187919912622E-3,1.6175214228446162E-2,4.4469333987887848E-4,5.9721173148131839E-4,5.9454351783675287E-2,1.0229737926551397,0,9.6587705333108065E-2,3.6874688039039615E-2,7.5494129045673205E-3,1.6254134622977758E-3]
[null,979,1.020731424214421,0.97898037917766056,0.97218110410247982,0.96259407386725693,1.0100293673822907,1.0043325888134076,0.99431864387386271,null,1.2731981023826018,0,6.3176004891357142E-4,5.3405886615088417E-2,7.6624583321118029E-3,1.5386706774224268E-2,4.3131066176439558E-4,6.2990387603809126E-4,5.9782783930698379E-2,0.99456989915449623,0,9.7670407052405789E-2,3.567547629445654E-2,6.9006390374111107E-3,1.7143907028187551E-3]
[null,980,0.96441357710443676,0.99754015895181725,0.97182368859005386,1.038831232337063,0.99828997951130183,1.001254583881874,0.99399965837600945,null,1.3617930496963633,0,6.6210259052977864E-4,5.5909858535067608E-2,8.0491281879747096E-3,1.6482287472269017E-2,4.529105513918013E-4,6.6015128808762286E-4,6.2522269813780992E-2,1.0733508958818276,0,9.8519388245433034E-2,3.7356258168313734E-2,7.3552899553846274E-3,1.7967141873608773E-3]
[null,981,0.99362655636923358,0.99174628288465749,1.0239688981067165,0.97348511662679627,1.0296497519999681,0.99284019844000293,1.0119368736663215,null,1.2926032419528619,0,5.7326187561727534E-4,5.6667692235917798E-2,7.843625900288205E-3,1.6180025177860675E-2,4.6512730912861482E-4,5.7155807988556356E-4,6.1761982458221815E-2,1.0043191863885474,0,9.9339790277097814E-2,3.6705163434974326E-2,7.7667598871789985E-3,1.5555926793781065E-3]
[null,982,1.0491267494038974,1.0112826135502577,1.0378221044058011,0.97840941232832268,1.0001924005782741,0.97075603840276914,0.98456475460566495,null,1.2812415446501819,0,5.117428843292609E-4,5.2740036546212496E-2,7.3741893712972358E-3,1.6285981368561624E-2,4.43317326470302E-4,5.1018732875919982E-4,5.5701847939629984E-2,1.0090084318612969,0,9.6609926858173878E-2,3.3887703315115161E-2,7.8031038933191726E-3,1.3885617256748166E-3]
[null,983,0.97894639883562506,1.0244786525277367,0.99361306134091365,1.0103275391380588,1.0171878818234081,1.0353849359573253,1.0272605890962445,null,1.3355865203356829,0,6.3794338872702819E-4,5.754580608723428E-2,7.8509613756415717E-3,1.6373601424361898E-2,4.5163767992940755E-4,6.3612526214150075E-4,6.3857518334707611E-2,1.0432334151744866,0,9.9076574683526625E-2,3.7947823893457286E-2,7.5196765440088765E-3,1.7313232649128574E-3]
[null,984,1.0102968354872259,1.0126956067637016,1.0168295460174166,0.97608204230327644,1.0331867126956875,1.0087421592315533,0.97960076310257971,null,1.2903289725550366,0,5.7656515143533771E-4,5.5782471757109063E-2,7.6482386809473731E-3,1.6088400245523798E-2,4.5033390948779494E-4,5.7487855166963729E-4,5.8607630273310431E-2,1.0072015650874804,0,9.9091135699686556E-2,3.6282969863123807E-2,7.6132837291518511E-3,1.5646299089811268E-3]
[null,985,1.0375146926885286,1.0159190076941316,0.99576965058357092,1.0430307626148461,1.0216191660465468,1.0419957617836861,1.0123458549704945,null,1.3596446647457758,0,6.0510015107370445E-4,5.4941110289908959E-2,7.4331796553209562E-3,1.6787169874457327E-2,4.2853487795802768E-4,6.03386568143905E-4,5.9842023189075513E-2,1.076934457350545,0,9.7864373548286046E-2,3.6183588050341386E-2,7.5897221606526736E-3,1.6422193321589784E-3]
[null,986,1.004690873293733,1.0125192629790047,1.0018280473475147,1.016014736571615,1.0208027021104262,1.0042595977763928,1.0103351864254686,null,1.333156605497033,0,5.9551769237787991E-4,5.5064081321065959E-2,7.6877976338512108E-3,1.6500921058700439E-2,4.4592313446131359E-4,5.9376787592422718E-4,6.0637669022036357E-2,1.0488568388306527,0,9.8612004434324302E-2,3.613410584041056E-2,7.602973615246404E-3,1.6160404227380536E-3]
[null,987,0.97074009016204299,1.0146167416520293,1.0032523222609968,0.99531701951611729,1.0016692759990729,1.0142623165991369,1.0150474125017166,null,1.31860608196811,0,6.2013378182101085E-4,5.7589085203149641E-2,7.9504463375151529E-3,1.6261309693540386E-2,4.6181757556602431E-4,6.1832960575037156E-4,6.3300263314368069E-2,1.0274479918852228,0,9.8550725201921957E-2,3.775914880210611E-2,7.6042087762383569E-3,1.6828893545527571E-3]
[null,988,0.9682175934519901,0.99149759957260664,0.95531108946368182,1.0326553364956295,0.98726634138192382,0.99775535568319551,1.0037629680650051,null,1.3536247251098423,0,6.8161649921993168E-4,5.4748777642728778E-2,8.0328374558132024E-3,1.6193782306748769E-2,4.4440251983991573E-4,6.7960064164404371E-4,6.2965843956808404E-2,1.0674959356648104,0,9.7866981714027385E-2,3.6951878441651306E-2,7.0766523487259241E-3,1.8496489162637786E-3]
[null,989,1.0332363561564066,0.99780694193385899,1.0286836744473729,1.0163158937024459,1.0019332559367466,0.97877600049417812,1.0029369932334777,null,1.3263937129242964,0,5.3685591176804695E-4,5.3826471216129719E-2,7.5257011373294934E-3,1.6768574531614528E-2,4.4836373287330384E-4,5.3523739111242179E-4,5.8260846481609049E-2,1.0483676994003976,0,9.7047462993398961E-2,3.4769266482561373E-2,7.9242057313874542E-3,1.4567397376494516E-3]
[null,990,0.98674161468228605,0.9813774729887863,1.0165379019332232,0.97687117028647596,1.0119990384834359,0.97994634638981148,1.0197751701404649,null,1.2957965131955935,0,5.8108090402297777E-4,5.6165073137045315E-2,7.9297611003437719E-3,1.6145554833483223E-2,4.667745543432255E-4,5.7933114547494046E-4,6.2611894185572725E-2,1.0080241908695078,0,9.8651436560162925E-2,3.6538078003609448E-2,7.6887513085511349E-3,1.5767484015220075E-3]
[null,991,1.0010359276125451,1.0039518733191095,0.99030420998964241,1.0290955237006292,1.0167078727663263,0.98300184951945924,1.0037284993717053,null,1.3442895521327671,0,6.0122490399359193E-4,5.3685653917587201E-2,7.7393180883624348E-3,1.6537554775045073E-2,4.4373033003035849E-4,5.994201149531332E-4,6.0076004796055689E-2,1.0627148345753454,0,9.8491078222203973E-2,3.5472432716931193E-2,7.4993255461304892E-3,1.6314239541146398E-3]
[null,992,0.9781688706388354,1.0292448636160136,0.97149477178401933,1.0199550327098232,0.96900109679136437,1.0240542453330459,0.96833689095888231,null,1.3366174051499884,0,6.5980083860564249E-4,5.5663700933926676E-2,7.8371560304699439E-3,1.615694740036357E-2,4.4083515697795797E-4,6.5789961271765307E-4,5.9733791625995854E-2,1.0538577228819421,0,9.6741181556918313E-2,3.7199223940829099E-2,7.198160979183109E-3,1.7905858692684063E-3]
[null,993,0.99255578468311179,1.0050623425855516,0.97882669929356347,0.97473804367249883,1.0060016414353234,1.031510708271755,1.0388417376859953,null,1.2956698319386468,0,6.5128888949637649E-4,5.617974218155402E-2,7.799164227507616E-3,1.569683004646754E-2,4.4198849043106526E-4,6.4942575697314424E-4,6.4206692006288479E-2,1.0069197174276034,0,9.8171880934409275E-2,3.7377602697736385E-2,7.1105542318334845E-3,1.7675228273376481E-3]
[null,994,0.99380637527921267,1.0157067777667148,0.99453089288124774,0.98594840220386992,1.0095808120542109,0.99721282201846062,0.9976767622008692,null,1.3007278509153726,0,6.0616804579215623E-4,5.482540740082785E-2,7.7604409263017189E-3,1.5982873370892318E-2,4.468437787691363E-4,6.0437434911688685E-4,6.0210157405251041E-2,1.0180331661732096,0,9.8331111778693442E-2,3.6134083397906552E-2,7.3606526338496738E-3,1.6449077463455246E-3]
[null,995,1.0176965258866146,0.97381728838569392,0.98988097307833722,0.9998343869173586,1.0003675947405517,1.0325801450850083,0.98963314963199545,null,1.3170794911063397,0,6.2937954233757904E-4,5.6135934252020799E-2,7.705883330003405E-3,1.6115870260899993E-2,4.4162440850784447E-4,6.2758095028257028E-4,6.071274062353136E-2,1.0325104924142177,0,9.7294934814452144E-2,3.7100843714655982E-2,7.3548974154407512E-3,1.7080684646644964E-3]
[null,996,1.0191293293979693,0.97640707856943487,0.99271747063641291,1.0289689150575301,0.99558639918174885,1.020427177851376,0.98445737398492172,null,1.3453720500336255,0,6.1680327159252036E-4,5.5486115038592181E-2,7.6875678371919106E-3,1.654214971161919E-2,4.4183878957238101E-4,6.1501962639041302E-4,5.9865575929002011E-2,1.0625095490718723,0,9.7032548663040855E-2,3.6609174724022898E-2,7.5254332320420997E-3,1.6738806818693526E-3]
[null,997,0.96584921050503136,1.0386042276999168,0.99489023022633161,1.0142460189473468,0.9800558115045489,0.97117886284037225,0.9900375456331415,null,1.3290658986778008,0,6.0159014822929173E-4,5.4466147784829347E-2,7.9142740474386023E-3,1.6370836921081534E-2,4.5586655358262264E-4,5.9976227819894846E-4,5.9946510212302379E-2,1.0472407392846912,0,9.7625003827039508E-2,3.5889606306091101E-2,7.5263864010981672E-3,1.6323552096756653E-3]
[null,998,0.98575450887719673,1.0007465461547183,0.99712582677427808,1.0024956710242949,1.0417059479917252,1.0018278107881144,0.9876954477870894,null,1.3224843416859546,0,6.1428911619208402E-4,5.5998118591334418E-2,7.8710509903047437E-3,1.6276331455245339E-2,4.5439910436318712E-4,6.124797621478807E-4,6.0718480817281921E-2,1.0350411619597675,0,0.10009178548441676,3.6849923765759407E-2,7.5179308628575137E-3,1.6669680086672019E-3]
[null,999,1.0099103330362709,1.0130310698571887,0.99008492774671175,0.97874351883896982,1.0387946739738647,1.0194398403758504,0.95463587373073988,null,1.2915811554783638,0,6.1609029766380758E-4,5.4982497599398668E-2,7.6436816200538766E-3,1.5806366911899784E-2,4.3814994292035202E-4,6.1430698872804237E-4,5.7408246564601834E-2,1.0107243413939297,0,9.9341738990730885E-2,3.6334085329470772E-2,7.2318893172191234E-3,1.6719411170733219E-3]
[null,1000,0.9809184219706184,0.99609596140384404,0.99649658903110361,1.0371938780135361,1.0068443476850908,1.0121980346978856,0.9682305585848402,null,1.358590310542158,0,6.2568659484390848E-4,5.6930473427929847E-2,7.9244501282366275E-3,1.6728987235234149E-2,4.5719208388770845E-4,6.2386255139500343E-4,6.0277353755024382E-2,1.0708853158356249,0,9.8528558410561767E-2,3.7477514605643247E-2,7.6843408948007773E-3,1.6979482086624037E-3]
[null,1001,1.0094643305131239,0.96774700009851278,0.98156793705270218,0.98819707446425886,1.020316576493463,1.0182011785716076,1.0047218124736959,null,1.3065018959072421,0,6.3812851718135087E-4,5.5500890091784265E-2,7.7861368640354568E-3,1.5888118543176843E-2,4.4248119857960219E-4,6.3627917031348566E-4,6.1898325192049991E-2,1.0207408745903506,0,9.8449253398537329E-2,3.686488704914731E-2,7.201036174227118E-3,1.7317421522211854E-3]
[null,1002,0.95455680510846574,1.0035013071484686,0.998075033048481,0.99336642801020236,0.97749476241724176,1.0187427974781729,0.98742157394915653,null,1.3180354664347929,0,6.4310067084650158E-4,5.8795833302500995E-2,8.1196108667895006E-3,1.6160849544056676E-2,4.6919662329605232E-4,6.4123790515845385E-4,6.3127710513513902E-2,1.0255874096728468,0,9.7808221909005372E-2,3.8669115031097732E-2,7.5541435435517619E-3,1.7452381938226865E-3]
[null,1003,1.0017857879091707,0.96544169384846013,1.0171519069805914,0.9874241364532268,1.030565964404268,1.0057179564344962,0.98401164850864475,null,1.3072178433835966,0,5.9051174334142872E-4,5.718689460959632E-2,7.862146753655104E-3,1.6285467484754564E-2,4.6307760010854613E-4,5.8877915194756032E-4,6.0820520774931823E-2,1.0188959550584931,0,9.9173166057601236E-2,3.7189426957910145E-2,7.7404579173336492E-3,1.6024627606059825E-3]
[null,1004,1.0013188853245463,0.98744924611383744,1.0216321441106264,1.0332075588460663,1.0030287641422104,1.0313116032318441,0.99289404413409521,null,1.3564512862058167,0,5.9481394641130981E-4,5.8391680950032165E-2,7.7963224265486034E-3,1.6982302025712732E-2,4.6125110079895922E-4,5.9311204241886521E-4,6.1443491527198274E-2,1.0660035000502328,0,9.7857428553991391E-2,3.7873465229776811E-2,8.0292907853843371E-3,1.6142554601319148E-3]
[null,1005,1.0016700997252641,1.0157063511373587,1.021054114748446,0.98853608552210703,1.0107138569345593,0.98340445240193841,1.0245776961937016,null,1.3035416762606471,0,5.6129629655623213E-4,5.499764015767921E-2,7.7059852783442776E-3,1.6335004303397516E-2,4.5564480024631177E-4,5.5961205714802863E-4,6.0945743838551475E-2,1.0199307162192652,0,9.8219929813302131E-2,3.5684107080968773E-2,7.745509464806951E-3,1.5230795434918736E-3]
[null,1006,1.0098199428524888,0.98814968448619012,0.96206053466623909,0.97619795675418919,1.0030454984147028,1.01818795526442,0.99552168334712943,null,1.2896436633448516,0,6.5859783986933903E-4,5.399622138389483E-2,7.7139668443663868E-3,1.5467565926396212E-2,4.2973453982430844E-4,6.5668914649876647E-4,6.0609056361105411E-2,1.0089294751679374,0,9.7583732063768899E-2,3.6293201909884949E-2,6.8353264617936251E-3,1.7872913792506781E-3]
[null,1007,0.99176290446432502,0.99770977288119245,0.99903653167042261,0.97484734231968595,0.9879227875308203,0.98202538776035331,1.0191986048444241,null,1.2894035569584699,0,5.9685735528127229E-4,5.472083019794962E-2,7.8333552785488769E-3,1.5886415698255774E-2,4.5309321422538337E-4,5.9506389545428597E-4,6.1757086467461406E-2,1.0064396965638354,0,9.7339798300651398E-2,3.5968464224325931E-2,7.3870427123761597E-3,1.6195677606661496E-3]
[null,1008,0.97537094944644598,1.0335247492108082,0.97917884402325783,1.0116696931050191,1.0215509446272173,1.0167523204508173,0.96200988215077055,null,1.3299055245566345,0,6.4555443952312884E-4,5.5742137818910159E-2,7.8485033045915184E-3,1.6161511219844091E-2,4.4494391209682927E-4,6.4368090578457841E-4,5.9172418464378033E-2,1.0450598641771112,0,9.9364167771980233E-2,3.7078563801638806E-2,7.2834003836291508E-3,1.7518872361920582E-3]
[null,1009,1.0001030434223885,1.0251323341688876,0.98834811758105334,0.99426625292510429,1.0092400384619389,1.0033081921457923,0.97894397367974262,null,1.3068240261287902,0,6.1158146074543197E-4,5.4291703048532064E-2,7.6816403085916427E-3,1.6003037374938047E-2,4.3955315209263463E-4,6.0978273988269993E-4,5.8592279595349447E-2,1.0268062424636206,0,9.81507415341214E-2,3.5914959160681513E-2,7.2860406085912171E-3,1.6596276031345305E-3]
[null,1010,0.98602549108576587,0.98996156745097341,1.0454948505329211,1.0356546171499683,0.97943499944830248,0.99994336116041749,0.9778765655023095,null,1.3572615679872415,0,5.566766951355138E-4,5.8717422349631988E-2,7.9151961450238707E-3,1.7279428364672098E-2,4.7944156519264452E-4,5.5503394520591714E-4,6.0438592622007105E-2,1.067817213884932,0,9.7126839325132538E-2,3.756228484685218E-2,8.4161722017652187E-3,1.5106194319596427E-3]
[null,1011,0.99182436807259755,1.005996276542924,1.0344617587713398,1.0147217354640776,0.98579002407197303,1.0109400150598562,1.0098032485208208,null,1.3359059186840552,0,5.6887197941966211E-4,5.8044137279167012E-2,7.8157667378942978E-3,1.6866988653223763E-2,4.6831059100279265E-4,5.6721150200155662E-4,6.1844727329028661E-2,1.0465542376288224,0,9.727482106022968E-2,3.7368282269430522E-2,8.1265448854460666E-3,1.5437627272268546E-3]
[null,1012,1.0082150700876011,1.0198473591616302,1.0065429589068755,0.99010252710616764,1.0256271049601744,0.98399720108886757,1.0094058407997801,null,1.3026810956584383,0,5.7414136199483874E-4,5.3845663157952278E-2,7.6399981711193698E-3,1.6177198502738143E-2,4.4525091664716888E-4,5.7241961715342516E-4,5.9527324928020812E-2,1.0219686628984659,0,9.8764464216361494E-2,3.5236003119783456E-2,7.5203139923739832E-3,1.5579374998155426E-3]
[null,1013,0.99245738310790055,0.98034707279953348,0.96798331201624033,0.98886489618658424,0.97767833651412717,1.045111514741341,0.9907183895427909,null,1.3090172140870711,0,6.8164496754743401E-4,5.6901680649325714E-2,7.8753156088975807E-3,1.5724351203419942E-2,4.4139437544072962E-4,6.7972037225842545E-4,6.2465601012787121E-2,1.0218406685271355,0,9.6792427571143216E-2,3.8107921204975366E-2,7.0198037457085373E-3,1.8499747835269394E-3]
[null,1014,0.98367323337913903,1.0108887105054805,0.99729661060674413,0.97427313322378273,1.0015043694708228,1.0031033592394796,1.0223396900792034,null,1.2928155834121771,0,6.1367418703089178E-4,5.5971150437333868E-2,7.8559966633808629E-3,1.5882711043759004E-2,4.5360799546486155E-4,6.1186894270137964E-4,6.2682171179136381E-2,1.0058974279702382,0,9.82003787433222E-2,3.6828430511790626E-2,7.3802085525909358E-3,1.6653055594904032E-3]
[null,1015,0.99363211937391427,1.0160819322922774,1.0025217380379943,1.0379826089528659,1.0190578625961102,1.0265006889151613,0.99657015465695797,null,1.3599879184545471,0,6.1373297165171294E-4,5.6871012297681267E-2,7.7626165647594761E-3,1.682716428855708E-2,4.5057662543667175E-4,6.1196870579781489E-4,6.1041047581741212E-2,1.0715134249007556,0,9.8802918897953285E-2,3.7304491475306872E-2,7.7508530064560096E-3,1.6655770817520035E-3]
[null,1016,1.030837688938304,1.0243544248003704,1.0211737169680759,0.97201088101030964,0.96871943531825699,0.99553483030574252,1.0006883051876718,null,1.2782054975455197,0,5.5013586907747003E-4,5.3925533868761442E-2,7.4626214397312358E-3,1.6020561162607114E-2,4.4130745271962264E-4,5.4850523196915951E-4,5.7934120265716017E-2,1.0028773051076847,0,9.5487915079445443E-2,3.4986046543488143E-2,7.5788668357535264E-3,1.4928504267189284E-3]
[null,1017,1.0271347804818283,0.98155823005536647,1.0144886335962358,0.99560202977083512,0.998293963261494,1.008354993308699,1.0279618645139537,null,1.3110658502544259,0,5.7682261406423723E-4,5.5414469257961209E-2,7.6168590584790169E-3,1.6350362436133522E-2,4.4744125619561949E-4,5.7513461328226453E-4,6.1499328762889265E-2,1.0274121764297131,0,9.6998103879733164E-2,3.6093174232632419E-2,7.670296117189529E-3,1.5653268242800098E-3]
[null,1018,0.98466251221795353,1.0306912123641236,1.0191650003119228,0.99417603346029038,1.0187705320824887,1.0000726241585922,1.0421636048348797,null,1.3151340605146666,0,5.7955113444840692E-4,5.646643599626653E-2,7.7928319237960111E-3,1.6434752415592072E-2,4.599154240417431E-4,5.7784110322786143E-4,6.3099188555091418E-2,1.0258045618589906,0,9.9035087359342466E-2,3.6677616976706323E-2,7.7926870383399653E-3,1.572692997717754E-3]
[null,1019,1.0311122497619263,0.95651968422940914,0.99912103513745842,1.0044799486018885,1.0139032059575479,0.97818589637631015,0.99098724559396678,null,1.315440718146307,0,5.814590790642315E-4,5.3322073618311421E-2,7.6625800439723141E-3,1.6270450846095394E-2,4.4325298225735048E-4,5.7970503064473222E-4,5.8967205173703213E-2,1.037030092347887,0,9.7643129430590267E-2,3.5047288153166226E-2,7.478633605038418E-3,1.5777659937029683E-3]
[null,1020,1.0230632146299292,0.98921415074709296,0.98833030481184814,1.0295276116436236,0.96664057154028449,1.0171585093410767,0.97586369650399374,null,1.3416596519394186,0,6.1484087497118282E-4,5.4580302271938844E-2,7.6171384140720907E-3,1.6459928931015968E-2,4.3585441762842805E-4,6.130571909835369E-4,5.8604007470739392E-2,1.0632221745282053,0,9.5534020882927395E-2,3.6106258641880433E-2,7.4332104853901699E-3,1.6685395796084941E-3]
[null,1021,0.9558262902046194,1.0141917884291636,0.99482146878589517,0.96203904978950994,1.0435240466071165,0.96862418127616012,0.97484562745749892,null,1.2797757660157707,0,6.1218269851501532E-4,5.5413202400621205E-2,8.0736979292244087E-3,1.5688311304518542E-2,4.6501722349048553E-4,6.1031773833663963E-4,6.03340157521862E-2,0.99333738978499753,0,0.10096425958341458,3.65151513084154E-2,7.3255019965166937E-3,1.6610836925639622E-3]
[null,1022,0.99248032433900557,1.0172674470030647,1.0356326318796336,0.95991109872951741,0.99249592816576637,0.9871228819754968,0.95579303686747386,null,1.2713803766340641,0,5.5128646685698548E-4,5.644465562776671E-2,7.776158362115905E-3,1.6032219969846065E-2,4.6647551375022129E-4,5.4963849446960044E-4,5.745549819903676E-2,0.98999186776578396,0,9.7584108444719556E-2,3.6313958589175861E-2,7.8211473405887591E-3,1.4959347936652461E-3]
[null,1023,0.9925202276950017,0.97012694193350901,0.99766764710367506,0.9883115532385921,0.97424161146355381,1.0179345841637417,0.97708869167068979,null,1.3066730777651956,0,6.2695925767364323E-4,5.7249446429330331E-2,7.9153073767570283E-3,1.6042426925040345E-2,4.5720334051436523E-4,6.251418043407771E-4,6.1150759805335318E-2,1.0203805839217057,0,9.6657363779437191E-2,3.7661213238129369E-2,7.4591604888021275E-3,1.7014299134751787E-3]
[null,1024,1.0174761535517889,1.0032138921176994,0.96767522240062454,0.97129585249967965,1.0228013265462128,0.98732718278298837,0.98650764032703342,null,1.2790206656824186,0,6.2275178384252827E-4,5.1928367056030517E-2,7.6110733754795133E-3,1.5443482665441613E-2,4.2644970159712694E-4,6.208905638687486E-4,5.8220890313147776E-2,1.0036949435108626,0,9.8360839661859809E-2,3.4783750498687545E-2,6.862870680953489E-3,1.6898594383313625E-3]
[null,1025,0.98691516441720317,1.0086647207610802,0.98902785729780063,1.0255402520976593,0.99301397949319481,1.0080307107727156,1.0309668096685278,null,1.3464796522711744,0,6.2583610857471091E-4,5.5672201811443951E-2,7.8350443159083839E-3,1.6504435343184905E-2,4.4863948261345205E-4,6.2400408662967094E-4,6.3226079330438931E-2,1.0590827812523409,0,9.7697663567090309E-2,3.6813175305558943E-2,7.5031304636250804E-3,1.6983334209140909E-3]
[null,1026,0.98220743001315969,1.0313240694564838,0.96282663262217993,0.99108893691261934,1.0152621704044889,0.9904324603311071,0.97833352802377149,null,1.3035794815443753,0,6.464619179738588E-4,5.3120066951474185E-2,7.7965056656330075E-3,1.5676385260874795E-2,4.3467432426108312E-4,6.4453589306568836E-4,5.9019787328218255E-2,1.0242962898721448,0,9.8864959935614574E-2,3.5687556226776641E-2,6.9309677745596331E-3,1.7542142297247577E-3]
[null,1027,1.0355513055964807,1.0027208570537292,0.97957136549019252,0.98718663429752007,0.9844979716605391,0.97924908171857894,1.0146787045395438,null,1.2920743663952639,0,5.9226073552880805E-4,5.119541684583083E-2,7.4825004396382273E-3,1.577520927010349E-2,4.2436396645938239E-4,5.9047604225433636E-4,5.8623656775593086E-2,1.0197569691210044,0,9.6096218893337471E-2,3.4046100900467842E-2,7.0686337394630398E-3,1.6070811366412879E-3]
[null,1028,1.0170452308718179,1.0015609430581247,1.0107718069569527,0.99480154539925902,0.98202794964920892,1.0312926907827518,1.0073143317820501,null,1.311147096845457,0,5.9559118016236303E-4,5.6582898271169975E-2,7.6296995102532444E-3,1.627985769283288E-2,4.4653578172729397E-4,5.9388702106823903E-4,6.0897104495535884E-2,1.026694783717609,0,9.6446425503828231E-2,3.6934903863594569E-2,7.6202274714552943E-3,1.6163646965438668E-3]
[null,1029,0.96913761470125426,0.97115723845893198,1.0187453624637781,1.0087331525981655,1.0074253664556363,1.0070133031643513,1.0070082256574422,null,1.3363017435278595,0,6.0773202876864322E-4,5.9138425822872175E-2,8.1082493370342491E-3,1.665049835465757E-2,4.7833094399927248E-4,6.0595120585231119E-4,6.4178383415668117E-2,1.0408371596725656,0,9.8889008268041895E-2,3.8422640313822351E-2,7.9516287915446151E-3,1.6491994305686665E-3]
[null,1030,0.99231365092541923,0.99736648867473787,0.99968816392230631,0.96508306339904859,1.0176890336418505,0.99480106578317018,1.0079210288931597,null,1.281481691832788,0,6.0355351196074414E-4,5.5445941584360885E-2,7.8302467783410955E-3,1.5771686620071213E-2,4.5321027734970522E-4,6.017632220762767E-4,6.144843498434506E-2,0.99634025128682924,0,9.8766650885317692E-2,3.6430966713205726E-2,7.3582918735519611E-3,1.6378011192987813E-3]
[null,1031,1.0363290620239893,1.0021642312187831,0.97598271702671269,0.9857911836881571,1.013136070211399,1.0235811028193438,0.98967101699733806,null,1.2955026058534236,0,6.2335291042612303E-4,5.3308029216802048E-2,7.4776994776832003E-3,1.5730128186411771E-2,4.2254572073897336E-4,6.2155587950300122E-4,5.8440799486004072E-2,1.0184231270913,0,9.7459567593638191E-2,3.5528073845992325E-2,7.0227620576090721E-3,1.6916702081665581E-3]
[null,1032,0.99334802107941489,0.95545168776798328,1.0095128099732102,1.0073908568114256,0.99175871332327936,0.98824791370909615,0.99249422068356308,null,1.3265358937769618,0,5.9702768981832125E-4,5.6497134899686614E-2,7.9600613777189716E-3,1.6468643169202588E-2,4.6528463690790933E-4,5.9524501394780146E-4,6.166194656209429E-2,1.0397250756020748,0,9.7497203205629338E-2,3.690630721354126E-2,7.735959080476501E-3,1.6200607054998037E-3]
[null,1033,1.0144322830633294,1.0292078947369301,0.98505597180691595,0.9721568240235049,1.0234425131432421,1.0226114683080219,0.97294892794408205,null,1.2831150074696105,0,6.1776403046919415E-4,5.4300285602276871E-2,7.5603385588561218E-3,1.5651078577804154E-2,4.3117232096234233E-4,6.1598142277305727E-4,5.7844758028938702E-2,1.0040697573857738,0,9.8484134818892399E-2,3.5991734617791572E-2,7.1070317914422049E-3,1.6764983745668179E-3]
[null,1034,1.0010783435408797,0.9824664023079861,0.9718977827539701,0.98020632985299461,1.0147690953732991,0.98822586335558338,0.98299783498629778,null,1.2926386017937006,0,6.3330199441076311E-4,5.3487765776515005E-2,7.80171676647738E-3,1.5634259339019983E-2,4.3902234908706444E-4,6.3141096423866548E-4,5.9661157593835369E-2,1.0127757043894754,0,9.8375785412546324E-2,3.5736323929628576E-2,7.0102647671991172E-3,1.7184925000892262E-3]
[null,1035,0.99724929511672755,1.0372082972696965,0.98857272038437527,1.0207137982962764,0.97629535463814221,0.98588090294369368,1.0247369696406841,null,1.3333388762480607,0,5.9958260944218246E-4,5.3259917063288684E-2,7.6676739747012224E-3,1.6381369721687061E-2,4.3885368359136115E-4,5.9778800643121226E-4,6.0585726669056851E-2,1.0541124508557609,0,9.6628249501856903E-2,3.5227667766935943E-2,7.4117797214511552E-3,1.6269818927424013E-3]
[null,1036,1.0021674642710323,1.0309132130412686,0.95938277376903658,1.0184144268258453,0.99582811504673341,0.99762240502369581,0.96604185121565389,null,1.3276139565285505,0,6.428351970861906E-4,5.2274879962352395E-2,7.6416136818003846E-3,1.5968193201979387E-2,4.2453430063776123E-4,6.4093378052690895E-4,5.7335531021101969E-2,1.0526458269625536,0,9.7419015649467117E-2,3.5193949097307754E-2,6.9679036010792039E-3,1.7444104668302787E-3]
[null,1037,0.97617856933718172,0.99289820214097613,0.96999031866594521,1.0023782853765908,1.0237422592415697,1.0098703979922814,0.97507587874855628,null,1.3224735600249382,0,6.634905426897835E-4,5.571832909881861E-2,7.9665093728726096E-3,1.5949776217239555E-2,4.4742297092436272E-4,6.6155183240972461E-4,6.1006200650950575E-2,1.0357429419115596,0,9.9438844404871024E-2,3.7269821907269143E-2,7.1351261933950694E-3,1.8005260073163268E-3]
[null,1038,0.98960531271534857,1.0448207052504876,0.9713064953764593,1.0020647431817342,1.0046775261335357,1.0204511976701611,1.0134254051627387,null,1.3185732658036005,0,6.4623961827043415E-4,5.4487992288983808E-2,7.7001380555319007E-3,1.5946549252832832E-2,4.3304470603777078E-4,6.4437089429349149E-4,6.1188545571745509E-2,1.0353785479863762,0,9.8173903128600498E-2,3.6417683600909564E-2,7.0949647791006759E-3,1.7537651574586683E-3]
[null,1039,1.0161688583591049,0.97482181955973368,0.96391068051337792,0.97947790271644752,1.0089700898872294,0.96181963948641458,0.95453750159720652,null,1.2839978728365857,0,6.1925016044193785E-4,5.1046903144752194E-2,7.7079717479008013E-3,1.5481693135183456E-2,4.3021651472873162E-4,6.1735032359966553E-4,5.6541652543534576E-2,1.0122634476885832,0,9.771905946540696E-2,3.4272007159241648E-2,6.8565972027371559E-3,1.6802240713588098E-3]
[null,1040,0.96176807867633962,0.97171288410852563,1.0209163947030038,1.0188885399151246,0.96108533368127125,1.0009587439152092,1.035966157630144,null,1.3474158858088547,0,6.0582485016875628E-4,5.9339169022300325E-2,8.1690717939116898E-3,1.6822491554993369E-2,4.8296040590022819E-4,6.0403887784653677E-4,6.6310237535331287E-2,1.051251214618542,0,9.6845395610442225E-2,3.8504120210141018E-2,8.0490163254771756E-3,1.6439947041357063E-3]
[null,1041,0.99965876140888443,0.95448295714517317,1.0060903544856388,1.0286378548673005,1.0079201683734913,1.011843492670438,0.99403924369047836,null,1.351416722892901,0,6.1200455335104487E-4,5.7322999928894641E-2,7.9121632669333676E-3,1.67437055223352E-2,4.609034036048611E-4,6.10219771550965E-4,6.2128197140877632E-2,1.06175800802829,0,9.8117729463656919E-2,3.7521575533958559E-2,7.7924083268816691E-3,1.6608170592680971E-3]
[null,1042,0.98799170368342826,1.0039699073537471,0.9737477795099323,1.0097956933310714,0.9933913163800836,1.0152542375304086,0.99730758424490373,null,1.327942817630789,0,6.5106385952790025E-4,5.5301135210097552E-2,7.8373469337369942E-3,1.6079002396331886E-2,4.418607350377141E-4,6.4917154817079297E-4,6.1455228683278545E-2,1.0432911120132735,0,9.767159617547716E-2,3.6906389211828552E-2,7.1942076283070863E-3,1.7668309547775576E-3]
[null,1043,1.0034438839983981,1.021035568786006,1.0012058916931472,1.0014929133965558,0.96985402212020311,0.98160860577451348,0.96361217771427765,null,1.3093359559220874,0,5.8161015079150947E-4,5.3673502347659774E-2,7.6714548272287216E-3,1.620575839993324E-2,4.4469722873251305E-4,5.7986176431443226E-4,5.6986895914360507E-2,1.0338841239336958,0,9.6177203943426395E-2,3.5234592143323723E-2,7.4812829991197085E-3,1.5781925710846513E-3]
[null,1044,1.0038949032831348,1.0117555504197129,1.0205339679798886,0.98719513320003505,1.0366389095651629,0.95681479548295711,0.99148653896787764,null,1.2979153632933869,0,5.4635063231867368E-4,5.3444812927342995E-2,7.7007762104561442E-3,1.6287996941951578E-2,4.5510150357444833E-4,5.4466568089035165E-4,5.8171055005532976E-2,1.0185621437943457,0,9.9418838584346067E-2,3.468713409197343E-2,7.7067887509013871E-3,1.4824004343900867E-3]
[null,1045,0.98618016633707783,0.96124959016691625,0.96844253019767712,1.0327881355330117,1.0218241942314648,0.98732407595034022,1.0039210436874106,null,1.3537437027361354,0,6.5255451259256319E-4,5.4540062194687822E-2,7.9881705164496549E-3,1.6365835114513193E-2,4.479300475462705E-4,6.5060421498415759E-4,6.255035564490842E-2,1.067214052259474,0,9.908699707830225E-2,3.651608738839774E-2,7.2654325879007208E-3,1.7707302015650479E-3]
[null,1046,0.98996282211126663,1.0183687677766005,1.0102278724506732,0.99699913360759174,1.0032087197144339,0.9974737624692962,1.019166960298717,null,1.3148983416234385,0,5.8855751181903515E-4,5.5817507444953202E-2,7.7862843469644616E-3,1.6338760554727133E-2,4.5545241984408595E-4,5.8681638163470711E-4,6.1683090173910313E-2,1.028978798655602,0,9.8137284721790993E-2,3.6446973076313054E-2,7.6588106126753083E-3,1.5971207468414561E-3]
[null,1047,1.0187617188549811,1.026558350352095,1.0175821562856511,0.9621660946995928,1.0229191603387282,1.0016767378955298,0.96916391171012095,null,1.2712034442535396,0,5.6380705777439512E-4,5.4671015007424793E-2,7.5437325133432534E-3,1.5865059741624752E-2,4.4451348324315416E-4,5.6214614533310506E-4,5.6882086581264153E-2,0.99282076448798773,0,9.8391335952847866E-2,3.5544348869627714E-2,7.5122720324474739E-3,1.5299764961697068E-3]
[null,1048,1.0238917352561654,0.99579688678883926,0.98975733995618842,0.99648861153800827,1.0302314956124319,0.96348590167545234,0.97832280864960508,null,1.3031665648546049,0,5.786718503239946E-4,5.1583295272434757E-2,7.5911517721308974E-3,1.6033980955018415E-2,4.3499477184844059E-4,5.7689957655081021E-4,5.6929057923780967E-2,1.0290590764759631,0,9.8592102250469799E-2,3.4094480999484478E-2,7.2800662347695701E-3,1.5701304724770062E-3]
[null,1049,0.99651730108772252,1.0032449897205857,0.96864606569450207,0.99236357573227463,0.97163571209130184,1.0162374882612204,0.97779648726582613,null,1.3055450160959254,0,6.5314999194055888E-4,5.4628147421983596E-2,7.7712914856784823E-3,1.5739274603503779E-2,4.3585947106468192E-4,6.5125345401204255E-4,5.9785054034438151E-2,1.0254358188575805,0,9.6399207106044479E-2,3.6570527072598849E-2,7.0092353647837518E-3,1.772497216177363E-3]
[null,1050,1.0112142854883761,1.0032784684607432,0.96732177369238237,0.99678718291761392,1.0491497495876181,1.0291412471262384,0.98791756178950085,null,1.3133663034475564,0,6.5360520262222892E-4,5.444941387650365E-2,7.6579219656514597E-3,1.5831348801675596E-2,4.2891944346172691E-4,6.5173113898476501E-4,5.9907880683245505E-2,1.0300474064905305,0,9.9785584712217892E-2,3.648031351016516E-2,7.0055907105368159E-3,1.7737973172043044E-3]
[null,1051,1.0371726023344381,0.99104932648064559,1.0219699439867964,1.0404056128360548,1.0016861693689281,1.0099388255904738,0.98874878243378217,null,1.3540610799520874,0,5.6113861683516214E-4,5.5138651022850746E-2,7.5159454493153172E-3,1.7033393016480162E-2,4.4481246029494354E-4,5.5949908857332194E-4,5.8332722031705503E-2,1.0734198003831803,0,9.6936961084004833E-2,3.5756458147224161E-2,7.9612038050218947E-3,1.5227720802716033E-3]
[null,1052,0.97211911680739749,0.98523132027455851,1.0220757693505766,0.97077602189081025,0.99685881984328883,0.99441627554892997,1.008980754502155,null,1.2928327325890461,0,5.9074769333913727E-4,5.8063976760289307E-2,8.0378417880698164E-3,1.6125431182546477E-2,4.7574958489781765E-4,5.8899471064308194E-4,6.3215584394675978E-2,1.001577730146582,0,9.8303095478004324E-2,3.7651153632208195E-2,7.7808731641502999E-3,1.6030494403162874E-3]
[null,1053,0.98101975295328681,0.99175199887963805,0.9700042023105393,0.99300761961465689,0.99343523447060755,1.0256084931717555,0.99674690139431799,null,1.3136101435475112,0,6.7079594493646465E-4,5.6336720551867982E-2,7.9308627542143979E-3,1.5820646641501287E-2,4.4542727095003983E-4,6.6886596569296997E-4,6.2582404114560689E-2,1.0260599461733504,0,9.7847763620529382E-2,3.7683143654523819E-2,7.0847260782462979E-3,1.8204326670099328E-3]
[null,1054,0.97388556787113767,0.9745650622224753,1.0103192079233974,1.0154500327971268,1.0348603294985261,0.99945488060226495,0.99955302635561394,null,1.3414376315220284,0,6.0998177154993917E-4,5.7865631063874885E-2,8.0552711548802329E-3,1.6646750542746457E-2,4.7122960209087193E-4,6.0818083885645906E-4,6.3025633752665816E-2,1.0480187951600455,0,0.10008204043263852,3.7782295068101802E-2,7.8365179210687884E-3,1.6552677566076344E-3]
[null,1055,0.9947382446766887,0.99454819607350531,0.97306000274228865,1.0082666786495267,0.99872385729883195,1.0250230861702858,1.0355137416370506,null,1.3295715574017635,0,6.5626892531203739E-4,5.5628860930695773E-2,7.8134364677976305E-3,1.6085022986871405E-2,4.4020372263901076E-4,6.5437966408340975E-4,6.4007825411911717E-2,1.0417325717870407,0,9.7758709085425971E-2,3.7140605948950398E-2,7.185204592222316E-3,1.7810057294367512E-3]
[null,1056,1.0406478406760982,0.97992986262979176,1.0081669071609409,1.0096042600739172,1.0101388828149076,1.0208497312698575,0.99356985341337511,null,1.3230845956570512,0,5.8439655829558689E-4,5.5082840286385035E-2,7.5214409436407071E-3,1.6445355657420443E-2,4.3905473479015063E-4,5.8270732493722526E-4,5.9083467521161212E-2,1.0420496106779666,0,9.7250787743128855E-2,3.6011025240703855E-2,7.6167648361511143E-3,1.5859372490610868E-3]
[null,1057,1.0032487723851462,0.98816957012889639,1.0230093977238379,1.0206153830173621,1.0192846565096572,0.95966107858736449,0.99566063644421077,null,1.3347706839638214,0,5.5068248501007359E-4,5.4272793788948663E-2,7.7793955048333693E-3,1.6799018195178581E-2,4.6087945403264978E-4,5.489892111632111E-4,5.9291088528492908E-2,1.0529707175281022,0,9.8597881922575181E-2,3.5173609776442197E-2,7.9328248805204931E-3,1.4941676585414384E-3]
[null,1058,0.98629077220748862,0.98993836011705183,0.99104625315099293,1.0357358843453415,1.0132692052518046,0.97062819458052152,0.99564934322273002,null,1.3529244334132633,0,6.0499894419054111E-4,5.4141905014898101E-2,7.8994975307987315E-3,1.6648711585013805E-2,4.5325384649926714E-4,6.0315967399806941E-4,6.0559983157650099E-2,1.0695490376807166,0,9.8695634695942822E-2,3.5758007030489945E-2,7.5786403403567664E-3,1.6416018010896487E-3]
[null,1059,1.0103124880197987,0.9982770254286516,1.0288322235006937,1.0051562671992567,1.0351901900845479,0.97338596545336709,1.0036532107114278,null,1.3198178486496046,0,5.4574182113352986E-4,5.4740988147840307E-2,7.6950447665462439E-3,1.6656501399367918E-2,4.585202152758833E-4,5.4408740036245679E-4,5.9446677067167525E-2,1.0368518120046908,0,9.9201292943136607E-2,3.5356947766906392E-2,7.9308922140191793E-3,1.4808265454232814E-3]
[null,1060,0.99737408680821216,0.99840519245115944,0.97658847106109081,0.96050734996124032,1.0243376707798253,1.0237465001277293,1.0372115643740119,null,1.2799568463771329,0,6.4796705506603924E-4,5.5514695080796435E-2,7.781596816832383E-3,1.5478435540823185E-2,4.3998955701959143E-4,6.4609936712951995E-4,6.3774192121389323E-2,0.99228460983027922,0,9.893572089541576E-2,3.6985174728992029E-2,7.00583000279403E-3,1.7584694907274206E-3]
[null,1061,0.97865388241938711,0.98390284492229718,0.98074801522905553,1.0463598943932397,0.99845154208108244,0.98920767424601463,1.0204105534428634,null,1.3686059524699383,0,6.3633261683767781E-4,5.5202871982437028E-2,7.9780453512661425E-3,1.6701768574741524E-2,4.5300979831510135E-4,6.3443442314462493E-4,6.3341643594045649E-2,1.0808451610423495,0,9.8163386911237147E-2,3.6685078192424482E-2,7.5101638582658788E-3,1.7267213585482871E-3]
[null,1062,0.98755713624893882,1.0031955320798023,1.0149276777458374,1.0200747126657368,0.97952887234716057,1.0001392926532482,0.99967594146105043,null,1.3390138144064672,0,5.8934594393559268E-4,5.6691268517898102E-2,7.8534296205824729E-3,1.6700826774059825E-2,4.6154024196211791E-4,5.8760712793682517E-4,6.1227935349206938E-2,1.052653643128552,0,9.7057906347265091E-2,3.6915270465855514E-2,7.8544598794760851E-3,1.599272897606373E-3]
[null,1063,1.0097635125404432,0.96066136111405109,0.99675706579022438,0.97100426524481831,1.0091479750006958,1.0039064730835712,0.98297179894799291,null,1.2861684043392319,0,6.1130175828060559E-4,5.5664070023313729E-2,7.8104898489789951E-3,1.5795179415599974E-2,4.5073549527305717E-4,6.095049315127649E-4,6.0362527947226879E-2,1.0025380949618521,0,9.7918604616333754E-2,3.6638149514457048E-2,7.3334778426322718E-3,1.6588715003310723E-3]
[null,1064,1.0124509176571348,1.0154144864727166,0.98022331735244839,1.0305881940249699,1.0361147399311952,0.99191382386646376,1.0252616376511543,null,1.3456854237892737,0,6.0970614186438461E-4,5.2809512732642547E-2,7.6149665821081515E-3,1.6452252144850125E-2,4.3216296773998492E-4,6.0789233748824109E-4,6.056805406410453E-2,1.0645700776782252,0,9.9139530310436597E-2,3.5105687198735212E-2,7.3405113638196698E-3,1.6544825509877958E-3]
[null,1065,1.0261320345409766,0.99731425199739143,1.0265309792980317,1.0191808209829629,1.00857318560417,1.0137338193392376,0.99926538316762814,null,1.3350210380909677,0,5.6250713344062862E-4,5.6039294489912905E-2,7.5787840906658566E-3,1.6808351710906975E-2,4.5056504315610981E-4,5.6086975933707442E-4,5.9504001009306806E-2,1.0513864856114803,0,9.7532470861789039E-2,3.6243988802545708E-2,7.9522312510575937E-3,1.5265025942490414E-3]
[null,1066,0.97080334214945418,0.95808389110975545,0.9922268923182318,0.98892441835939471,0.958488250560252,1.0138730724834568,0.99199420763670054,null,1.3119589942740963,0,6.489013142549257E-4,5.8285982084405816E-2,8.131510356956655E-3,1.6020527309629808E-2,4.671227778252899E-4,6.4701271904711089E-4,6.3764477467792902E-2,1.0211742971475,0,9.644777562996297E-2,3.8467779957321098E-2,7.4404548043488132E-3,1.7609553335607246E-3]
[null,1067,0.98649631516210767,1.0100964386635243,0.97843011106470146,1.008335514005577,0.98755405582527489,0.97556954175051702,0.9992533567144839,null,1.3214203296556617,0,6.1902152746786299E-4,5.3323567050314359E-2,7.8313053058426813E-3,1.6094942031734151E-2,4.436309694421401E-4,6.1714915891587004E-4,6.0250561504550278E-2,1.0416385906011933,0,9.7432445059176462E-2,3.5485833337526043E-2,7.2416495970313733E-3,1.6796765674034389E-3]
[null,1068,0.98265908225192367,0.9984669169334246,1.0234846749826032,0.99118097695015595,1.0097628346938567,0.95618922175940335,0.99856539699682267,null,1.3062705388821134,0,5.5731717783757951E-4,5.5004855384072467E-2,7.9096502595421229E-3,1.639755062572933E-2,4.6881728145233275E-4,5.5559728097754712E-4,6.0264134335000927E-2,1.0225894913552154,0,9.8655502757954872E-2,3.5638165220721711E-2,7.8319389130565315E-3,1.5121526462264327E-3]
[null,1069,0.98498365325196346,0.96006812081396165,1.011239629836074,1.0274503454921105,1.0370614131949147,0.98929761159852536,1.0080811123446569,null,1.3523680638821216,0,5.9942175134469571E-4,5.7020347359325145E-2,8.0126328867534038E-3,1.6825671839875034E-2,4.6916657451888486E-4,5.9763382610192762E-4,6.3033583998842707E-2,1.0603761514259964,0,9.9902806359300073E-2,3.7210193743884977E-2,7.8927353541551424E-3,1.6265622647116203E-3]
[null,1070,1.0430550297862344,0.99949067078325715,1.0355533789690763,1.0306707502351207,0.98072226248434602,0.99092180519497031,0.97908295271230483,null,1.3390637024031244,0,5.3038901856986682E-4,5.4292681965451686E-2,7.4514578367030496E-3,1.7016669697446651E-2,4.4696249007923747E-4,5.2880959375581587E-4,5.6643366910738215E-2,1.0629712622149341,0,9.5802858277183559E-2,3.4931075213523628E-2,8.0697018297107778E-3,1.4392453921675994E-3]
[null,1071,1.0234025914949219,0.9910000459880941,1.0439081243805257,0.99943494263387911,1.0344152394269106,1.0183084278955779,1.0000223430816724,null,1.3182417170681207,0,5.4777918406642625E-4,5.7506577614699933E-2,7.6225322315177724E-3,1.6753699280041109E-2,4.6099627806941789E-4,5.4619184390331422E-4,6.0065300827775454E-2,1.0305178303295783,0,9.8866991363129986E-2,3.6821202756415226E-2,8.1416195800438837E-3,1.486554147011869E-3]
[null,1072,0.96409114110415495,0.96372714573796137,0.95938177712380734,0.99100714890591024,1.0316538248458709,1.007207770008919,0.97228790348611516,null,1.3144080132668996,0,6.9307913605769038E-4,5.6362100698379831E-2,8.1604569336795989E-3,1.5697653677331093E-2,4.5335847525042566E-4,6.9104861463277728E-4,6.2493622049244177E-2,1.0243173539885093,0,0.10012772825844414,3.7945684769864325E-2,6.9712784127031096E-3,1.88080652491583E-3]
[null,1073,0.99402235256356164,0.96505725763626959,0.99747495331870728,0.99767496180585502,0.96417018765981732,0.97428347645557634,0.99339836955377048,null,1.3116061076504788,0,6.0066416256388184E-4,5.4809298381556334E-2,7.9198790395528865E-3,1.6161239303878267E-2,4.573786902275621E-4,5.9884492169982146E-4,6.090086821984847E-2,1.0300535553180161,0,9.613220253902216E-2,3.6060113661879362E-2,7.4835332696698642E-3,1.6298584676915306E-3]
[null,1074,1.0129400338808368,1.0151797170523633,1.0184789755858379,0.97909852633185035,0.96125763739760006,0.99012987800402885,1.0060439939099317,null,1.2886807340152271,0,5.6196608618100971E-4,5.4638268690544931E-2,7.6212075685482914E-3,1.6112167008203393E-2,4.4947968834554758E-4,5.6029129077951384E-4,5.939429414713291E-2,1.0102669989187221,0,9.5548837672654152E-2,3.5504396388745973E-2,7.6218305342024058E-3,1.5249281935274704E-3]
[null,1075,0.99492350481312974,1.0018691251453096,1.0451826584296278,1.018106604327212,0.97459729994652311,0.98224954695565436,0.98005300293119402,null,1.3337774878892221,0,5.3970200023230189E-4,5.6870434656175015E-2,7.806902567372315E-3,1.6995482011074172E-2,4.727372573187235E-4,5.3808065309602726E-4,5.9115052290745852E-2,1.0497332760688396,0,9.6667431483312499E-2,3.6387257984388112E-2,8.2660567576426369E-3,1.4644781594877645E-3]
[null,1076,1.0071719310458633,0.98554794093668585,0.96277683008671133,0.97600156165150898,0.98584559945938788,0.98426964868296396,0.99717877007396671,null,1.2852879586414834,0,6.3806266689785595E-4,5.2421006041047158E-2,7.7425831636819308E-3,1.5453904878215586E-2,4.3164595174154731E-4,6.3614976340627561E-4,5.9925456195005757E-2,1.0087048990861434,0,9.6817126419278032E-2,3.5218981077356021E-2,6.842878783227555E-3,1.7313899492787353E-3]
[null,1077,0.99090328511829717,0.99613718869615919,1.0007658324015507,1.0083179981632735,0.99375198910980378,0.99704609608483818,1.0039804520039446,null,1.3262280917355436,0,6.0472212606589332E-4,5.5734836626169675E-2,7.8455283539565195E-3,1.6377170737812807E-2,4.5458686914761319E-4,6.0293240874916736E-4,6.140653848533778E-2,1.0409431462311372,0,9.7645405207605618E-2,3.6597342134289834E-2,7.5843435474023052E-3,1.6409832600001067E-3]
[null,1078,0.99465766913129572,1.0081275602531878,1.0076796386718569,0.99046948841171156,0.9869056199366445,1.0063073350555027,1.0240947111244623,null,1.3083457679168964,0,5.9651026365662753E-4,5.6139615130991076E-2,7.780299309614571E-3,1.6212513905363518E-2,4.5394384878169055E-4,5.947610973600011E-4,6.2298271492185912E-2,1.0223141621259517,0,9.72275072617695E-2,3.6712468032216901E-2,7.589992332247622E-3,1.6187436440708713E-3]
[null,1079,1.0108412120898216,1.0102422367064825,1.0148773595471907,0.99794339055019787,0.99903307944184938,0.97945352935409802,1.0186562265053909,null,1.3103072830256968,0,5.6234442880925123E-4,5.4082303372383712E-2,7.6510666031752257E-3,1.6374638418058987E-2,4.4962496167774777E-4,5.606502377724584E-4,6.0090856165211828E-2,1.0298169679245615,0,9.7423306751462421E-2,3.5217449161804977E-2,7.6768587294815107E-3,1.525905128915421E-3]
[null,1080,0.98220472524453395,0.9762093349104416,0.98365100484665935,1.0206310445047782,1.0174201812766654,1.0296028437238096,0.97271182738363315,null,1.3446429652858147,0,6.5803556985910506E-4,5.7595934076711583E-2,7.9749338514560342E-3,1.6367719756065185E-2,4.5416958174796781E-4,6.561496490399731E-4,6.1652816178669474E-2,1.0541785899828346,0,9.899264694977887E-2,3.8208470755391737E-2,7.433747028965247E-3,1.7858230450131329E-3]
[null,1081,1.0160122384249519,1.0034985027997818,0.99431974404778067,1.0211622949782937,0.99022411145540468,0.97070839523907271,0.96524704919504267,null,1.3283472933541378,0,5.8021307134097056E-4,5.2440156804297464E-2,7.627583789281106E-3,1.6404808416459315E-2,4.3910041218268446E-4,5.7844929894537798E-4,5.6582598557551357E-2,1.0543994442681919,0,9.6849515732584907E-2,3.4566379930470466E-2,7.4651209095444688E-3,1.574348305969169E-3]
[null,1082,0.99265721738037915,0.99421962389626373,0.97497869977891416,0.99133478632951388,0.97777801380470197,1.0228315963151862,0.98549340901312776,null,1.3078586251313626,0,6.5372914872278325E-4,5.5736002928871514E-2,7.8313252405286873E-3,1.5820445472600496E-2,4.4207571258292582E-4,6.5184316676880204E-4,6.0989750805138111E-2,1.024180591113995,0,9.6799910947463694E-2,3.7168847239655953E-2,7.1174594325759087E-3,1.7741022199025042E-3]
[null,1083,1.0164635620351172,1.0050143662017521,0.97274100509765593,0.95728320768390973,0.99212759727725497,0.98362367609083401,1.0121532686295593,null,1.264209735612708,0,6.1413201295250385E-4,5.2000545110186314E-2,7.6144080366195681E-3,1.5307502138358622E-2,4.2885097619174814E-4,6.1228964410704116E-4,5.962889704301641E-2,0.98906621939220196,0,9.6907043048845759E-2,3.4724886856971254E-2,6.866774809128515E-3,1.6664505700324315E-3]
[null,1084,1.031520763617451,0.97634344504586124,1.0089426137172466,0.97090283799510668,1.0068952523864254,1.012562411841456,0.9734204145611205,null,1.2819697607742531,0,5.8469673795678433E-4,5.5239050677652911E-2,7.5993155700384415E-3,1.589565836776953E-2,4.4394495673423024E-4,5.8299280427511694E-4,5.8271829214147683E-2,1.0020822271420016,0,9.7305469249842111E-2,3.6096615781222391E-2,7.4506395188144534E-3,1.5867142297105894E-3]
[null,1085,0.9831185317704777,0.99401839949909798,1.0123231973965163,0.9812494747337186,1.0062178070171448,0.97626337405533137,1.0115629994765873,null,1.2986026480400308,0,5.8315071290631672E-4,5.5652072335532828E-2,7.9172861187393768E-3,1.6145387573429228E-2,4.6408562189136136E-4,5.8138809721175824E-4,6.1788512035548235E-2,1.0126634464882731,0,9.8459544205966365E-2,3.6294123155113031E-2,7.6376063751559297E-3,1.5823467460756684E-3]
[null,1086,1.0117520026273212,1.0008027472386094,0.99691685848767131,0.98346115450941562,1.0045032935888465,1.0213155165352372,1.011514785288449,null,1.2995462545807746,0,6.1039754058987488E-4,5.5611373729816782E-2,7.6685773194396503E-3,1.5979400834808997E-2,4.4261707843587376E-4,6.0863395450537938E-4,6.1177625969011287E-2,1.0153948352864508,0,9.7645857202374994E-2,3.6599979924649195E-2,7.3712498338372777E-3,1.6565009880344617E-3]
[null,1087,0.98468494987487698,0.98109213265722628,1.0101759531225436,0.95231680910928806,0.99797831695854289,0.98396272595109879,1.0137668344123401,null,1.2694636019614363,0,5.9253309891256652E-4,5.6183446973684943E-2,7.945646544821279E-3,1.571406356008891E-2,4.6475006427983075E-4,5.9075613836170686E-4,6.2503604384295461E-2,0.98286470415152083,0,9.8018382778664426E-2,3.6687042398611133E-2,7.4758946001062775E-3,1.6078434659118933E-3]
[null,1088,1.0191543773791853,1.0034583054141319,0.97108924010681164,0.98753456163291264,0.99838940256902009,1.0308045395667123,0.99730055227723469,null,1.3006557249593693,0,6.444830605762897E-4,5.4305737892231531E-2,7.598617061251001E-3,1.5714733273441996E-2,4.2724049454992516E-4,6.42638134357317E-4,6.0053194756531078E-2,1.02037187909477,0,9.714376219503093E-2,3.6300666866829132E-2,6.9926890948361709E-3,1.7490491561165608E-3]
[null,1089,0.96756353725355992,0.99880129448631783,0.96587218074568193,0.98724186652871171,1.0080824411397342,0.97255432532410846,0.9846867223153899,null,1.3026981465766339,0,6.4862548917049513E-4,5.3788863455139738E-2,8.0173672080425008E-3,1.5683261954301659E-2,4.4838585197924321E-4,6.4665749431000268E-4,6.0795325244706343E-2,1.0202276153567464,0,9.8902758286845166E-2,3.6069649587631973E-2,7.0068990971756985E-3,1.7599885289261185E-3]
[null,1090,1.0172964943375054,0.98282407868953903,0.97820068486860512,1.0076005967411601,1.0100889215074031,0.98929478097186685,0.99931030627512474,null,1.3197062586004145,0,6.1571814695604826E-4,5.3004429539248672E-2,7.6777462297251122E-3,1.6079217710340515E-2,4.348305880506038E-4,6.1388160838409759E-4,5.9710923501233984E-2,1.0408864312868769,0,9.7761858395911005E-2,3.527834671544175E-2,7.2035278001534569E-3,1.6707833720036968E-3]
[null,1091,0.97783303099703434,1.001581032245332,0.98679869428882538,0.97337812393802603,0.99745297983858994,1.0275038152416551,0.97997038624548027,null,1.2932836154170038,0,6.4865546011298031E-4,5.7317672362230045E-2,7.9295821351948216E-3,1.5732551246017384E-2,4.5302969107629962E-4,6.4679262483735859E-4,6.1479459098750529E-2,1.0052799447011433,0,9.8143094049807172E-2,3.7951971737254217E-2,7.2378169211292642E-3,1.7603563096758154E-3]
[null,1092,0.98897068782261299,1.0219417432299034,1.0165813362572271,1.0277004971543624,1.0009251123566565,0.96294504873884024,0.97682054956999942,null,1.3404301930427782,0,5.6050641208541961E-4,5.4180632649051208E-2,7.7847506119452905E-3,1.6798937980413712E-2,4.5825853472882547E-4,5.5878880865383601E-4,5.8041888608348087E-2,1.060473189469018,0,9.8059079862373458E-2,3.5246206048891393E-2,7.8681279489646438E-3,1.5208389324744749E-3]
[null,1093,1.0303241295991021,1.0112849865542934,1.0164956834366443,1.0269898466874376,1.0065455200746738,1.0047837830043231,0.99836110228952712,null,1.3395805556171199,0,5.6384487262745226E-4,5.4496229608905808E-2,7.5036765638503335E-3,1.6783918354143119E-2,4.4167509653012069E-4,5.6218898509286831E-4,5.8495784588574129E-2,1.0597424518588685,0,9.7324855288230844E-2,3.5453293214625134E-2,7.8102338390511009E-3,1.5300930918736592E-3]
[null,1094,0.98762820548044172,0.99792927483251703,1.0084442491958958,1.0149210406029592,1.0203623751523956,1.023514113819288,0.99171543853354227,null,1.3380560571114952,0,6.1254485269656334E-4,5.7784788294639282E-2,7.867799027171286E-3,1.6583107143645446E-2,4.5940042249800408E-4,6.1077886417134849E-4,6.1618711375737684E-2,1.0475289462861586,0,9.9024350039455242E-2,3.7771268137458278E-2,7.7571136481794454E-3,1.6623387250759483E-3]
[null,1095,1.0354280519679633,1.0008150191858753,1.0038235439309062,1.0017478374546687,0.98935613729454164,0.98926127555009225,0.97580730849509245,null,1.3080714476919575,0,5.6949977833151057E-4,5.2974348756223838E-2,7.494828206603848E-3,1.623920065299304E-2,4.3560163850591126E-4,5.678010404612659E-4,5.6752358084614832E-2,1.0340694385586013,0,9.6360615961862225E-2,3.4721670300602359E-2,7.4797170132456783E-3,1.5453672565728825E-3]
[null,1096,0.97600314530850085,1.0018637869855818,0.99820336375878105,0.98134655766954315,1.0054629652618481,1.0036118037898172,1.0130720637430368,null,1.3021989188541976,0,6.1986749560887032E-4,5.6691224184494779E-2,7.9464150423314943E-3,1.600116376385334E-2,4.5924769591250717E-4,6.1804495622722749E-4,6.2920709854142012E-2,1.0131739055165574,0,9.859088576859476E-2,3.7282098094019465E-2,7.4529768412862204E-3,1.6821146323854489E-3]
[null,1097,1.0190639213773003,1.0072461063329885,1.0131080613857621,1.0237567493914603,0.98057577989456746,1.0386111894675609,0.98166118357241205,null,1.340179166587641,0,5.9438297588691551E-4,5.6868893895580641E-2,7.59792712121851E-3,1.669448543028686E-2,4.4571487260360683E-4,5.9269425768984901E-4,5.926682250197958E-2,1.0565079472360281,0,9.6330477595665584E-2,3.7070562855791002E-2,7.7849054088605495E-3,1.6131183878222309E-3]
[null,1098,0.9869478324739156,1.0034396119419451,1.0076423665499907,1.0310127838027632,0.97358525571692023,1.0035406128146518,0.97799416873866951,null,1.3489400161161924,0,6.0068251210471958E-4,5.6525459344332264E-2,7.8557007034525724E-3,1.6748705056935615E-2,4.5832606625434175E-4,5.9891625527640398E-4,6.0024874452670234E-2,1.0641621037095961,0,9.6777698071706789E-2,3.6965604564598832E-2,7.7932577893009376E-3,1.6300526141718808E-3]
[null,1099,0.99963851900282852,0.99095808847449984,0.96894364441494452,1.0071711005103567,0.97876809094444972,1.004426712401256,1.0260298890599844,null,1.3233551645785866,0,6.4632620066262054E-4,5.4104300426192013E-2,7.7853799976383628E-3,1.5987429556894757E-2,4.3678255299444573E-4,6.4442740895732193E-4,6.2581171501494004E-2,1.0407276292788659,0,9.6666892676270405E-2,3.6213274755054342E-2,7.1002836531444532E-3,1.753918971743561E-3]
[null,1100,0.99068358964276093,1.0059970825440043,0.98565172634371168,1.0006051990674181,0.99637807898293185,1.0251299845232023,1.0012801721529869,null,1.3199651428986836,0,6.3915484162097144E-4,5.6282217030430147E-2,7.8126804040515082E-3,1.6097725400780697E-2,4.458326622942429E-4,6.3731504013698787E-4,6.1781736271722572E-2,1.0334340013891776,0,9.7761135975968944E-2,3.7292053008286315E-2,7.325039109046653E-3,1.7345614484063627E-3]
[null,1101,0.99740203147636997,1.0035420233268115,1.0434868909787174,1.0068295575325332,0.9594520074848264,0.99149146755451456,0.99227487487024812,null,1.3224094092316867,0,5.4499014706018377E-4,5.7136755908164069E-2,7.7818877673155075E-3,1.6812030723013634E-2,4.7043929842722148E-4,5.4336817455549193E-4,5.9928920073422744E-2,1.0381544964168485,0,9.5870676918601114E-2,3.6593258622729143E-2,8.1836964257983643E-3,1.4788690498694465E-3]
[null,1102,1.0041272470872573,1.017856147219935,0.97334607528191763,1.0295023306658544,1.0140463908337465,1.00263482395416,0.98961132640147509,null,1.3435647839045624,0,6.2969492493728408E-4,5.3419106082999532E-2,7.6690547164742122E-3,1.6323988304801331E-2,4.3219547736278739E-4,6.278416868087484E-4,5.9184427171965072E-2,1.0636640649031268,0,9.8267296512669633E-2,3.5659069760342117E-2,7.2386561094116711E-3,1.7087781035369804E-3]
[null,1103,1.0304631224447094,0.99409127890311122,0.97293152918069559,0.99718451285096021,0.99876856723691587,1.0051446328856981,0.98749916476737354,null,1.3058981040604676,0,6.2151009118363001E-4,5.2659024369360229E-2,7.543910309592115E-3,1.5843393579167527E-2,4.2496308895889449E-4,6.1968550893701951E-4,5.8355290222883154E-2,1.0302864889197236,0,9.6897368974928635E-2,3.5160537410961382E-2,7.0423720910836613E-3,1.6865796760534471E-3]
[null,1104,1.0032389620697921,0.97340638952805147,1.0023261650100541,0.97546451665980338,1.0288575942963443,1.0070692635529963,1.0105075180662935,null,1.2945503378420089,0,6.0691915946220032E-4,5.6203275506328705E-2,7.821327903304363E-3,1.5961009104394734E-2,4.5389537279419596E-4,6.0514081730137837E-4,6.2120394002531984E-2,1.006981423296595,0,9.9037939915298343E-2,3.6870767443343083E-2,7.4550898195002852E-3,1.6469938200775408E-3]
[null,1105,1.0307333079885164,0.99302661222694055,1.0121716083239056,0.97638365581960884,1.0027147687982743,1.0202408031127819,1.042333245224996,null,1.2917503125689609,0,5.8168291449311061E-4,5.5493851543883893E-2,7.5545263682751324E-3,1.6060740190767201E-2,4.427548079505222E-4,5.8000052155213872E-4,6.2121409863439683E-2,1.0076462035907383,0,9.7125158852547022E-2,3.6194167165407888E-2,7.5346123563460069E-3,1.5785702225443771E-3]
[null,1106,0.95154302881008568,1.0359159874892185,1.0276206493104663,0.98880811164010296,1.0063896640465402,1.0158189261719521,0.98697321838548024,null,1.3143788385495954,0,5.9732750795957841E-4,5.9704443908625247E-2,8.0499347381473626E-3,1.6447197264727102E-2,4.7909204342382408E-4,5.955923459380249E-4,6.2170752039093079E-2,1.020022806596139,0,9.9322079293994434E-2,3.8589988749906858E-2,7.9732730488789576E-3,1.6210060286792314E-3]
[null,1107,1.0241007447123167,1.0060499109451029,1.0310412854318909,1.0022430927303525,0.9980763277283301,0.9829171334083342,0.99827795084987903,null,1.3128363625685402,0,5.394927277084853E-4,5.4477345980393117E-2,7.5684554453742409E-3,1.6595810983431665E-2,4.5196329449619094E-4,5.378731100328521E-4,5.8374481207657897E-2,1.0337828419886197,0,9.7077545522804218E-2,3.5141569107469579E-2,7.9040553602799588E-3,1.4639132956863542E-3]
[null,1108,0.99027135122890964,0.982227727695135,0.9896124256547284,1.0148262383924069,0.98211451908748049,0.99697372403363738,0.97159729847452292,null,1.3309499004632612,0,6.2270778309379273E-4,5.5490104959157585E-2,7.8920338424016464E-3,1.6308425442928671E-2,4.5216992981385903E-4,6.2086470218770961E-4,5.9901461926801305E-2,1.0480004955915538,0,9.7085976559207213E-2,3.667990981115031E-2,7.451376429790664E-3,1.6897890513608753E-3]
[null,1109,0.99331394937210049,0.97800293744790745,1.0295978669481693,1.0252393673007412,0.99426838169977294,1.0234552567658495,1.0018660112170943,null,1.3500569249887553,0,5.8750526575189195E-4,5.9075064964089347E-2,7.8914217918445335E-3,1.6976249905590771E-2,4.7057786052877992E-4,5.8581136983622229E-4,6.2584270912664969E-2,1.0575455071737556,0,9.7642080546611637E-2,3.8139342909996397E-2,8.1397173835588178E-3,1.5943854360280312E-3]
[null,1110,1.01339550659441,1.0156475280423818,1.0090723855305288,0.99884388882115482,0.97319261364139897,1.0072738367557879,0.98925559885484937,null,1.3104365195478502,0,5.8261571389055862E-4,5.5063171935292615E-2,7.6141092421617915E-3,1.6284725535995487E-2,4.448669275327369E-4,5.809089303004326E-4,5.8861536309606159E-2,1.0309167481020431,0,9.6104863230388457E-2,3.5978930234205793E-2,7.5882322025141091E-3,1.5810426117003696E-3]
[null,1111,0.99825731505419157,1.0488646774603851,0.98445843807500588,1.0089198631389744,1.0036722836112786,0.96800655885151365,1.0173020902325278,null,1.3184154706471896,0,5.90501883201903E-4,5.1801815355584077E-2,7.6247757096442118E-3,1.6166507269245803E-2,4.345839054471805E-4,5.8870182393115384E-4,5.9177003186867583E-2,1.0420578332839356,0,9.7922897038337675E-2,3.43480233686735E-2,7.2815792894874234E-3,1.602252299236498E-3]
[null,1112,1.0069550791313915,1.0035040276233211,1.0432716143122422,0.99978088983833924,1.0098943813470351,0.9893512714790772,0.99827294285648194,null,1.3157503320889012,0,5.3890488274890445E-4,5.6461794262450453E-2,7.7081244925262778E-3,1.6734402348609838E-2,4.6588163342593011E-4,5.3729755137961618E-4,5.9655452820309866E-2,1.0308926573894328,0,9.8075499463849164E-2,3.6165451092409054E-2,8.130329102490846E-3,1.4623468147651046E-3]
[null,1113,1.0019823804643158,1.0089231105865721,0.98635120682817967,0.99024997436582562,0.99373288879436206,0.99107362573068425,0.97854547187290464,null,1.3010015829122032,0,6.0936100328918598E-4,5.3766952097997263E-2,7.7157827995813152E-3,1.591299071772883E-2,4.406152765590112E-4,6.075466888493578E-4,5.8594397922628584E-2,1.0227181260588152,0,9.7351930570459516E-2,3.5610490422797847E-2,7.2385695507392106E-3,1.6535418093357984E-3]
[null,1114,1.0050283001235742,0.9794485007981153,1.0362690681377842,0.97824517507946962,0.98947225015466544,1.0261085158093763,0.9913360120879261,null,1.2981237423643903,0,5.7378338678268034E-4,5.8867528550753799E-2,7.7964860470999976E-3,1.635087445745816E-2,4.6798835511502313E-4,5.7213333149538621E-4,6.124354548197302E-2,1.0088826114788829,0,9.7126570748837376E-2,3.7858802466264115E-2,7.9738265086640239E-3,1.557158324628402E-3]
[null,1115,1.0205436112673509,1.0270460280057574,1.0188684084179023,0.99084652799886497,1.0142984934213097,1.0297363961668038,0.99428771283185835,null,1.3055760844237414,0,5.7693322872188904E-4,5.6165881261505811E-2,7.5294374261605929E-3,1.6312738571115263E-2,4.4423939634443413E-4,5.7527996053760501E-4,5.9067308158733997E-2,1.0223777133718834,0,9.7933200786128771E-2,3.6488728426401391E-2,7.6927678820550198E-3,1.5657224115953371E-3]
[null,1116,1.022310613427645,1.0351902998965272,0.98373786730682544,1.0157564608295584,1.0003185555977099,1.0223247879582209,0.99221988761903668,null,1.3270240385154914,0,6.1308223402895912E-4,5.3674302491590407E-2,7.4843921485971618E-3,1.6231846250116793E-2,4.2627096542519446E-4,6.1131263994172833E-4,5.8345408558866635E-2,1.0491411124165524,0,9.7175905391154116E-2,3.5605044051600539E-2,7.2777343489128631E-3,1.6637914867637874E-3]
[null,1117,1.0182244283591322,0.97826125782534301,0.97573203444942003,0.99866754616479136,1.0112682798746893,0.98972417306397187,1.020119406712801,null,1.3117147362116834,0,6.1972449618299095E-4,5.2952301312180552E-2,7.6844423666477752E-3,1.5944971268138413E-2,4.3411735423430078E-4,6.1787680960583816E-4,6.1062140830742462E-2,1.0317333589918114,0,9.7793990619193041E-2,3.5296352636746228E-2,7.1332515258545962E-3,1.6816569927115461E-3]
[null,1118,1.00383200708687,0.96063378718158843,1.0182264231101095,0.99051657090133649,0.99186912535583749,1.0331114816927345,1.0016686646162285,null,1.3132295675559964,0,6.0521545689418285E-4,5.8805766056400068E-2,7.8620724271721548E-3,1.6342825316675396E-2,4.63568782892737E-4,6.0348680860254568E-4,6.2801064167067891E-2,1.0220558333070211,0,9.7251681033349607E-2,3.8218124336332676E-2,7.7878686237316331E-3,1.6424921536431394E-3]
[null,1119,0.99434719796159377,1.0147784107960538,1.0123123625859323,0.98959845488992082,1.0087734686821677,1.0063573089061038,1.0028757041233585,null,1.3070560825876711,0,5.8945805778646328E-4,5.6257263997795147E-2,7.7634239135595797E-3,1.6248274101220192E-2,4.5506179622854288E-4,5.877296567341735E-4,6.0818053528293767E-2,1.0212800282478844,0,9.8298454046440109E-2,3.6689039664373806E-2,7.648605312324668E-3,1.5996063806011475E-3]
[null,1120,1.0121454515240595,0.97237382527907013,1.0053937733004958,0.99161397647201344,0.97683858694788428,1.0312421178953799,0.98219369672266621,null,1.3087906649585104,0,6.1236850735018158E-4,5.7239706975563291E-2,7.7565479641722888E-3,1.616640484130779E-2,4.5152316179831878E-4,6.1061625752994032E-4,6.0609974700565838E-2,1.0235624740647029,0,9.630739103376787E-2,3.748249974777261E-2,7.5539985552773537E-3,1.6618961634013007E-3]
[null,1121,1.0174508038844203,1.0074475313864253,1.0327786019844387,1.0156443930651911,0.98491347158332276,1.0208666259298396,1.0096510704018495,null,1.332914874052628,0,5.6163365195729584E-4,5.7017251322619193E-2,7.614112848759195E-3,1.6832622276778904E-2,4.5547066576250369E-4,5.600102430139242E-4,6.0529872154300925E-2,1.0475550190815883,0,9.660082286591043E-2,3.6742962337693648E-2,8.0442006340005114E-3,1.5241632741569064E-3]
[null,1122,1.0248914065108867,0.97524990544132006,1.0236077091304279,1.0081085002635426,1.0089939723441832,0.99358466477516005,0.98033816792283801,null,1.3214516570972041,0,5.603564245683112E-4,5.533178788746583E-2,7.6554566444191731E-3,1.6602665754783707E-2,4.5380622538831756E-4,5.5869223308924046E-4,5.8554963913395701E-2,1.0400498084353658,0,9.7578804302327057E-2,3.5847414615868031E-2,7.8580374240445547E-3,1.5205760856237722E-3]
[null,1123,0.96682335050016432,0.96963235452681973,1.0158422499554909,0.98930391851170119,1.0488883357358718,1.0287526557728859,0.98540399165319204,null,1.3197903082934996,0,6.2650050625374671E-4,6.043683297756422E-2,8.1320200021126055E-3,1.6361242306240906E-2,4.7834862304804124E-4,6.2470348060724096E-4,6.3687141196015179E-2,1.0208735805297888,0,0.10095299020598059,3.9333116062211591E-2,7.8365964754163221E-3,1.7002369407658738E-3]
[null,1124,1.0209203405656722,1.0185603262844607,0.97951681633251619,1.0281122083522953,0.96483848687726759,0.99515193817949277,1.0050656592103446,null,1.3369531675351463,0,6.0675760138058496E-4,5.2442412478510558E-2,7.5422875288711586E-3,1.6337630630762528E-2,4.2773102127238337E-4,6.049584419441943E-4,5.8880702561268913E-2,1.0620345078044986,0,9.5488083823273395E-2,3.4876530137070365E-2,7.2785832545789715E-3,1.6464974544753064E-3]
[null,1125,0.98355357983781599,0.97384219037280939,1.0358459177831503,0.96908477203863375,1.0114235843165347,0.99795565914822804,0.97214160958219664,null,1.2893871406964588,0,5.7204037425181238E-4,5.8609151224991489E-2,7.9849195532109493E-3,1.622853365987529E-2,4.7909936377960207E-4,5.7034892389817046E-4,6.0698223861928427E-2,0.99944708348991651,0,9.8726997347554357E-2,3.7701850840104439E-2,7.9606710500722613E-3,1.5523017553785872E-3]
[null,1126,1.0061948339740663,0.98145374552226339,1.0148322689944975,1.0049609791030854,0.9677347386610089,1.0240693812291206,0.99116444374891033,null,1.3230783107168758,0,5.9760164784112679E-4,5.7472837998382847E-2,7.7757894556024117E-3,1.6467354933730683E-2,4.569339223049089E-4,5.9587967529386944E-4,6.1012051327817389E-2,1.0370600218603847,0,9.6022232157149168E-2,3.7426297264472878E-2,7.764725725108528E-3,1.6217880444677442E-3]
[null,1127,0.99763724401049325,1.0088699440790987,1.0062960773915954,1.002251559211178,0.99827464458009096,1.0209555805222128,1.0168397056829885,null,1.321966441968992,0,6.0494372077881005E-4,5.6698343783522287E-2,7.7544390809826929E-3,1.6366885303279458E-2,4.5180867297356451E-4,6.031952759046553E-4,6.2100831860372983E-2,1.0345160254578041,0,9.7701560296548556E-2,3.7108182680367099E-2,7.6284145802721151E-3,1.6416986977432094E-3]
[null,1128,0.96605510737096745,1.0089162805326657,0.9989272747366752,1.0245221013447849,0.99750849247125239,0.98206310607371183,1.045139151473228,null,1.3479555219508661,0,6.1017054341017346E-4,5.5922946941282047E-2,8.0059324501815E-3,1.6638581542979699E-2,4.6302445888939597E-4,6.0833715002415686E-4,6.4626154342815531E-2,1.05772762496706,0,9.8468365836383714E-2,3.6761014688464738E-2,7.6880169321161549E-3,1.6556931840781457E-3]
[null,1129,0.978744117229296,0.99560034211451454,1.0118921095181903,0.9866639517440513,0.99610203154780352,0.97316706390720953,0.98446890530687492,null,1.3024198758630046,0,5.8405098785651362E-4,5.5664969702732152E-2,7.9475063329827907E-3,1.6191004581750833E-2,4.6565655650000206E-4,5.8228003427093886E-4,6.0254933148569535E-2,1.0182637710260658,0,9.8082337308810538E-2,3.6311748363614359E-2,7.6549454908395737E-3,1.5847743047237856E-3]
[null,1130,1.0091351481715041,0.96993270706640311,1.0085134164296066,0.97747048315594376,1.0299353349878297,0.98694571155575062,1.0156001524529483,null,1.2940148179574764,0,5.8460475936751848E-4,5.5154651782024972E-2,7.788281204507164E-3,1.6051705792500835E-2,4.5478885095194966E-4,5.8285687418479712E-4,6.1567989860264911E-2,1.008873162723517,0,9.895269528583861E-2,3.6050596261544984E-2,7.536349808693543E-3,1.5863442728140814E-3]
[null,1131,0.96960265031694648,1.0059608945467806,1.0042197980981316,1.0015422382687538,1.0390136640544456,1.0030325860906073,1.0008471356720556,null,1.3255964549628818,0,6.1485912149926057E-4,5.7264476716156115E-2,7.987343224307877E-3,1.6373685285462149E-2,4.6441128771447423E-4,6.1305026382751004E-4,6.2422894916765406E-2,1.0338454404724824,0,0.10038842505110634,3.7524794422325487E-2,7.6582717180586832E-3,1.668520726173325E-3]
[null,1132,1.0195249133644246,1.0045527635912077,1.0096548861720005,0.96034205432167263,0.98934127736412314,1.0225506296116613,0.97712125666873417,null,1.2716023145052009,0,5.897706935266777E-4,5.5839954387071428E-2,7.6017984360910156E-3,1.5750458089495177E-2,4.4440643738996946E-4,5.8806876159741422E-4,5.8577828469551625E-2,0.9911621256654034,0,9.6739730860932183E-2,3.6473952354128154E-2,7.4132324248124808E-3,1.6005293122530006E-3]
[null,1133,1.018832293691966,1.0272231428566172,0.99874571703640669,0.97495286010564408,0.98536610348547815,0.98436828816107436,1.0378707357210388,null,1.2835850362797918,0,5.7598121193340175E-4,5.2760870455947233E-2,7.5367612996853047E-3,1.5854476992632184E-2,4.3581027293361843E-4,5.7425460086198892E-4,6.0338149512762458E-2,1.0065570825986951,0,9.6551877864993349E-2,3.4686166157278715E-2,7.3026360153654419E-3,1.5629317205680361E-3]
[null,1134,1.0175532111955166,0.99021494938322663,1.0098363953438139,0.986807943862686,1.0334698934905249,1.0181999976466498,0.9825755970456661,null,1.3028346384619014,0,5.9156942893909032E-4,5.6040268317698379E-2,7.660495630634939E-3,1.6168337272002981E-2,4.4791919242370112E-4,5.8985501199965563E-4,5.9345885213704722E-2,1.018472100441602,0,9.8921985732472018E-2,3.6600876435382353E-2,7.5730937459094977E-3,1.605390897010615E-3]
[null,1135,1.0178813199560364,1.007046841658634,0.97420949622109398,0.9802939926523796,1.013438685677247,0.9900140599172137,1.0116943768367308,null,1.2898906659447005,0,6.1489430209155408E-4,5.2298065869612491E-2,7.5980116483776857E-3,1.5655742300963844E-2,4.28569033260249E-4,6.1306155337243428E-4,5.9648996644229145E-2,1.0127970009757628,0,9.7905495269933168E-2,3.4892451202633165E-2,6.9996142960527686E-3,1.6685514525930111E-3]
[null,1136,1.025986413219893,1.005985526570395,1.0023431236199802,1.0003757830239077,1.0094382583227954,0.9946287619508708,1.0189617819446117,null,1.3120606103049284,0,5.7844357558939808E-4,5.3567091350481426E-2,7.5478713884054383E-3,1.626055062152074E-2,4.3803331931105465E-4,5.7672747078697318E-4,5.9803261483102756E-2,1.0326970599058187,0,9.7550782009436135E-2,3.5141010547846734E-2,7.4870037264839527E-3,1.5696620573224915E-3]
[null,1137,0.98474747558614073,0.99212307649602882,0.99235061288728876,1.0015199694073738,1.0116122476662197,0.97718409686592267,1.0014963866068611,null,1.3182699992681033,0,6.0785741098463365E-4,5.4613751209154841E-2,7.905229788189359E-3,1.6192754278527843E-2,4.5418058412455568E-4,6.060218486229796E-4,6.1144179840426666E-2,1.0341768858783238,0,9.8656318409231655E-2,3.6041502056076542E-2,7.4376410895046876E-3,1.6493916969030423E-3]
[null,1138,0.98583976230487935,1.0027601537327899,1.0356241178383729,0.99003055895159719,1.0263881701116508,0.98564870828840845,0.98716070493025732,null,1.3087942715142744,0,5.5737410408462831E-4,5.7066231513346319E-2,7.873644197692535E-3,1.6530215827331073E-2,4.7231952195721889E-4,5.5570544180586303E-4,6.0158290106417107E-2,1.0210554246046804,0,9.9392390966830127E-2,3.6714033270291269E-2,8.0209431436601732E-3,1.5124470243459004E-3]
[null,1139,0.951160933488299,0.9608527450717721,0.99205462695556823,0.9763144484700983,1.0197907367751051,1.03424376969724,0.97302512987601653,null,1.3070288446350502,0,6.7507016504287352E-4,6.060845142509131E-2,8.2898141723399769E-3,1.5897763911766977E-2,4.761338862905621E-4,6.7314410500919652E-4,6.4384312849585026E-2,1.0081581481854847,0,9.9940167115186121E-2,4.0004692327669442E-2,7.4392104697278156E-3,1.8320763519404546E-3]
[null,1140,0.98517120819578174,1.0110492537487701,0.99350368259940269,1.0058241120002074,0.97023409708022856,0.99751524887886234,0.97680221533515188,null,1.3203676394934152,0,6.1409805321865625E-4,5.5370513093913921E-2,7.8426129456423792E-3,1.6218646951685678E-2,4.5110764748413495E-4,6.1228144198468236E-4,5.9621924339553926E-2,1.0385866093739609,0,9.6645129639357369E-2,3.6515741454733866E-2,7.4507424117582184E-3,1.6664282465592005E-3]
[null,1141,1.0285935877947603,1.0118124650053155,1.0003672176392902,1.0123977919253861,0.99625097416949471,0.96825433882277223,1.0162217612880766,null,1.3196799338963348,0,5.6268366586575047E-4,5.1793331457174553E-2,7.5108973745415556E-3,1.6379568323081604E-2,4.3502334187444497E-4,5.6096884533374833E-4,5.8513408218393369E-2,1.0451669509338448,0,9.6849402346941629E-2,3.4017273760838879E-2,7.4890206865076449E-3,1.5267722736682981E-3]
[null,1142,0.98857341552220057,0.95724527393067005,0.99988560149189754,0.99686589588928654,0.99905232491143903,1.0243271384575756,1.0137118433403955,null,1.3220203508498878,0,6.3388870851371784E-4,5.8272453042719295E-2,7.9900742682811766E-3,1.6250139528087324E-2,4.6255280254213748E-4,6.3206263542991406E-4,6.4360263013783156E-2,1.0291466091338453,0,9.7959779268155481E-2,3.8283643357795737E-2,7.576396373512255E-3,1.7202661342484546E-3]
[null,1143,0.98840417330260566,1.0013284435238519,1.0188330234542886,1.0172863434543409,1.0057591348294128,1.0078505962938162,1.0165398307488711,null,1.3396386262551014,0,5.8901988374433854E-4,5.7332847510254741E-2,7.8535204868092259E-3,1.6742568420882561E-2,4.6334409831936581E-4,5.8729532649142563E-4,6.251567590117442E-2,1.04965996038206,0,9.8309872682698279E-2,3.7247631553962136E-2,7.9165054993360715E-3,1.5984242768573144E-3]
[null,1144,1.0435365614838972,1.0148456820086644,1.0358693843312761,1.0044265447529606,1.0042732685202496,0.97791568398920115,1.0331692644008499,null,1.3130670372346742,0,5.1966249973089875E-4,5.3243236006562007E-2,7.4028108619874095E-3,1.6688388551627423E-2,4.4418280923061437E-4,5.1809443572852648E-4,5.8867131548063258E-2,1.0358954697063201,0,9.6931837874465548E-2,3.4249622828779608E-2,7.9358428473723722E-3,1.4100822642682117E-3]
[null,1145,0.99427365056135764,0.96663592894492945,1.0070410668599894,1.0220089931350014,1.0135140206496529,1.040707443783109,0.97844975126286293,null,1.3475512634839941,0,6.2843532318677833E-4,5.9035996634767988E-2,7.9150972104084262E-3,1.6664424277446875E-2,4.6151354479473784E-4,6.2665345429713433E-4,6.1949191085879762E-2,1.0548869788030282,0,9.852370977096836E-2,3.8621125341426844E-2,7.7894645578200535E-3,1.7055441263411095E-3]
[null,1146,0.98026063822806409,0.99866964085118937,0.98271624902150978,0.99542102837203161,1.0273715198988291,1.0306079216442177,0.980161750289405,null,1.3178150217133757,0,6.5527239671226984E-4,5.7192297068734715E-2,7.9181400135241772E-3,1.6011389208469701E-2,4.5050772776885679E-4,6.5339622658920876E-4,6.1525454804955637E-2,1.0281680984414034,0,9.9522986086235943E-2,3.796206950591325E-2,7.2876258897236219E-3,1.7783291367676191E-3]
[null,1147,1.0089054595935987,1.0074901332865203,1.033796555036584,0.99023092410016456,0.97727502184826331,1.0069008094637428,0.98481337679700154,null,1.3042400598506207,0,5.5744848141045891E-4,5.6763978268003799E-2,7.6787220375896447E-3,1.6456222084888422E-2,4.5979723479778545E-4,5.5581482069747652E-4,5.9125275378344305E-2,1.0213140731628423,0,9.6438774732635721E-2,3.6558195693051791E-2,7.9339102015457946E-3,1.5127447176321311E-3]
[null,1148,0.96893236875022581,1.0076427884585417,1.0285091932273946,0.98859264105359046,0.99214693275558485,0.9980856022110941,1.0333836213831746,null,1.3126783118344028,0,5.8170429363851731E-4,5.8295816417699403E-2,7.9936797574490948E-3,1.646800393885552E-2,4.7616259572496987E-4,5.799844922431105E-4,6.43036778841342E-2,1.0197751195494584,0,9.8166309475953797E-2,3.766006308198331E-2,7.9626723384877592E-3,1.5785265960492625E-3]
[null,1149,1.0270772866693307,1.027240068291515,1.0043573818938321,1.0050063582546567,0.96941627837792266,0.99247707555193709,0.99403292565724521,null,1.3116349614210312,0,5.6939200356552683E-4,5.3050304082668392E-2,7.477536908672873E-3,1.6292079945146976E-2,4.3482940416300555E-4,5.6769909033962853E-4,5.7567433910752891E-2,1.0374171922753865,0,9.5591166804286851E-2,3.4760459560283952E-2,7.5005616609467854E-3,1.5450897819496339E-3]
[null,1150,1.0252060299338728,0.99534550603383209,0.97779008928267763,1.0295614800542627,0.99425816969721958,1.0228661793647329,1.0022358338910518,null,1.3438858216884897,0,6.2904371863728263E-4,5.408963724612216E-2,7.5799317849666939E-3,1.6370046065298658E-2,4.2911153090683903E-4,6.2722901450026523E-4,6.002406129800858E-2,1.0635856476594994,0,9.6807791205533927E-2,3.6009573111662918E-2,7.2847258791463388E-3,1.7071106114806619E-3]
[null,1151,1.037003086849553,0.99880662053735758,0.97130201643490333,1.0090914958635413,1.0395043438179927,0.9927303675601058,1.0025360773497327,null,1.3182693076213863,0,6.1086152986126953E-4,5.1500203091282365E-2,7.4817736068946523E-3,1.6012743070760067E-2,4.2076227826232988E-4,6.0904578306432129E-4,5.8353082224212344E-2,1.0426390446084957,0,9.871428672066189E-2,3.4420853663538531E-2,7.0707522544608218E-3,1.6576218496126541E-3]
[null,1152,0.97782818783649517,1.0289623297533697,1.0267013785664141,0.99210564053800432,0.96474214333895003,1.0310699252727407,1.0288447762731934,null,1.3154467609726872,0,5.9272303080904701E-4,5.9082775432489826E-2,7.8544466823757056E-3,1.6468426126853432E-2,4.6703223636949113E-4,5.9102671190678908E-4,6.3777242090485284E-2,1.0234508430190044,0,9.6605463315553294E-2,3.8208601782697145E-2,7.9250467278513832E-3,1.6085798779070617E-3]
[null,1153,1.011173269312003,0.98984811913551884,0.99742471154646017,0.97798171629510833,1.0410252171609276,1.0072711938935579,0.9889599701698516,null,1.2934185888681882,0,6.0436933264189515E-4,5.5144501079825207E-2,7.7069445885450671E-3,1.5913490257752932E-2,4.4505906439238957E-4,6.0259881677484717E-4,5.9780547022395179E-2,1.0097226504833294,0,9.9427226915673614E-2,3.6281735674378805E-2,7.3581289651472471E-3,1.6400753326145721E-3]
[null,1154,0.99978035721331526,0.99178233802278226,0.98872352734916913,1.027814951988016,0.96532000100245985,1.0271009158955182,1.0325748920357245,null,1.3487595678668427,0,6.3413402818192702E-4,5.6361543190334831E-2,7.7865430671004631E-3,1.6516196114388794E-2,4.4572505661457772E-4,6.3231218177559566E-4,6.3680691199272915E-2,1.0614412943813745,0,9.6034599695238004E-2,3.7275802707517798E-2,7.4980489842681282E-3,1.7209453171384685E-3]
[null,1155,0.98770527121184371,1.0254338789992394,0.98032993128584744,1.0044084203718393,0.99254446570533472,1.0008848298220729,0.96638665550828062,null,1.3174293662775127,0,6.2802346601822804E-4,5.4415066853313952E-2,7.7751781106910854E-3,1.6041934475024319E-2,4.4130306902914816E-4,6.2617191542755821E-4,5.8478284764701981E-2,1.0375238202735666,0,9.7645199532442176E-2,3.6170668348948408E-2,7.2355288641070209E-3,1.7042335362773687E-3]
[null,1156,0.99203469462839045,1.0150241354173966,1.022640466156657,0.99048533594736488,1.0222941940267607,0.99419713638056395,0.98966845171451578,null,1.3073819158304776,0,5.7123291592632434E-4,5.6241565977408439E-2,7.7833146762741195E-3,1.6376343642175023E-2,4.609428110475568E-4,5.6953746768905551E-4,5.9790906322133547E-2,1.0218961231657884,0,9.9022422407826743E-2,3.6457400537461965E-2,7.8044984995250966E-3,1.5500932390738441E-3]
[null,1157,0.96341791401421184,1.0049437755459592,0.98937199685552479,0.96281733998985464,1.0210240040669072,0.98362492102264254,0.96894661634704216,null,1.2798616123039714,0,6.2605719313515919E-4,5.5745787627186516E-2,8.0380982218338972E-3,1.5618417036028591E-2,4.6042667492714987E-4,6.2417905165427427E-4,6.0244896369191864E-2,0.99429841032610777,0,9.9665340130172614E-2,3.6854230353514518E-2,7.2390740884538968E-3,1.698809618033856E-3]
[null,1158,1.0024019206273724,1.03079362550708,0.97743399407973031,1.0095643103349259,0.97462972079739052,0.99991064755754522,1.0246849072976874,null,1.3220905423807456,0,6.2063030957043401E-4,5.3305174790228768E-2,7.6445255526581563E-3,1.6095057269826279E-2,4.3261146923508173E-4,6.1879877294947975E-4,6.0893765818893733E-2,1.0429385678051917,0,9.6407714913534115E-2,3.5494971693944895E-2,7.1958183308442232E-3,1.6841662730078034E-3]
[null,1159,0.99612624735128485,0.98286376278167631,1.0081401885628347,0.98854340787433392,1.002067897194544,0.98128512235822063,0.99473458301523576,null,1.3037336107966069,0,5.861856959967622E-4,5.5240562496191074E-2,7.8482125079134667E-3,1.6175229085270918E-2,4.581173688484943E-4,5.8442297401391794E-4,6.0482719130757659E-2,1.0203127119216819,0,9.792482690156952E-2,3.6114707728867892E-2,7.5876796972035431E-3,1.5906066802842782E-3]
[null,1160,1.0333653864211727,0.96743899406051315,1.0422903964719497,1.0122584438906519,1.0460905647923,1.0075484612495622,1.0199860145741744,null,1.3320064103234115,0,5.4379047339584287E-4,5.6808614207340347E-2,7.6216600770502444E-3,1.694054221684381E-2,4.6021213383878965E-4,5.421978632825673E-4,6.113044134331147E-2,1.0437868016980594,0,9.9196498449578466E-2,3.640812418440225E-2,8.1794247747221382E-3,1.4756838483775529E-3]
[null,1161,0.95260418404579372,0.99261647080342086,1.0039715779950336,0.97658357259491246,1.0168952086529437,0.98543636527373546,0.98033320367006205,null,1.2991610718452038,0,6.1846349966962293E-4,5.7553968782480085E-2,8.1733499413056375E-3,1.6005875593365342E-2,4.7510806193794481E-4,6.1661154945669291E-4,6.2126813576980293E-2,1.0080889572016218,0,9.9774215817067441E-2,3.7720041867014602E-2,7.5663795819636611E-3,1.6782133716784682E-3]
[null,1162,0.99648049072219624,1.0398342767898812,1.015808545632602,1.0315109109160632,1.0227099264234423,0.9904523332476618,0.99693319912220113,null,1.3474438024890356,0,5.6912805049843726E-4,5.4890574826322064E-2,7.6724398524188487E-3,1.6870113717076651E-2,4.5129965039279507E-4,5.6743246290550991E-4,5.9070837347633895E-2,1.0644284580840546,0,9.8923297494263776E-2,3.5724242282696293E-2,7.8698707118020628E-3,1.5443641099676733E-3]
[null,1163,0.99161498508921764,0.98586585719482522,1.0134503074768,1.0189909637003085,1.0265397753988468,1.0072689235200842,0.99367474892806307,null,1.3411579405256502,0,5.9708382705978545E-4,5.7181276316457787E-2,7.8756296499951899E-3,1.670012370441731E-2,4.6216345478593068E-4,5.9533465033047891E-4,6.1398603000482679E-2,1.0515794556564895,0,9.9227979469136043E-2,3.726669018400406E-2,7.8474636004258573E-3,1.6203046661848253E-3]
[null,1164,0.99817174783783547,1.0247637499676208,0.97707071947218127,1.0047507456779539,1.0067752189876167,1.0045713925318587,0.98010891442684434,null,1.3176661547779662,0,6.2810823397330758E-4,5.3888909045836084E-2,7.6948714071614832E-3,1.6018446577474688E-2,4.3529959018361058E-4,6.2626322918097601E-4,5.8813651180673776E-2,1.0379769884284955,0,9.8066919629836019E-2,3.5891559243713685E-2,7.1768726171707676E-3,1.7044820622126012E-3]
[null,1165,1.0263303063116702,0.98074529851181924,0.99403222359361165,1.0096964897676677,1.0105153268712819,0.99943521850342387,0.99701574367671197,null,1.3224738845406951,0,5.971839628259863E-4,5.3931842031104141E-2,7.6204220420718859E-3,1.6289388459152086E-2,4.3856095249138134E-4,5.9542078016850113E-4,5.9434881724008105E-2,1.0425691374791417,0,9.7585584132947087E-2,3.5555740551542085E-2,7.4295512676817799E-3,1.6205390832112292E-3]
[null,1166,1.0004604882623782,0.98587126254375512,1.0365548498175419,1.0156839529966228,1.0008897867481297,1.0190746677749869,0.99915897619049654,null,1.3380279965218489,0,5.7061702104805603E-4,5.8591940771152734E-2,7.8117036071317187E-3,1.6909070516561604E-2,4.6903383961937012E-4,5.6896474527662225E-4,6.1576613370337291E-2,1.0474855993147041,0,9.7792025412607092E-2,3.7675347733825554E-2,8.1697797542161256E-3,1.5485344774650934E-3]
[null,1167,1.022562638742309,0.98551033467634763,0.99588885235820857,1.0418996809504157,0.99430645614445023,0.96240608445782028,0.97195607231852177,null,1.3499444802840466,0,5.738466496883265E-4,5.2109926776939021E-2,7.6341337035840803E-3,1.6719819951109386E-2,4.4017306511346982E-4,5.7208718194688658E-4,5.6924141596174621E-2,1.0757628977402789,0,9.6892490567604808E-2,3.4316563573930953E-2,7.5890600562810292E-3,1.5570327207705802E-3]
[null,1168,1.0294486022359637,1.02671847625379,1.0007260453851317,1.0114920580885891,0.98655421641342422,0.99269779945918957,0.96284414734600743,null,1.3168941690811338,0,5.7262095670841749E-4,5.2769169972609886E-2,7.4609711439043115E-3,1.6325286272368553E-2,4.3228751154481194E-4,5.7091882172618049E-4,5.5650880457967906E-2,1.0442211030530721,0,9.6360685731676471E-2,3.4650805958669234E-2,7.4708282849038007E-3,1.5538528293996623E-3]
[null,1169,1.0358586983778804,0.98559490703210473,1.0108251456155306,0.99036782011792712,1.0147499344843998,1.000740747714943,0.97751214496365013,null,1.3002788254579363,0,5.7104599941253087E-4,5.4255017379219138E-2,7.5394469511839588E-3,1.6188402875960059E-2,4.4127717823260739E-4,5.6936218846765057E-4,5.7636948888802261E-2,1.0221173582783138,0,9.7586940646261999E-2,3.5414249269979804E-2,7.5512516141128501E-3,1.5496161868139597E-3]
[null,1170,0.98048748483748882,0.99232254149093146,0.99180812384696804,0.97573780133340493,0.99291346310005768,1.0085874849438088,0.95904767829837334,null,1.2923230692867458,0,6.3077562498809381E-4,5.6585340889238715E-2,7.9388017055529517E-3,1.5795657074124617E-2,4.5585965616022227E-4,6.2893016282250438E-4,5.9740800393801183E-2,1.0075699100587407,0,9.7860498992243111E-2,3.735474000692892E-2,7.3115653956900614E-3,1.711740576430403E-3]
[null,1171,1.0055831228993408,0.99375049209502653,1.0207579553318757,0.95754975513003304,1.0268020720527373,0.99683172237781614,1.0416348240451874,null,1.2753895741854064,0,5.7207447109991363E-4,5.6005935757491188E-2,7.7433190837433198E-3,1.5924958317104179E-2,4.5771758299960666E-4,5.7038101268701833E-4,6.2873917248803729E-2,0.98796856485733819,0,9.8901692261629676E-2,3.6344611663594262E-2,7.6181617806298429E-3,1.5523890904837645E-3]
[null,1172,0.98452781636051723,0.9996792485214937,0.97285236954401744,0.97521224103646065,0.96887479515151886,1.0031039990942263,0.9896346557690161,null,1.2893059325257072,0,6.4783930367720956E-4,5.487635323847552E-2,7.8781841999238534E-3,1.5569665896218344E-2,4.4375753829472008E-4,6.459335570968346E-4,6.0963716555300376E-2,1.0075871983179692,0,9.6572998415748443E-2,3.6642813725269563E-2,7.0151321746094513E-3,1.7580182104777132E-3]
[null,1173,1.0014636789746341,0.9829502141512958,0.98494233634560191,0.9950601652795541,1.0220920313120494,0.99213966524359265,1.0028130588436495,null,1.31100267578159,0,6.1853373949054421E-4,5.4344428069408181E-2,7.800387539596651E-3,1.6014168081428793E-2,4.4481127607948239E-4,6.1669409290042172E-4,6.0957505365926229E-2,1.0277283615568518,0,9.8734970157231775E-2,3.6023455390594865E-2,7.277989963338889E-3,1.6784380277218591E-3]
[null,1174,0.99794327261431126,0.97439575178048177,1.0064140985545897,1.0052779315774309,1.0324662470427148,0.97420510622383583,1.0028989597803171,null,1.3226223377893223,0,5.850039822037097E-4,5.4841407221200601E-2,7.8606549089608596E-3,1.6417615771991863E-2,4.5805143315389774E-4,5.8323202903690357E-4,6.0931015970867752E-2,1.0376363137498033,0,9.9348226983625082E-2,3.5890341595028928E-2,7.653116787204527E-3,1.5873653206517513E-3]
[null,1175,1.0302454766364719,0.99673369572470594,1.0065215312969784,1.0027500907659692,1.0195731014134706,1.0180304300367256,1.0153940052882895,null,1.3178568186847199,0,5.8667818128919967E-4,5.502339683757889E-2,7.54549685588195E-3,1.635594778066345E-2,4.3973404393425896E-4,5.8497765638869338E-4,6.0351800577165576E-2,1.0350239197535906,0,9.7945867843521384E-2,3.600715514673386E-2,7.5730840276934186E-3,1.5921163428574215E-3]
[null,1176,0.96453996468224934,1.0311385248997886,0.99317883285373176,0.9989034168144828,1.0136520115301639,1.0131045438776616,0.97354094605051444,null,1.3195619116154329,0,6.3246774924116808E-4,5.6973460167897665E-2,7.9474888637937526E-3,1.6166021166218087E-2,4.5699031960591519E-4,6.3062558672974259E-4,6.053155495561334E-2,1.0314502108651489,0,9.9283116833201429E-2,3.758014612941793E-2,7.4584095156385562E-3,1.7163549614095648E-3]
[null,1177,0.97318437244743727,0.96551963522743356,1.0276752751902176,1.0059324360732362,0.99631996587279648,0.96789559700955752,0.98178368825033524,null,1.326237832885208,0,5.723134960512891E-4,5.7205397597126645E-2,8.0956511923810925E-3,1.6666631153521315E-2,4.8183891543478874E-4,5.7056868143170341E-4,6.1292062390612724E-2,1.0376861211988293,0,9.8255473345515473E-2,3.6973554690415494E-2,8.0299473530492018E-3,1.5528998629418124E-3]
[null,1178,0.9921822267561482,1.0068301777671502,0.97858881999894476,0.98935495194290168,1.0024353848539598,0.97756439539500239,0.98068172422390976,null,1.3004736800825873,0,6.1732956231310679E-4,5.3203692565370088E-2,7.7965595378434371E-3,1.5824008307319393E-2,4.4173398715820515E-4,6.1546612186706218E-4,5.8954580857268832E-2,1.0220263682815467,0,9.8008514013978296E-2,3.5402662229134213E-2,7.1423278480439003E-3,1.6750958953695972E-3]
[null,1179,1.0098503799223426,0.95428809478001508,1.0012252354737077,0.97781352188987825,0.99839200596762834,1.0158847771807604,0.99624957992918195,null,1.2959018260186232,0,6.144707960193676E-4,5.6715107930581141E-2,7.8317461293926551E-3,1.5954240132969501E-2,4.5399778164918422E-4,6.126859505845313E-4,6.1763900345629404E-2,1.0094383093250956,0,9.740112869445039E-2,3.7230861718537386E-2,7.446789620130327E-3,1.6675291856217652E-3]
[null,1180,1.0264409183434147,0.9891385302271406,1.0091201103867988,1.0106181449458931,1.0367913011198384,0.99041902302635232,1.0000368394710102,null,1.3240720878080001,0,5.7154435035902619E-4,5.4021896935395074E-2,7.5972975506992512E-3,1.6493175770980497E-2,4.4390586440294497E-4,5.698415066813056E-4,5.9081490308373071E-2,1.0430676528161018,0,9.8870951226244785E-2,3.5297554714843499E-2,7.6489447316508289E-3,1.5509207329843216E-3]
[null,1181,1.012561070585883,1.0027065546736222,1.0203886535180626,0.99184598522630441,0.98934195262053581,0.97522696046398416,1.0143560732879129,null,1.3031951761477147,0,5.5425332187596305E-4,5.4197268619279294E-2,7.6623188752857601E-3,1.6341429041627817E-2,4.5276335093761806E-4,5.5257627028073761E-4,5.9852626082394798E-2,1.023364973819614,0,9.6918927684304282E-2,3.5178487804170669E-2,7.7241274707102268E-3,1.5039304509856255E-3]
[null,1182,1.007375886881563,0.99230309893887714,0.9979794077947941,0.99729856662391658,0.98871250679576228,0.97886215517482666,1.0127327615203618,null,1.3096386193609955,0,5.882768156440318E-4,5.3761630202696503E-2,7.728470757264707E-3,1.616795593244021E-2,4.4655138385116028E-4,5.8650342663236295E-4,6.0492568360541642E-2,1.0296499359341844,0,9.69895443006554E-2,3.5360209852571843E-2,7.4472570393084303E-3,1.5962689864906642E-3]
[null,1183,0.99300739709277663,0.96751512814848473,1.0352491649348947,0.99514227268702637,0.99495196028459232,0.98154034580016025,0.97001623593242825,null,1.3122896376529583,0,5.594251030057875E-4,5.7210823782694625E-2,7.9293973770336677E-3,1.6569440103759592E-2,4.7548823303287082E-4,5.5774329036236054E-4,5.9702381287210185E-2,1.0263380400155548,0,9.7689256115774697E-2,3.6815035781961311E-2,8.0434633922383311E-3,1.5179933763400911E-3]
[null,1184,1.010270738999181,1.0216464560484462,0.9818489061248642,0.97491609380747912,0.97896154274122271,1.0071187114773956,0.99006043220999029,null,1.2840984376762896,0,6.167945383990526E-4,5.3689279847391108E-2,7.6131356312423978E-3,1.5638943832504689E-2,4.3277310347276195E-4,6.1498734898931802E-4,5.8875201166160622E-2,1.0070142150529615,0,9.6429585420287039E-2,3.5655534999398698E-2,7.0777829788550121E-3,1.6737928334238145E-3]
[null,1185,1.0040585922902148,1.0051349619032122,0.95667058054191778,0.98149673987483477,1.0033215595926868,0.95699543313985846,0.99718437403763527,null,1.2874298710673091,0,6.2524555246140092E-4,5.0421950579576456E-2,7.7042145562586841E-3,1.5453654802118003E-2,4.2681935001809626E-4,6.2331765219112237E-4,5.8648364569394214E-2,1.0145698299565866,0,9.7731910615836831E-2,3.4003088113140408E-2,6.7755012519934094E-3,1.6964651726554128E-3]
[null,1186,0.9870848169774098,0.97348155165649453,1.0074947508298353,1.0177296358105894,0.98132593762193099,0.95741552100655525,1.0015474377795617,null,1.3331756998200872,0,5.8016131630592865E-4,5.4562290480851622E-2,7.9503826470338906E-3,1.6577704209109766E-2,4.6378157225637686E-4,5.7837321499155524E-4,6.1024604697744698E-2,1.050456311258972,0,9.7148536770486085E-2,3.5684875210171767E-2,7.7348598442477162E-3,1.5741412305279325E-3]
[null,1187,1.0066156656224987,1.0030141573431084,0.98383300477775404,0.97699030393259656,0.96360732741881427,1.007816737525401,0.97780509449323338,null,1.2869935518510913,0,6.2148457811208528E-4,5.4423305362684762E-2,7.697722935973165E-3,1.5682886065084691E-2,4.3846345373723132E-4,6.1966490822619967E-4,5.8958144044825064E-2,1.0090980248536487,0,9.5778102555511543E-2,3.6099830186664766E-2,7.1323684551370913E-3,1.686523607709618E-3]
[null,1188,0.99573130752042538,1.0268614877012199,0.99917057134780651,0.99349164218121611,1.0158483219359773,1.038898896134276,1.0115296210797271,null,1.3141123882848398,0,6.2153133268820048E-4,5.7015467393077286E-2,7.712804209734722E-3,1.6168740829115142E-2,4.4618049800030886E-4,6.1976597155510187E-4,6.1856530263834142E-2,1.025684244068473,0,9.8591301269141979E-2,3.747376103678704E-2,7.4783254090315977E-3,1.6867986687753725E-3]
[null,1189,0.99693042888092898,1.015007016666615,1.0358426835225458,1.0354050650844684,0.98763228251748647,0.99943825396524455,0.99637765384995958,null,1.3538441277805926,0,5.5592387067547719E-4,5.6957609067997364E-2,7.7483902935292885E-3,1.7156629410659131E-2,4.649060021922033E-4,5.5428251321838697E-4,6.0073068949773066E-2,1.0678453480396015,0,9.7237472653663032E-2,3.6639522148672443E-2,8.2142482901601341E-3,1.5085742817990738E-3]
[null,1190,0.98542048583391173,0.98635675412004631,0.99341745540125992,1.0156367532445651,1.0228554677375021,0.95796208340847655,0.99563380363573861,null,1.3312320551975327,0,5.9556550699349877E-4,5.3678944331794647E-2,7.9185386191118045E-3,1.6399381560262872E-2,4.5543527827491078E-4,5.9373097607516004E-4,6.0340432679983763E-2,1.0487214994933196,0,9.9184217948527095E-2,3.540200948374328E-2,7.5174903399190234E-3,1.6159399935129239E-3]
[null,1191,0.99584866267545857,1.0121594776477942,1.0062388673324405,1.01896067064229,0.99329899177741787,0.98906768825592628,1.0195561017907675,null,1.3355370494718513,0,5.8640752239743396E-4,5.4946408904773494E-2,7.7582435081831307E-3,1.6588566882968857E-2,4.5200443215968677E-4,5.846580087406813E-4,6.1277864774918353E-2,1.0517647606113951,0,9.7505400679068183E-2,3.5962785369348646E-2,7.6915174553605671E-3,1.5912463673313513E-3]
[null,1192,1.0260864427422927,0.966526799244805,1.0325634488294009,1.0033836288363682,0.99750263203716139,1.0157434345734995,1.0421629084910966,null,1.323506663133508,0,5.6363221708056902E-4,5.7182216879314587E-2,7.6762520631551059E-3,1.6696144308118589E-2,4.5909026278988105E-4,5.6199481399747957E-4,6.3182359497744187E-2,1.0349152493792801,0,9.7004634227872769E-2,3.685386196945075E-2,8.008927326702291E-3,1.5295646221604956E-3]
[null,1193,1.0213478063716637,0.99603361613722474,1.0214999218355825,1.005429824812279,0.9948203589466893,1.0326361844830176,1.0337059616672812,null,1.3250248382659644,0,5.8204042084084322E-4,5.711515574665274E-2,7.6169838045799425E-3,1.6585505785704804E-2,4.5058177161515824E-4,5.8037720112163354E-4,6.2466030783197818E-2,1.0373479205909384,0,9.6974597598320653E-2,3.704835972259167E-2,7.8417702619204954E-3,1.5795954201601554E-3]
[null,1194,0.96467296457197149,0.99699827210449499,0.98413123660335977,1.0066978472579706,0.96969032414348677,0.99759011038271617,0.97821989738360116,null,1.325867367666004,0,6.4307492358964572E-4,5.6363094542201404E-2,8.051837540583447E-3,1.6151570318923485E-2,4.587726103141944E-4,6.4117273637605417E-4,6.1429712475277745E-2,1.0397727942098725,0,9.7142846647428421E-2,3.7379811978186794E-2,7.3737687045484458E-3,1.745060825879878E-3]
[null,1195,1.0068389011074987,0.96872730768896276,1.0026221058827129,0.98860892201076955,1.0188504184659961,1.0419292287365163,1.0233526661257721,null,1.3127854654263507,0,6.2650492249503257E-4,5.8074596055929836E-2,7.8084713831761835E-3,1.6166942938972795E-2,4.5328390549644732E-4,6.2473061010709569E-4,6.3943529556889409E-2,1.0205418328382527,0,9.8465819987880385E-2,3.8091713453491945E-2,7.5407388403263302E-3,1.7003107783212406E-3]
[null,1196,0.96688363379266062,1.0087467877851228,1.0041995021911063,1.0015309338808385,0.99623262854854155,0.99935432485574949,0.96221811702147175,null,1.3208877203843208,0,6.136737236925755E-4,5.7149951457819585E-2,8.0009439183419614E-3,1.6312523109117339E-2,4.6519260987213935E-4,6.1186170843541287E-4,5.9981823486580432E-2,1.0338343739650941,0,9.8390614279372374E-2,3.7450197507192189E-2,7.6386261959846798E-3,1.6652858702032158E-3]
[null,1197,1.0081504528809273,0.97121937326537788,1.0013982311644296,1.0173464436257877,1.0276541025987929,1.0280999236286417,0.99530509141128065,null,1.3393802281312681,0,6.1831929053515083E-4,5.7102130036558653E-2,7.7900012758144463E-3,1.6531121481221961E-2,4.5165635348603801E-4,6.1654460549891231E-4,6.1601837435259953E-2,1.0502445869882038,0,9.8858324778572329E-2,3.7481073961493083E-2,7.6432393334011466E-3,1.6780311722934598E-3]
[null,1198,1.0096063700517253,1.0392812878877524,1.0043862653088762,0.97494974304777371,1.0073745402126819,0.99915107352445032,1.0004358646708251,null,1.285421418155386,0,5.8039355570787079E-4,5.408111437979287E-2,7.5715630396182869E-3,1.5915235157233809E-2,4.4030990984149587E-4,5.7867945931614102E-4,5.8772786137804955E-2,1.0063904352859874,0,9.7845137350492203E-2,3.5435277174190379E-2,7.3962990901897578E-3,1.5749747266260406E-3]
[null,1199,1.0141156465662258,0.99830887434557425,0.99575923708507064,0.98714829077353383,0.99117385095324928,0.97917126688594236,0.99570269682570256,null,1.2962849204133269,0,5.8583292819486819E-4,5.3180343699750048E-2,7.6580627488566063E-3,1.5977174702324515E-2,4.4149512129378109E-4,5.8406746391077521E-4,5.8895758912242066E-2,1.0192358341178809,0,9.6942664620197197E-2,3.5024184772158254E-2,7.3415280839289601E-3,1.5896390989773976E-3]
[null,1200,1.005240267745898,1.0161875708241244,1.0387975312132802,0.98012075929885434,0.98520532246573322,0.99203154800900994,1.0245155691713093,null,1.2949170517906128,0,5.4362688070398756E-4,5.6194550035030606E-2,7.6814868535698966E-3,1.6400457021031333E-2,4.6223480154526734E-4,5.4200984630784236E-4,6.099453689183415E-2,1.0107459282407514,0,9.6917742502249354E-2,3.6087068344427597E-2,7.9594920064167147E-3,1.4751721281521313E-3]
[null,1201,1.0125185905029115,0.98605308073233533,0.98847166929662389,0.9987096779980803,1.0271647715885401,0.98034467353749166,1.0374926582909572,null,1.3136543901331996,0,5.9935101356679138E-4,5.3222177431995005E-2,7.7063594144587255E-3,1.6118952413955404E-2,4.4102273142944187E-4,5.9754697312555866E-4,6.1903925715365918E-2,1.0313913748902257,0,9.8714154742100879E-2,3.5204839250259128E-2,7.3270617043091815E-3,1.62632587954102E-3]
[null,1202,0.98516019503001451,0.99308449237110807,1.0038243736117964,0.98657299753772243,1.0030250647636929,0.99696888681659201,1.028424141788898,null,1.3068931305049498,0,6.0509494380087212E-4,5.6286821418204874E-2,7.9017231669279691E-3,1.6141331023796061E-2,4.5925087648996716E-4,6.0330398441571672E-4,6.3373245181842439E-2,1.0184049550233547,0,9.8243249864901988E-2,3.6892789446370554E-2,7.5495608959703234E-3,1.6419945664745683E-3]
[null,1203,1.0028147868896851,0.98859961162583931,1.0045365683877499,0.99396255967833957,0.99590702005775866,1.0033013570502034,0.96875498797932569,null,1.3083588839922031,0,5.984167599654732E-4,5.5786519618825504E-2,7.7768555080695318E-3,1.6183005298281969E-2,4.5231646766708981E-4,5.9665674578448374E-4,5.8976388991474657E-2,1.0260119603031523,0,9.7456783458400045E-2,3.6549446957702653E-2,7.5434644286274961E-3,1.6239029741819781E-3]
[null,1204,1.0296040959168877,0.99616972065775378,1.0267369591606099,1.0260262228462973,0.99402445339305134,1.0191452980223661,1.0255893892737125,null,1.3432221026608209,0,5.6361994196652671E-4,5.6185913416150063E-2,7.5567461357730964E-3,1.6919863421175487E-2,4.4934653823567092E-4,5.6198804000624487E-4,6.1068149921782278E-2,1.058442075619044,0,9.6747272738525056E-2,3.6334459966408883E-2,7.9903606200955601E-3,1.5295461855894001E-3]
[null,1205,1.0013995284496238,0.95691406080633445,0.98787559451367002,0.98951284275425966,0.99581909415122527,0.99171898210779996,0.99805757129123851,null,1.3057193417723081,0,6.2120312231463452E-4,5.5065206754250987E-2,7.8858343871143974E-3,1.5961883534793653E-2,4.5102170500865873E-4,6.1935475269245504E-4,6.1544454501433463E-2,1.0219113474998227,0,9.7468927720619034E-2,3.6436974247788446E-2,7.3098603245094779E-3,1.6856794665895093E-3]
[null,1206,1.0204889125536762,1.0058227311757895,1.0388953967654926,1.0026864084475915,1.0036734058322807,0.95261487690795132,0.97396157839558239,null,1.3095109040910338,0,5.1623408641038792E-4,5.3372111044026407E-2,7.5978235167247716E-3,1.6669416259325907E-2,4.5724437217162424E-4,5.1463499556882479E-4,5.6286756315938755E-2,1.0340138630251883,0,9.7442895969292814E-2,3.4272618273910684E-2,7.9991075967368319E-3,1.400666808557646E-3]
[null,1207,0.99920866398725938,0.99844178547857465,1.0166600111406496,1.0184096088700603,1.0134033487768748,1.0319524764845078,1.0211362067298269,null,1.3425072314767188,0,5.9997935586021288E-4,5.8021928034266181E-2,7.7770407047334103E-3,1.6740321193321195E-2,4.5784055685102151E-4,5.9826373851595079E-4,6.2966061688467773E-2,1.0508836755793796,0,9.840606526863109E-2,3.7743347591328469E-2,7.8843897984321419E-3,1.6282766786520199E-3]
[null,1208,0.9965214885356275,1.0069182989529957,0.96257440491467539,0.99534449507265044,0.98577850106246667,0.96912700123623718,0.9851507694893058,null,1.3034560617551918,0,6.2979841704236591E-4,5.1707893329613855E-2,7.7584232237371004E-3,1.570369265473234E-2,4.3243918372191053E-4,6.2788078759882973E-4,5.8693582140995355E-2,1.028702187564879,0,9.707648603195683E-2,3.474418257959206E-2,6.9302081524085651E-3,1.7088845229980094E-3]
[null,1209,0.99622241350551599,0.95806251799162268,0.97768651101700743,1.0024927209691596,0.97898001812995139,0.97216774262644923,1.0008557259523707,null,1.3165327601738257,0,6.2486046502656844E-4,5.3704988467986353E-2,7.9204658582624904E-3,1.6011450778128353E-2,4.4834242362864015E-4,6.2296382173470017E-4,6.1377608826260942E-2,1.0356255005375452,0,9.6771718249717531E-2,3.5755737688483794E-2,7.2233418243101994E-3,1.6955021627932112E-3]
[null,1210,0.98265932048057492,0.99918497950046703,1.0167961026666732,1.0054037282852093,1.0071909180905183,0.99682532413305669,1.0438646791849591,null,1.3286912514878864,0,5.8897479817870805E-4,5.6975352086318799E-2,7.9056976137985777E-3,1.65764627604926E-2,4.6547777708232015E-4,5.8723130012153669E-4,6.4285629733370597E-2,1.0374590713395118,0,9.8523469148407289E-2,3.7059589998263143E-2,7.843994510513097E-3,1.5982500181847637E-3]
[null,1211,0.98153439082219862,0.97504609277378762,0.977527473848669,0.97337443591666672,1.0301131033395008,1.0324999937627757,0.96514432715477094,null,1.2952768312093499,0,6.6907211902043125E-4,5.7487411227660712E-2,7.9826450216071432E-3,1.5643813350911237E-2,4.517889774276809E-4,6.671599481702364E-4,6.1335820239040731E-2,1.0055495560289147,0,9.9616969775618375E-2,3.827768388217806E-2,7.117265427137873E-3,1.8157894497015765E-3]
[null,1212,1.0100021391251095,0.96774647855344897,0.99113759457607986,1.005645134922005,1.0236570156473042,1.016614188081572,1.0285890092717325,null,1.3268032208478162,0,6.2430527891173227E-4,5.5892785228176457E-2,7.7843439802236861E-3,1.6264710929167456E-2,4.4668783089436175E-4,6.2249316848598775E-4,6.3294757526125844E-2,1.0384731720063394,0,9.8608417893241845E-2,3.6912357288904442E-2,7.4335790753675465E-3,1.6942211998010172E-3]
[null,1213,0.99903824848325917,0.99248128770603816,1.0457478238378033,1.0301289832625542,0.96959050339934161,0.99067268502570327,1.031041161216345,null,1.3503412543905646,0,5.4349155114989829E-4,5.7368768496974573E-2,7.804221809606644E-3,1.7220078248233968E-2,4.7283683622330747E-4,5.4187270183138315E-4,6.2515725749050566E-2,1.0621125746739619,0,9.632311137610966E-2,3.6694210552153161E-2,8.3565466314703771E-3,1.4747988660968735E-3]
[null,1214,0.97974274130544303,0.99906710176518743,0.97870183462078231,0.97190519846301027,1.0052030767726907,1.0200508903602221,0.95429150913427474,null,1.2888395757300339,0,6.5420835331163958E-4,5.6408437376511862E-2,7.9200616567211123E-3,1.5598142844892918E-2,4.4878290166518587E-4,6.5231584382910088E-4,5.9602620396858194E-2,1.0039970330238379,0,9.84595442487122E-2,3.7532591059772254E-2,7.0988660395023533E-3,1.7753886910426861E-3]
[null,1215,1.0050532675733741,0.97272332974138598,0.99588220036481379,0.98062521600849151,0.97362953143028053,1.0066544624403666,0.97503207713133477,null,1.2942866226179526,0,6.138941340061557E-4,5.57529783410802E-2,7.8078102793079128E-3,1.5891255581520415E-2,4.5018398729617358E-4,6.1209461317319016E-4,5.9835260235600228E-2,1.0124971207767959,0,9.6314422012730536E-2,3.6715810841456802E-2,7.3576603228739405E-3,1.6659197601224204E-3]
[null,1216,1.0110240493816338,1.0073875621353141,0.99820167919292224,1.016050258559674,1.0136447811950426,1.0215108054985407,0.98966557678511091,null,1.332668528312934,0,6.0773206883955259E-4,5.5583943394390004E-2,7.6543054699295494E-3,1.6438626725187949E-2,4.4236503806260223E-4,6.0597651963154031E-4,5.9696612498589749E-2,1.0490031790567158,0,9.8107153007204351E-2,3.6553948827902652E-2,7.5408815178284625E-3,1.6492683263310431E-3]
[null,1217,1.0138621683813316,0.98652617234962436,1.0081693429116512,0.98538716425499506,1.0187436881695175,1.013267549587787,0.99327784361225224,null,1.3015275459165869,0,5.9378222130613905E-4,5.5966692201756811E-2,7.6994642235964205E-3,1.6131824046658461E-2,4.4944771719066087E-4,5.9205301474769205E-4,6.0181130776078055E-2,1.0170541864253186,0,9.8296345092880724E-2,3.6588800724599607E-2,7.550010779145821E-3,1.6113731359193588E-3]
[null,1218,0.999115454111835,0.97933916769447282,0.99063245027351576,1.0123182442417711,0.98593556987053887,0.96412299855003025,1.010966201196972,null,1.3254160417014638,0,5.9630123313816799E-4,5.3295724754273258E-2,7.8316468520364946E-3,1.6297858979928668E-2,4.4917291871429736E-4,5.9447617340597993E-4,6.0852386259500506E-2,1.0453794766505808,0,9.7050449260984425E-2,3.5207868412869714E-2,7.4353144973148518E-3,1.6179681749931814E-3]
[null,1219,1.0330529151775507,0.9936552508478842,1.0254179836148107,0.96680812160685248,1.0172366950560363,0.96729365774766385,0.99575255552623776,null,1.2734204875654411,0,5.3516569070580656E-4,5.3129341798114786E-2,7.5388203853843615E-3,1.6021989797037655E-2,4.4769515531577848E-4,5.3353311345211152E-4,5.7641659352768056E-2,0.99739003132794424,0,9.7788539424172538E-2,3.4384224634699534E-2,7.6277170115844903E-3,1.4521012556730666E-3]
[null,1220,1.0217733989301097,1.0088649465932553,0.99798235001824898,0.98037114437580408,0.96062028812700251,0.99274032516244293,1.0173069293992751,null,1.2885921298344363,0,5.8432530385991543E-4,5.3403240179437532E-2,7.56928911159144E-3,1.5897298510872973E-2,4.3735515619516488E-4,5.8258845171773297E-4,5.9799042123743193E-2,1.0121733189868312,0,9.5283911583162198E-2,3.5124427310254246E-2,7.320370009145912E-3,1.5856137153441754E-3]
[null,1221,1.0271857336698582,0.98275557528604762,1.0122668511314399,0.99054523326083876,1.005318584838669,0.96354131750032057,1.0171239021112932,null,1.2996470599415895,0,5.5344119124380031E-4,5.2805694590148194E-2,7.6122322710691524E-3,1.6228956515342272E-2,4.4617925484019452E-4,5.5174628782584637E-4,5.944124092722456E-2,1.022258442691693,0,9.7334295975449056E-2,3.4438968169177929E-2,7.5810729377172635E-3,1.5016715123470541E-3]
[null,1222,0.98136489412592776,0.99101141170319351,0.9662429664574208,0.98783570812632526,0.99885730247920634,0.97489592313150686,1.0174031872636908,null,1.3031267250200682,0,6.4256241591442687E-4,5.3346333254850421E-2,7.9295035354831189E-3,1.5704620500364606E-2,4.4364038160417971E-4,6.4061749975911442E-4,6.2268222581119248E-2,1.020830023963661,0,9.8096965654856483E-2,3.576480102797136E-2,7.0010093814692831E-3,1.7435496548422699E-3]
[null,1223,0.9602560197027088,1.0296143517466669,1.0181235114066474,0.9627155417199672,1.0362473290430578,1.0323405331992985,0.98192602497697146,null,1.2882627885355966,0,6.1504384772017781E-4,5.9742060890009323E-2,7.9939776984912884E-3,1.5979105304135755E-2,4.712980008946145E-4,6.1328581514739011E-4,6.1992341718834387E-2,0.9933724807200367,0,0.10051937568202891,3.8828967573303598E-2,7.6957771612180901E-3,1.6691618192165663E-3]
[null,1224,1.0300452159366358,1.0149930987432314,1.0034959879405152,1.025179123313066,1.0262479744919666,1.0207041597928637,0.98473298327957159,null,1.3387666861165843,0,5.877567313427942E-4,5.4623563946450779E-2,7.4916436079355778E-3,1.6610006566703289E-2,4.3527350016516679E-4,5.8605754290093218E-4,5.8049804305683357E-2,1.0582666983225957,0,9.8270095422439183E-2,3.5809587661579927E-2,7.6166565335137647E-3,1.595055437959242E-3]
[null,1225,1.0023769918601901,0.98524181340198436,1.0140695015217303,0.98998268027229763,1.0060877356116593,1.012912488445995,0.97678413568973066,null,1.3073152125366028,0,5.9336892539873847E-4,5.6932737641229032E-2,7.793199469497334E-3,1.6256877022225044E-2,4.5760879879677127E-4,5.916403167111541E-4,5.9896783987162791E-2,1.0216254593451508,0,9.7970791027305965E-2,3.7091205046728047E-2,7.6820288992829914E-3,1.6102499079097741E-3]
[null,1226,0.98806049396288942,1.006945391054251,1.0069192852869104,0.96976090199261922,0.98842080251355091,1.0025390109503993,0.99108999563453426,null,1.2854486418464037,0,5.99471078805561E-4,5.6288259782680185E-2,7.8357357252496259E-3,1.5890841971543519E-2,4.568304251088016E-4,5.97706623048835E-4,6.0615366097504522E-2,1.0009615594889203,0,9.7466341121289629E-2,3.6826217061436996E-2,7.4824942344235233E-3,1.626760394003595E-3]
[null,1227,0.97415484990401191,0.9687125681189348,1.0006285302144446,0.96650190789532564,0.9971795105482969,1.0053998229112726,0.95870666587148512,null,1.2860434442936166,0,6.2741672093620559E-4,5.7803951562442613E-2,8.0699950683360503E-3,1.5786354404700092E-2,4.6752845100795807E-4,6.2557526596913513E-4,6.080073278028298E-2,0.99777800124856053,0,9.8241068052180136E-2,3.7959087439005605E-2,7.4359570889292233E-3,1.7026096531369825E-3]
[null,1228,1.0153953350260096,1.0449874265573289,1.0037687678735336,1.0027705334037356,1.0109845278007512,1.0083296003674562,0.96807798128680356,null,1.3125407569934193,0,5.8185705431108685E-4,5.4117919202885424E-2,7.5117788307659285E-3,1.627229956561883E-2,4.3656282653328288E-4,5.8015427797566846E-4,5.6644146223614883E-2,1.0351267607255066,0,9.7879136159605779E-2,3.5472366997328239E-2,7.5025005410504792E-3,1.5789886968434342E-3]
[null,1229,1.0186636693502675,0.98631875455495754,1.0031138428514066,1.0197577758049616,1.0103865369914327,1.0094620011473883,0.97698902340232574,null,1.3345858883897674,0,5.9502598122461101E-4,5.5233560121513474E-2,7.6625910751977749E-3,1.6532444476086063E-2,4.4503508428823073E-4,5.9328662004890377E-4,5.8804964022283891E-2,1.0526819382141233,0,9.777116338817432E-2,3.6217686678351881E-2,7.6235140880329191E-3,1.6147306028913794E-3]
[null,1230,0.9895660055107447,0.9781674338255858,0.97640019591932603,1.0133345025592728,1.0142527236094765,1.0014701366817838,0.99135165732506514,null,1.3324074027866746,0,6.443743514263383E-4,5.5171893641248373E-2,7.9074583402935425E-3,1.6172092070146894E-2,4.4702034163803244E-4,6.4247570515612955E-4,6.1424858263368173E-2,1.0468652996857561,0,9.8643695802514003E-2,3.6760983039768026E-2,7.2673931708340253E-3,1.7486070773757001E-3]
[null,1231,1.0360661236319095,0.99182181638295208,1.0239294886469092,1.0139349856686914,0.99738793877571275,1.0005064269330344,0.97094945491076234,null,1.3240708157239769,0,5.5405350798276034E-4,5.4763661414291696E-2,7.5220950232386102E-3,1.6657571848986929E-2,4.4604307830554035E-4,5.5241941921589568E-4,5.7050766122459802E-2,1.0460514214789476,0,9.6756700756791492E-2,3.5472687636067188E-2,7.8479988995605477E-3,1.5035035540930655E-3]
[null,1232,1.0109557791303452,1.0049957888471144,1.0200746566107517,0.99159710028124148,0.98159907915247735,1.0044419711636825,1.0476521858153331,null,1.3083537837503116,0,5.7161565326441244E-4,5.5847040132601361E-2,7.6674121764509036E-3,1.6369884671027655E-2,4.5292292445000122E-4,5.6993637340290609E-4,6.2762142218908676E-2,1.0231172602674281,0,9.6582827884246492E-2,3.6255983869256249E-2,7.7488099568740173E-3,1.5511789289277117E-3]
[null,1233,1.023749796839341,0.99577910206435793,0.98173491419476544,0.99545464174706166,1.0240496047173699,1.0280595532453589,0.95773980808463777,null,1.3078586906735783,0,6.278841510491183E-4,5.4639008001055145E-2,7.5903359966466716E-3,1.5930601962681853E-2,4.3142710630956555E-4,6.2608194241483997E-4,5.7579603068951442E-2,1.0282324130889247,0,9.8287530460821795E-2,3.6288752192838322E-2,7.1768323445858652E-3,1.7039886593963448E-3]
[null,1234,0.96418949899261863,0.9807811531484848,1.0014902369873719,1.0060315326127742,1.0121944761779023,0.98332056553226577,0.98889136087957874,null,1.3285467733085758,0,6.1581566292670943E-4,5.6879270766173974E-2,8.1133429701783465E-3,1.6386645981264394E-2,4.7044684742742838E-4,6.1396767373499931E-4,6.2247552534067906E-2,1.0385610322496568,0,9.9231367473220949E-2,3.733275291406931E-2,7.6551919481880771E-3,1.671017613517416E-3]
[null,1235,0.97758940102090941,0.98799873116484893,1.0162121820217744,1.0196386828401072,1.0011863658647471,0.9818255205019516,1.0135776776707228,null,1.3413506523403798,0,5.8646436325346005E-4,5.6630057184296402E-2,7.9824178955973067E-3,1.6747496479388682E-2,4.6972169424055983E-4,5.8470177395477134E-4,6.2646555300249651E-2,1.052165309451478,0,9.8363124843822161E-2,3.6847613646937956E-2,7.9087529518513926E-3,1.5913654818169054E-3]
[null,1236,1.0098844025076801,0.98966449579874105,0.98569616174809205,1.020706605971121,1.0148173631632726,1.020153283148016,0.97066116324191265,null,1.3370404838122967,0,6.2799969767496973E-4,5.530657912816684E-2,7.714494342621326E-3,1.6348112074187546E-2,4.4024946924647797E-4,6.2618318755616601E-4,5.9123618140856357E-2,1.0541935448614066,0,9.8177620755306852E-2,3.6644625943807817E-2,7.38919139151976E-3,1.7042642152955826E-3]
[null,1237,1.0067157493058227,1.0095820977373331,0.99375367727519204,1.0030471660892282,1.0238822843699242,0.99421740003800885,1.0150545488193425,null,1.3180652439426415,0,5.9900668218437053E-4,5.4050086243882058E-2,7.6792946184308488E-3,1.6223577670077784E-2,4.4182497027869127E-4,5.9722883623756085E-4,6.0577176470580738E-2,1.0357116991482316,0,9.8702328510240231E-2,3.5639623897966419E-2,7.4159502430929131E-3,1.6254600158056864E-3]
[null,1238,0.97707218721217848,0.986250848889062,1.0196909334382058,1.0028078892795174,0.99843477552425641,1.0026127167846721,1.0167366271338529,null,1.3268985810650944,0,5.9529941137079754E-4,5.8093349596222248E-2,7.9931833699356629E-3,1.6560203877952262E-2,4.7198650891522878E-4,5.9354736311833926E-4,6.3602916515933125E-2,1.0346956359243924,0,9.8247360842040235E-2,3.7722759938417609E-2,7.8974962799651244E-3,1.6154402595724533E-3]
[null,1239,1.0326926464274502,0.98461754787803368,0.99885274884387032,0.99151343917087498,0.95802273230260682,1.0042747600129245,1.0072556080045656,null,1.3008303330060393,0,5.8951838734462494E-4,5.4021584839408152E-2,7.5626976461938252E-3,1.6057490866955813E-2,4.3735711434013733E-4,5.8778622486969803E-4,5.969891462737846E-2,1.0236513293801159,0,9.4902748291778929E-2,3.5512726432136481E-2,7.3874556297890658E-3,1.5997603404183647E-3]
[null,1240,0.97817876419687322,0.99514498110478833,1.0008289550086513,1.0368556790412491,0.99205860197779849,0.99026531526588923,1.0229604553701828,null,1.3590520286071106,0,6.0858532342021989E-4,5.6100449201943105E-2,7.9507705436005251E-3,1.680777224860943E-2,4.6071404733993469E-4,6.0677183943270334E-4,6.3198329709145781E-2,1.070402246079232,0,9.7888903732073734E-2,3.6836034357065943E-2,7.7571892474358091E-3,1.6514329246527064E-3]
[null,1241,0.99170931214700753,1.0197639304033261,0.99589274051577359,1.0029121123742128,1.0330352220331549,1.0054247183114979,0.9519501282606545,null,1.3181093028414694,0,6.0975264409182791E-4,5.5378419061422164E-2,7.7647943755055487E-3,1.6218673803227179E-2,4.477085235060566E-4,6.0796307713393758E-4,5.7689199768754598E-2,1.0355080613643679,0,9.9519985174238199E-2,3.6468917727829599E-2,7.4606575285905323E-3,1.6546750809840632E-3]
[null,1242,1.021516288058997,0.97765486653140143,0.96767372408798979,1.0041476814519834,1.0015291662605306,1.0178550178611931,0.99825455983758005,null,1.3180553579691876,0,6.4610526957290209E-4,5.3880304634278807E-2,7.6596340384354478E-3,1.5909575943068389E-2,4.2916990550336849E-4,6.4423216864290466E-4,6.0419555325478866E-2,1.0376426427938523,0,9.7235690301209543E-2,3.6091271335748215E-2,7.0359992005738789E-3,1.7533875919686697E-3]
[null,1243,1.0164813540232183,1.0077767405242439,1.0244441393674426,1.000523262191755,0.98244006705436415,0.98129669374118988,0.98448941223940711,null,1.3100962846704274,0,5.4977198797458941E-4,5.4421724648626456E-2,7.618363529636631E-3,1.6479533045849898E-2,4.5198224107940115E-4,5.481187853327139E-4,5.7892313482695738E-2,1.032199924156064,0,9.6495080629481436E-2,3.5240623446851443E-2,7.8065940464175712E-3,1.4917986463666233E-3]
[null,1244,1.0028651959467871,0.99343632680019245,0.97087876237254433,1.0220321860100123,0.98508362498147928,0.99508353463034582,0.99495642961794595,null,1.3355455175685582,0,6.3507438815045743E-4,5.3473337889818284E-2,7.7530540427179651E-3,1.6185529011600631E-2,4.3583016519237265E-4,6.3319113424525572E-4,6.012788533583828E-2,1.0560232018011451,0,9.6894751227476303E-2,3.5748824829252158E-2,7.1816489834057255E-3,1.7233375360142804E-3]
[null,1245,1.0100468937851872,0.9940223257452967,0.95787133582523709,0.95675932071698189,0.99217068570852163,0.97498813047542765,1.0323782638404893,null,1.2649350824895624,0,6.3447505026893876E-4,5.1355721624245551E-2,7.6929619177448019E-3,1.5155628690839171E-2,4.2672305969338289E-4,6.3255479467670445E-4,6.1284990891566513E-2,0.98896317768349518,0,9.7047690573236534E-2,3.4607237606576462E-2,6.6812650682791215E-3,1.7216056294779656E-3]
[null,1246,0.99373271841434563,0.999143695771748,1.002778178305946,0.99337664322617869,0.9806207380297296,1.0411702904850655,0.99230674932643192,null,1.3140489198483314,0,6.2630691847085068E-4,5.8083497788946441E-2,7.8142625907618706E-3,1.6185451153712994E-2,4.536911502802617E-4,6.2453187390890358E-4,6.1769829776936812E-2,1.025458953241132,0,9.6941180358657328E-2,3.8094025913359766E-2,7.5500330352022233E-3,1.6997698839031322E-3]
[null,1247,0.98117889831692284,0.99086507288830949,1.0027638657001146,1.0054088365417431,1.0166586754536835,1.033374076924803,0.97194051750192179,null,1.3293294927771382,0,6.3168805760506887E-4,5.8578754121556338E-2,7.9406228117957309E-3,1.6376983891447785E-2,4.6102092242803817E-4,6.2988425536442062E-4,6.1312159322000709E-2,1.0378801680443979,0,9.9003701065228725E-2,3.8419165573399694E-2,7.6443835253121022E-3,1.7143373018129768E-3]
[null,1248,0.98172001873177572,1.0205928464728491,0.99086259953893308,1.0155207108302815,0.9970643508241408,0.99499261958301011,1.0017009821105454,null,1.332923063656188,0,6.157527533760612E-4,5.5077798716885472E-2,7.8400083352357375E-3,1.636020372971372E-2,4.4975704969656312E-4,6.1392662913544013E-4,6.0967858006462324E-2,1.0486795111148495,0,9.8028508056999628E-2,3.6380117070253452E-2,7.4702217966829227E-3,1.670905903647765E-3]
[null,1249,0.99808185625071433,1.0033150797358625,1.01191628106523,1.0285224044245032,1.0068125889772019,0.99116833269557614,1.0120460602504731,null,1.3466324652422095,0,5.8150177755087601E-4,5.5429114042398787E-2,7.7695040617575574E-3,1.6796996731395897E-2,4.5523811921837531E-4,5.7977057673989354E-4,6.1047592268196935E-2,1.0614620903374512,0,9.810986050548208E-2,3.6157378812791477E-2,7.8284771757607501E-3,1.5779443885667328E-3]
[null,1250,0.97241862681265356,1.0044926296275476,1.0242297123008324,0.98025580663438583,0.98369595470984739,0.99058005086244971,1.0178666657002071,null,1.3007868038711172,0,5.8113751848970279E-4,5.7491022909776132E-2,7.9739207730869337E-3,1.6273496585283244E-2,4.7297614438363223E-4,5.794063746470177E-4,6.2973168774048155E-2,1.0112969035860992,0,9.7660806835266845E-2,3.7232792981128908E-2,7.8364932753562325E-3,1.576953150529112E-3]
[null,1251,1.0259191194627306,1.0081453089545993,0.99834490613668747,1.0065401124094617,1.0188669747660708,1.0098999695887083,1.0289459715901237,null,1.3210884834063741,0,5.91747318107517E-4,5.4143582096987462E-2,7.5409402554919404E-3,1.6320021454805503E-2,4.35876133777028E-4,5.9001829117759786E-4,6.0786017683335844E-2,1.0391802978399389,0,9.800405946774543E-2,3.5603681696261782E-2,7.4699005158522644E-3,1.6058352891080078E-3]
[null,1252,0.97330500437047895,0.98897658080243744,1.0035988528176065,1.0303903231130385,0.99783756040073257,1.0293934940257861,1.0201161388155768,null,1.3590703845707535,0,6.3373047780013268E-4,5.8915908267509351E-2,8.011183658140698E-3,1.6777704540992804E-2,4.6550743720530005E-4,6.3191384566104966E-4,6.4810850228167571E-2,1.0636429455504901,0,9.8298464059648816E-2,3.8621166568036498E-2,7.8086097151549927E-3,1.7198611775461393E-3]
[null,1253,1.0100961903756738,1.011412164887437,1.0223193094448528,0.98351383667681203,0.98405985539081664,0.99986739441907313,1.0118318451145774,null,1.2970484554618016,0,5.6540135067109523E-4,5.5614451588574948E-2,7.6549714031312064E-3,1.6248426193839954E-2,4.5319755561743977E-4,5.6373272756295601E-4,6.0324154636102967E-2,1.014712730886979,0,9.6725262131398773E-2,3.6057648132597264E-2,7.724986906686453E-3,1.5342946499826693E-3]
[null,1254,0.98193650798219489,1.0299475945880738,0.97505529480208686,1.0377358330008757,0.984170526949664,1.0326660550168774,1.0080234473836829,null,1.3590513797417518,0,6.5776031155892023E-4,5.6094242398840047E-2,7.8058299905701357E-3,1.6486851240436782E-2,4.4067091483282044E-4,6.5588077151862152E-4,6.2190996750597437E-2,1.0721166141468583,0,9.7381664455500797E-2,3.7406010632071052E-2,7.3452875030479408E-3,1.7850912490354647E-3]
[null,1255,0.98208576473626874,0.98746169578923404,1.0125606649983965,0.99301523894999677,1.0026722551897052,1.0050080718807117,1.0244124912071437,null,1.3160416617732684,0,6.0224771682739506E-4,5.7520763939488573E-2,7.9466802595097637E-3,1.6340765338675529E-2,4.6591904974486569E-4,6.0047944335905531E-4,6.3783337587663788E-2,1.0247989512766076,0,9.8314790281834485E-2,3.75075689235694E-2,7.7303462928146873E-3,1.6343070968280447E-3]
[null,1256,0.98864366714488539,1.016568997437636,0.98465665882894349,0.99661397938497309,0.97465599166094841,0.99367923737244446,1.0041411537373079,null,1.3105052992620247,0,6.1950785561992229E-4,5.4383254971853194E-2,7.7958871229561822E-3,1.60033099845498E-2,4.4442592407647731E-4,6.1766816658147359E-4,6.077051319707024E-2,1.0293417916248324,0,9.6760892945303073E-2,3.6055388069631655E-2,7.2705859756122451E-3,1.6810891351783798E-3]
[null,1257,0.98645748283530577,0.99007014145429351,1.0048558547002049,0.98199072325564474,0.99799460947729146,0.99502773209666373,1.009442610390102,null,1.3004295450942729,0,6.0256491256127154E-4,5.6226039882117509E-2,7.9011910729476602E-3,1.6068209747112008E-2,4.5969518504226562E-4,6.0077796226681716E-4,6.2163356194148235E-2,1.0136448145331309,0,9.7967959106193186E-2,3.6830441835003516E-2,7.5345049219826222E-3,1.6351195668882412E-3]
[null,1258,0.9752178762119379,1.0287624567609497,0.98927140650512213,1.0286478864490076,1.0031513986414591,1.016032443372606,0.99322143499638449,null,1.3497227784830306,0,6.3303286205729551E-4,5.6355186756228887E-2,7.8667555653905829E-3,1.6534621894125436E-2,4.5056624347044211E-4,6.3119436686603025E-4,6.1240586622962313E-2,1.0622845194905,0,9.8489465341189464E-2,3.7259358038938102E-2,7.5256540319732163E-3,1.7179029934422181E-3]
[null,1259,1.0270999102901901,1.007535768787778,1.0337780166687554,1.0136448600731722,1.0433190555010812,0.99606976891614529,1.015030486734475,null,1.3291916480229953,0,5.4169459780031024E-4,5.5154944069506349E-2,7.5425570456785791E-3,1.6837960862351505E-2,4.5163549655332719E-4,5.4008984344314183E-4,5.9532406584829174E-2,1.0454635083713872,0,9.9199107986905899E-2,3.5522296608916266E-2,8.0188892379417127E-3,1.4699465132831911E-3]
[null,1260,1.0288407611358057,1.0048240520588587,0.98587379718967716,0.98375181123192612,1.0059034715006785,1.0256500202795154,0.96378107986522221,null,1.2934190690337932,0,6.1576672625212876E-4,5.4259232984808989E-2,7.5264917536360682E-3,1.5798800498177563E-2,4.2959787615683067E-4,6.1399514594941422E-4,5.7313187015023102E-2,1.0160210762253066,0,9.7294579943642198E-2,3.5946844798738088E-2,7.1599371347783993E-3,1.6710923838288406E-3]
[null,1261,0.97091543109842404,1.0136074176349985,1.0131095190054809,0.95559357146354496,0.99094999915275472,1.0244359223905783,1.0059818666006484,null,1.2777430344440475,0,6.1379478965109795E-4,5.8724104794814297E-2,7.95465764578367E-3,1.5801897991827036E-2,4.6664232492861691E-4,6.1202678982883471E-4,6.3087187166804878E-2,0.98616410713816516,0,9.8038663088577185E-2,3.8279867995900427E-2,7.5619391297293897E-3,1.6657351673370437E-3]
[null,1262,1.0333068747350542,1.0176473065873095,1.007452998012871,0.99964934814517892,0.99974831474930048,1.0195693995464488,0.99612416646803748,null,1.3106309058003005,0,5.7985590156615864E-4,5.4536968810354559E-2,7.4611330696952114E-3,1.6282408430181382E-2,4.3522325331304642E-4,5.7817768846357882E-4,5.8424868159236101E-2,1.0317958569477197,0,9.6916518661679801E-2,3.5669194247466486E-2,7.5368033619818203E-3,1.5736090717740838E-3]
[null,1263,0.9967115549282034,1.0097084445832338,1.0225501113028421,0.98924064726088945,1.0105501639298395,0.97208515563614428,0.99521254728826269,null,1.3025289543955338,0,5.571809078678331E-4,5.483939303432165E-2,7.7630586099468836E-3,1.6341728203857403E-2,4.5970197198995252E-4,5.5548954912071347E-4,5.9340598307323383E-2,1.0206145627745367,0,9.8336829552189642E-2,3.5550347106843287E-2,7.7725667576449397E-3,1.5118594356259283E-3]
[null,1264,0.98661774449765405,0.97437324788678048,0.95407691617397494,1.0266119818224648,0.99424183272017663,1.0015422380948356,1.003713283862314,null,1.3456964247432397,0,6.7785942954289317E-4,5.4244296773272922E-2,7.9378466661971132E-3,1.6088321518343079E-2,4.3858896876434078E-4,6.7586226342035709E-4,6.2486816849670557E-2,1.0612881192327095,0,9.7725957695474874E-2,3.6639234928976229E-2,7.0097649928576545E-3,1.839474283094954E-3]
[null,1265,0.9673868937856428,0.99827729689464773,0.98350970231262647,1.0297062592724782,1.0314414071165054,0.99886572102427951,0.99224533365138068,null,1.3534796947718826,0,6.4258744562533656E-4,5.6214797786166608E-2,8.0249748022158691E-3,1.6513106832497799E-2,4.5695389401284776E-4,6.4068912771423562E-4,6.213228522415927E-2,1.063556503933448,0,0.10005710213413235,3.7295414013690409E-2,7.486709866947449E-3,1.7437446025239606E-3]
[null,1266,0.9965586413025721,0.9951673398246913,1.0310474170774782,1.0275229384764717,0.97394458563749553,0.97635036771566075,0.95647034173313916,null,1.340742598452221,0,5.5309282080673588E-4,5.5850568662658154E-2,7.8115376575527687E-3,1.6942243250934488E-2,4.6648219194516608E-4,5.514212062457327E-4,5.76195854199298E-2,1.059858041538893,0,9.6579037319786246E-2,3.6027262398074342E-2,8.0887248795574219E-3,1.5007867474490985E-3]
[null,1267,1.0009657843641191,0.99771833218021755,1.0151912663194618,1.0211251100479966,0.99681724927481608,1.0050060367084486,0.97504688518915661,null,1.3378925465974003,0,5.8524070879498635E-4,5.6341979136468691E-2,7.7652785174466849E-3,1.6698351476104177E-2,4.5647959531624192E-4,5.8352236651708594E-4,5.9237906980628238E-2,1.0537296969066727,0,9.7558394427091993E-2,3.6682146714717104E-2,7.8358756616679296E-3,1.588155523563083E-3]
[null,1268,1.0378644447640466,1.0046712922219165,1.0255962206357108,1.0372732218195466,0.98043847789076821,1.0045633620398449,1.0164805712771685,null,1.3498207404852034,0,5.5057019199025985E-4,5.4694240340910173E-2,7.4708923891163796E-3,1.7031612086925794E-2,4.4373961341829149E-4,5.4895293447292733E-4,5.9335106289947162E-2,1.0700787085647052,0,9.5896987646699947E-2,3.5393320000695845E-2,7.9836818849518647E-3,1.4940689253490934E-3]
[null,1269,0.99349804517558593,1.0102332614105836,0.95534985670520123,1.0060933436025918,1.0231992015155009,1.0324714258815413,0.97818594644143186,null,1.3237849845855996,0,6.8220256462039419E-4,5.4807756837474172E-2,7.7700437276634216E-3,1.581067023717082E-2,4.2988109490033809E-4,6.8025281374103875E-4,6.024122828450082E-2,1.040036558612069,0,9.8953985717666823E-2,3.6990802525374782E-2,6.8945833859342829E-3,1.8514239137233245E-3]
[null,1270,1.0346939594875828,1.0410133248446567,1.0148335284302372,0.99850220338249795,1.0149227604224949,1.0050483033502793,1.0403370250142283,null,1.3095805596536214,0,5.5706233019835703E-4,5.3571344510694723E-2,7.385503340396375E-3,1.6380459947195242E-2,4.3399982293113558E-4,5.5542679206232331E-4,5.9770136839014235E-2,1.0303949121808007,0,9.7626700154783114E-2,3.4885619902977644E-2,7.6218298613617919E-3,1.5116886316008491E-3]
[null,1271,0.96670044480261885,0.99691969453391094,1.0074940952934384,1.0125559755666584,1.0301798945871858,1.0009784596593263,0.9899105957062041,null,1.3372715835171014,0,6.134839433897235E-4,5.7703824170187865E-2,8.0411394880869121E-3,1.6559812523922617E-2,4.6907551911311854E-4,6.1167542767437584E-4,6.216555834993593E-2,1.0451163035519861,0,0.10004154260369719,3.7739518338831525E-2,7.7718386116755406E-3,1.6647788753791095E-3]
[null,1272,0.99412289810518395,0.99618914571133121,1.0181476476291638,0.9719693849694494,1.0066788407183744,1.0349097497083606,0.97515943918178316,null,1.2921136854804292,0,6.0345355150780405E-4,5.8620927651799173E-2,7.8242611701658995E-3,1.6060189589175725E-2,4.6130316614943501E-4,6.0173293063281474E-4,6.0601800074640826E-2,1.0029203198829826,0,9.8209316399532634E-2,3.80997554495172E-2,7.6798140413650807E-3,1.6377186759752493E-3]
[null,1273,1.0408016513013749,1.0006675766170454,1.0254292343965106,0.97876729552530484,1.0152763363726458,0.98712164049795736,1.0207209193160656,null,1.2879235117529391,0,5.4053444940109334E-4,5.366745209902312E-2,7.4616780702617324E-3,1.6208924908162278E-2,4.4311897677789576E-4,5.3891861621650512E-4,5.9019223972875401E-2,1.0097271763370288,0,9.7515021986772477E-2,3.4732250981742943E-2,7.6835214346114419E-3,1.4667588188672367E-3]
[null,1274,1.0305605087487844,1.015495385020208,0.99298705770271423,1.00011999640595,1.0022509318060089,1.0279216258524368,0.99066752027531391,null,1.3117014480499063,0,6.0453166688542921E-4,5.4427676860954136E-2,7.48392886100579E-3,1.6124159222477258E-2,4.3025178765783217E-4,6.0279625378905114E-4,5.8555657037971873E-2,1.032712178151558,0,9.7085534239902224E-2,3.590504194154908E-2,7.3381426688440467E-3,1.6406126910821406E-3]
[null,1275,1.0406450308223003,0.97689207796693245,1.0224802287208012,0.98242765004963106,0.99567542279430343,1.004976049940945,1.0115171882607639,null,1.2940516389357932,0,5.591359768734517E-4,5.5025701024472851E-2,7.5342242280461843E-3,1.6225114320917028E-2,4.4612022520845767E-4,5.5749423247331128E-4,5.978918524521986E-2,1.0135874879427236,0,9.656694283622376E-2,3.5672579239165364E-2,7.6886100953472616E-3,1.5173155228680102E-3]
[null,1276,0.95232819993672324,1.0041453884761005,1.0224403873223586,0.99008066963055197,1.0121422193060834,1.0438470596544576,0.97112941664302221,null,1.3205917095287985,0,6.2772666641317063E-4,6.1775199731023904E-2,8.1428035719933716E-3,1.6420614112268427E-2,4.821366563869168E-4,6.2595216019955559E-4,6.3015227210746858E-2,1.0214843875590938,0,9.95729757450316E-2,4.004913947603695E-2,7.9473645374395444E-3,1.703635434989037E-3]
[null,1277,1.0133006751777203,1.022218270558602,1.0087016595151859,0.97933454759711547,0.98310522589916916,0.98647480678095789,1.0284919946473552,null,1.2897371944072362,0,5.6960718908771258E-4,5.3770178442402082E-2,7.5951157875240941E-3,1.6031070379795603E-2,4.4359268004591517E-4,5.6790333154223868E-4,6.0351522669796369E-2,1.0107916729222397,0,9.6586311187090435E-2,3.5141761115049304E-2,7.4820274216614684E-3,1.5456456591750442E-3]
[null,1278,0.95847090985373085,1.0063081658663287,0.99884152155316386,1.01900124129227,1.0097034785769956,1.016400306647339,1.0127061451564785,null,1.3469193832365811,0,6.3727441862250142E-4,5.839786723728934E-2,8.0776189422073971E-3,1.656636437989719E-2,4.6713016731655889E-4,6.3542427468742319E-4,6.430894689147236E-2,1.0520304335885446,0,9.9261208913898363E-2,3.8389864734898971E-2,7.692383116846566E-3,1.7294154081433108E-3]
[null,1279,0.97590816225847077,1.0242158694507859,0.97179067455482271,0.97351415797547181,0.98502454837992459,0.96079308956249088,1.0051561171103756,null,1.2838069407042114,0,6.2131261231289424E-4,5.245366096968334E-2,7.8707897744581517E-3,1.5539105190621256E-2,4.428608280574336E-4,6.1940441132115253E-4,6.0342002665164145E-2,1.0058643627925312,0,9.7575194200006932E-2,3.5047697648980788E-2,6.9873602146923982E-3,1.6858146210068617E-3]
[null,1280,0.99493900152746229,1.0207412412801131,0.99511685717848997,0.97265903102358897,1.0100535331519296,0.97093363597654814,1.0360934991848731,null,1.285292389762833,0,5.876431572454403E-4,5.3239842183039086E-2,7.7364342417506511E-3,1.5820176825691572E-2,4.4572468874425097E-4,5.8585721275957446E-4,6.146398861957935E-2,1.0042942794653398,0,9.8326249421272008E-2,3.5076807970386828E-2,7.2961620861603594E-3,1.5945102053532801E-3]
[null,1281,0.99555019798214084,0.97167940118354201,1.0081122797919331,1.0118472030697001,0.99898094263847637,0.99178713258217699,1.0258549676060651,null,1.3323303218318996,0,5.9555653795733982E-4,5.6120708527652573E-2,7.8887777666702442E-3,1.6539449249291197E-2,4.604723918761869E-4,5.9378460067685144E-4,6.3130983650581535E-2,1.0443662663248554,0,9.7789847960548543E-2,3.6690726868670101E-2,7.7287750870315012E-3,1.6160859420013833E-3]
[null,1282,1.0240375097102685,1.0045611606219995,0.96858074106512493,0.95972222168328858,0.96573924147878176,1.0194945485138804,1.0065576029631944,null,1.2678773733925848,0,6.3738582788176506E-4,5.3299615972120865E-2,7.5584636740760238E-3,1.52787224930457E-2,4.2389451790224921E-4,6.3554097680806421E-4,5.9945113901841152E-2,0.99170855985218587,0,9.5445930435074558E-2,3.5682568883331343E-2,6.8066154812335281E-3,1.7297330328448521E-3]
[null,1283,1.0044326483094546,1.009721908887891,1.0105930282053786,0.99571780677130706,0.97006570431919292,1.0000503997435324,1.0359325591870689,null,1.3111503062188319,0,5.8312171293732162E-4,5.5363408335873686E-2,7.7004244185193364E-3,1.6304381210049835E-2,4.5059452310414677E-4,5.8140110808413772E-4,6.2158923936013924E-2,1.0276456623434136,0,9.6173524191545304E-2,3.6142680789875328E-2,7.6300449179070471E-3,1.5823821573812526E-3]
[null,1284,1.0034553624214559,1.0165656512071626,1.0282477154522487,1.0155025401112068,0.99954548614552363,1.0086822746920463,1.0285064132821164,null,1.3348094297180351,0,5.6596466232681955E-4,5.6675530386146818E-2,7.6914286622753987E-3,1.680987707443676E-2,4.5803975453141937E-4,5.6430897339799157E-4,6.1836279480968467E-2,1.047541498531513,0,9.7643624677703628E-2,3.6618896190414002E-2,8.0000476477883626E-3,1.5358630011862477E-3]
[null,1285,1.0103457888311433,1.0324232706261673,1.0110399161808998,1.0419072730904009,0.96068270128044075,1.0026367863689194,1.0048521424402741,null,1.3549443573236348,0,5.7552751087068944E-4,5.4716574950347319E-2,7.5876832266353013E-3,1.6917669756860813E-2,4.4419571128760633E-4,5.7383369471092512E-4,5.9309380616053863E-2,1.0753024922425638,0,9.5575636436513664E-2,3.5711005318699009E-2,7.8196267280579834E-3,1.5617861527765155E-3]
[null,1286,0.99422169852519349,0.99323228885921544,1.0139870690327424,1.0177231942228562,1.0364228822111246,0.99307126664107148,0.97565474576511502,null,1.3363526367405316,0,5.8472594441629909E-4,5.6086227872626307E-2,7.8317589592426778E-3,1.6667466030028485E-2,4.5983516396555605E-4,5.8298848061132363E-4,5.9461428382709847E-2,1.0502551043989776,0,9.9641204961214619E-2,3.6541481529528859E-2,7.8231644439206351E-3,1.5867024621230394E-3]
[null,1287,0.98486430793651003,0.99647852536766479,1.0208731998335994,1.0091627948261712,1.02402522769772,0.98711875731100429,0.97864515791169371,null,1.3281695983732851,0,5.7764539338135158E-4,5.656933818579888E-2,7.8975809300453718E-3,1.6628396319430923E-2,4.6688966410144496E-4,5.7591861847772381E-4,5.9930722363784696E-2,1.0412178238060212,0,9.9286112335686821E-2,3.6707753753806555E-2,7.8992471615377934E-3,1.567460627974807E-3]
[null,1288,1.0222171341987292,0.98344420807445043,1.031398958733408,0.95987625932572407,0.9829266390676632,0.97836521412352706,1.0006183127548731,null,1.2691616446830574,0,5.4249207019306717E-4,5.4838540168844305E-2,7.6517299659558495E-3,1.5991993225785157E-2,4.5709768183003818E-4,5.4085587086581243E-4,5.9203140586511376E-2,0.99007285871263684,0,9.6389511325800412E-2,3.5367227062776486E-2,7.719150764837427E-3,1.4720313874068279E-3]
[null,1289,0.97386882724404833,1.0331584281047765,0.97739421483527877,1.0412367883093097,1.026678272990285,0.98475231277647257,1.0311054767253431,null,1.3617672685977329,0,6.2860503000485403E-4,5.3981155185236593E-2,7.8612813183567935E-3,1.6598472963144054E-2,4.4485988563583727E-4,6.2672140407295902E-4,6.2509692340276882E-2,1.075659337906371,0,9.9649348289521766E-2,3.5945960235771263E-2,7.4133150361179291E-3,1.7057290632312666E-3]
[null,1290,0.97195862165640512,0.97801914408561508,1.0323783257569883,0.97951621793246468,0.99218404916933367,1.0089003599203938,1.0211332503594901,null,1.3057774314503194,0,5.8845119106624457E-4,5.96656974013106E-2,8.0654660139371139E-3,1.638683243508339E-2,4.8227965178657291E-4,5.86730091529865E-4,6.4720380425955515E-2,1.0103030209600092,0,9.8092835933677014E-2,3.8458586344064752E-2,8.0071674904086277E-3,1.5968858936216013E-3]
[null,1291,1.0105458327255961,0.98107492441033539,0.96769945748518715,1.0004171649947828,0.97195220464770116,1.0094864136448674,1.0192685748238215,null,1.3147312096970907,0,6.4681102305837776E-4,5.394206265433512E-2,7.7319851111027254E-3,1.5863877935556932E-2,4.33235151176556E-4,6.4492033120603092E-4,6.198503531071288E-2,1.0337868977812597,0,9.6068416947719365E-2,3.6132072475702416E-2,7.0342564777637175E-3,1.7552605436127714E-3]
[null,1292,1.0061676598189782,1.0218536137805407,0.9931530649350524,0.96865981918105915,1.0146654268517712,0.96556994601833857,0.99166568051459136,null,1.2757158341748047,0,5.7997897985370131E-4,5.2233626428121717E-2,7.6462902270476264E-3,1.5693502772699573E-2,4.3965959886807591E-4,5.7820653662971945E-4,5.7975975829532816E-2,1.0002219485361727,0,9.8269202938008143E-2,3.4454244728194937E-2,7.2094679724093742E-3,1.5736875869725231E-3]
[null,1293,1.0061885917062885,1.0176836311929565,1.0012337879538036,0.97367838634983817,1.0252874268239336,0.9982288023667516,1.0221164254871495,null,1.2881423159198642,0,5.9058650071235064E-4,5.450920832960636E-2,7.6606046455399302E-3,1.5903258318282262E-2,4.4408071152990299E-4,5.8884068966387211E-4,6.0900401547201548E-2,1.0051691862232259,0,9.8791578789606954E-2,3.5782608302581662E-2,7.3805046173526512E-3,1.6026302459838803E-3]
[null,1294,1.001478997803958,0.96616602164697374,1.031212344157453,1.0263253240396339,1.0022652585709049,1.0302302215048822,1.0141346135885714,null,1.3526781701429051,0,5.8745700671386579E-4,5.9359525596223747E-2,7.8657032807562567E-3,1.7025937355318377E-2,4.6979335656485981E-4,5.8577438836407696E-4,6.3459439288671621E-2,1.0586178573468292,0,9.78273328807754E-2,3.8287106277571412E-2,8.1728725938916107E-3,1.5942847846517907E-3]
[null,1295,0.98756668395507952,0.98073784699314304,1.0266480384312799,0.98620077897317726,1.0132734644140233,0.97951224364768785,1.0334002771265309,null,1.3069868184855036,0,5.6840323094938113E-4,5.664090168236597E-2,7.9277436656342952E-3,1.6407221345745071E-2,4.7136563424376228E-4,5.6669088903525103E-4,6.3414074869496351E-2,1.0173609437111106,0,9.8703580983560968E-2,3.6630588623330601E-2,7.8897645215771032E-3,1.5423457903525892E-3]
[null,1296,0.96053771124228848,1.003424291658978,1.0151524201784059,0.9676285784476768,1.0229876116965795,1.0115940973406343,1.0051726491317869,null,1.2933256413215086,0,6.125215447847248E-4,5.8962563319708679E-2,8.0736636281611672E-3,1.6029264031962948E-2,4.7458954544414805E-4,6.1073481490213127E-4,6.3654485360109619E-2,0.99852611967401472,0,9.9866854804741029E-2,3.8389186444630817E-2,7.6884824051306651E-3,1.6622188374859769E-3]
[null,1297,0.97713999219366743,0.97422883203289456,0.98199047822333663,1.0131367455739202,1.0118559988809233,1.0256471675579326,0.97916424244833655,null,1.3374700242140876,0,6.6170971813526752E-4,5.7626683995797894E-2,8.0223638423653019E-3,1.6250864242639156E-2,4.5610147341988076E-4,6.5980595310002465E-4,6.232734907259159E-2,1.0464888961827761,0,9.8852384550576752E-2,3.8267134193037303E-2,7.3843761265533353E-3,1.7957742993642831E-3]
[null,1298,0.9701878722661702,0.96826467522315218,1.0283475427104425,0.96114659009538117,1.0150753967047703,0.99406668937590204,0.96168366443055242,null,1.2826835788239395,0,5.8811043229170426E-4,5.8908387784715688E-2,8.1116115708076489E-3,1.6039876328722058E-2,4.8311020045247138E-4,5.8636466167097476E-4,6.0933920347540797E-2,0.99146785077773014,0,9.9242429309463961E-2,3.8059369842025591E-2,7.8428771190907215E-3,1.5958913140096227E-3]
[null,1299,1.0069481775502862,0.98365793000982349,1.0133515079930024,0.98585134119458429,1.0105834746616422,0.98945921943887361,1.033365664177154,null,1.3029409180209557,0,5.7823238629974797E-4,5.5356480988799923E-2,7.7626387974844219E-3,1.6225672206561327E-2,4.5548793939860521E-4,5.7650794533408247E-4,6.2392446806588557E-2,1.0173828506189948,0,9.8075230956891496E-2,3.6079514634313012E-2,7.6432549314820299E-3,1.5690645814062686E-3]
[null,1300,0.9750997170001674,1.0047956463843326,1.0263058639899112,1.0139760578912873,1.0059805749281436,0.98536241523560741,1.0010369195308806,null,1.3351560560337139,0,5.7393093586983448E-4,5.713377911904613E-2,7.9515603764545167E-3,1.6775897313299107E-2,4.7262149429657795E-4,5.7221220665146461E-4,6.159042272714705E-2,1.0460238695664181,0,9.8671305367500434E-2,3.6956700525198866E-2,8.0242452767686004E-3,1.5573729968020595E-3]
[null,1301,0.96006919436660043,1.0413747206053896,1.0078531360540781,1.0208210545580103,0.99802656640372234,0.97350986628733194,1.0094400636046674,null,1.3400985912169334,0,5.8993700473930716E-4,5.5544573011163924E-2,7.9567034754116188E-3,1.6652886105960611E-2,4.6431682268219851E-4,5.8814883352317055E-4,6.1487851617456298E-2,1.0536363334595054,0,9.8663489933155213E-2,3.6319618092877599E-2,7.7738596282983718E-3,1.6007472416392065E-3]
[null,1302,0.9962097848977205,0.97598353747161692,1.0116935778123046,1.0053009078161153,1.0066438338026134,1.0164878369063293,1.0105520567006199,null,1.3277855452909975,0,6.0439393933098002E-4,5.7576775168495055E-2,7.8705218970285557E-3,1.6488948752260112E-2,4.6105450114855844E-4,6.026394055563992E-4,6.2776859468996651E-2,1.037503482252033,0,9.8148115841163563E-2,3.7563261241315211E-2,7.7580949004333001E-3,1.6401858018978675E-3]
[null,1303,1.0022884404595889,0.98304162529695016,1.0088001405675719,0.96216822641390765,1.0389404261946877,0.99093456268295999,1.0248954376073747,null,1.2797637654118008,0,5.8746217029973706E-4,5.5472906212034753E-2,7.7995591514910681E-3,1.5855584156210335E-2,4.5557807149830944E-4,5.85712812090484E-4,6.2231489749450947E-2,0.99307115800757961,0,9.9556466828421494E-2,3.6252479728043484E-2,7.4761756709455958E-3,1.5941171943336832E-3]
[null,1304,0.99307149313965548,0.96359566108253503,1.0030971759750007,1.0154170756515444,1.0233441502746163,0.97432024127692718,0.9987159613380433,null,1.3341498710571289,0,5.9465076854620146E-4,5.5190115523436792E-2,7.9336804586553223E-3,1.6522847729007098E-2,4.6077195917082237E-4,5.9284980850151671E-4,6.1342303383347466E-2,1.0482015952706361,0,9.9025009439382888E-2,3.6189556846344395E-2,7.6722496613380571E-3,1.6135417458542798E-3]
[null,1305,0.97334224894040233,1.0004329140432482,1.0065945000085641,0.96138737263416396,0.99240188733490309,0.96768023688633975,0.97172671341268257,null,1.2745357067686465,0,5.8930056389643027E-4,5.527316312795847E-2,7.974812017390729E-3,1.5760909605547425E-2,4.6478750107606121E-4,5.8750356089057115E-4,5.9477089046000374E-2,0.99232785508811194,0,9.8037897669640051E-2,3.6169040960728108E-2,7.4529577329515723E-3,1.5989910222473367E-3]
[null,1306,0.98028338129039705,0.99259302153699869,0.9840893701246185,0.99230294123338325,1.0218976546798517,1.0024252666138265,1.0289902541886267,null,1.3143514830528784,0,6.3708416227910693E-4,5.5831755190858194E-2,7.9376541481816238E-3,1.6012492229054622E-2,4.5224753877431652E-4,6.3520878511941095E-4,6.3895614754630459E-2,1.0249062014157402,0,9.9259163562356936E-2,3.7028362553579705E-2,7.3010381202868978E-3,1.7288289165752989E-3]
[null,1307,0.96098082887215752,0.99759786358066349,1.0039831495258587,1.0203541984609092,1.0091180014279553,1.023346310793309,1.0014573120356891,null,1.3489863485481983,0,6.3536872554150847E-4,5.9135807798439743E-2,8.0859006380373105E-3,1.6640794760252573E-2,4.7003018286496723E-4,6.3353663461424318E-4,6.3950849802776003E-2,1.0532713092097146,0,9.9171192718825255E-2,3.8756490653237552E-2,7.7815270008509477E-3,1.7242778741244982E-3]
[null,1308,1.0052352179312498,0.99929454347711988,0.99013239050151947,0.96536587240734639,1.0115755140682952,0.98951656420100664,1.0316299321734415,null,1.279081764420791,0,6.0401811652534049E-4,5.3908128314938436E-2,7.721293487350918E-3,1.5663709374489174E-2,4.4262003078546013E-4,6.022168801261481E-4,6.1845910837073748E-2,0.99690819786894269,0,9.8139210098318733E-2,3.5623097045453508E-2,7.1923627728733112E-3,1.6390358269621954E-3]
[null,1309,1.0112621054563569,0.97282658040232806,0.98318838474392245,1.0131483714722087,0.9771919039348419,1.0412358316482824,0.9895454082498224,null,1.3318769168578193,0,6.4786677804513492E-4,5.6628410219272084E-2,7.7564330088731532E-3,1.6218444185161149E-2,4.4151877927276905E-4,6.4603074529439133E-4,6.1381735597238196E-2,1.0464641489662636,0,9.632141320172613E-2,3.7577093669463719E-2,7.3312725385849863E-3,1.7582827247133823E-3]
[null,1310,0.98764680433669438,0.99447151678079293,0.98534040945823365,1.0060020141809021,0.97443434722304478,0.98495597212441888,1.0283056359802201,null,1.3226403621080267,0,6.1923976228584995E-4,5.4470817816701898E-2,7.8728295004649139E-3,1.616913341741898E-2,4.4912338513657422E-4,6.1738458321666627E-4,6.275759072522924E-2,1.039017337951305,0,9.6776223002147083E-2,3.6098593111920325E-2,7.3502510620282215E-3,1.6803173147426056E-3]
[null,1311,1.0017731195886705,0.97597788261904139,1.0204251276047791,0.98746158183647981,1.0329788822364436,0.98939757462305278,0.99006769428273256,null,1.3050707792660297,0,5.7449451910301702E-4,5.6185163430741335E-2,7.8289970092741412E-3,1.6318947463570099E-2,4.6262906616064087E-4,5.727811186923852E-4,6.0345797849997329E-2,1.0188401921772596,0,9.9293934597540157E-2,3.6468017181367211E-2,7.7698925026931705E-3,1.558921387835641E-3]
[null,1312,1.0225505404927997,0.98242458245956144,0.97909086137632317,1.0038264692294567,1.0093564391103798,0.98485027500003441,1.0056674387711726,null,1.3146735819994915,0,6.0878032493388325E-4,5.2547830291896434E-2,7.6397533583131214E-3,1.6034592304497001E-2,4.3307080366057177E-4,6.0695628553007492E-4,5.9661564109760971E-2,1.0369604585058778,0,9.7602277778505428E-2,3.4955632106623252E-2,7.188291853631578E-3,1.6519349261271126E-3]
[null,1313,1.0201197121568182,1.0151171030897592,0.97517585920615657,0.98726122606289379,0.99721409562455787,1.021956636705925,1.0081547781905746,null,1.2991293466382401,0,6.3006289906718087E-4,5.3750185643690725E-2,7.5574033075970519E-3,1.5756951467356565E-2,4.2669864356916632E-4,6.2824363702988469E-4,6.0015039623275833E-2,1.0199661231691219,0,9.7068388996965668E-2,3.5840275179354675E-2,7.0402277898083199E-3,1.7098720795360588E-3]
[null,1314,0.95643707645339604,1.0087547381511437,0.98979847600473436,0.97452214173150831,1.0405790529484815,0.99823173459019587,0.99842536623314815,null,1.2980426980872919,0,6.3845908442034958E-4,5.6925944985552146E-2,8.0846261781109055E-3,1.5837754894065605E-2,4.6329153597372092E-4,6.3657176453053225E-4,6.2868149634057527E-2,1.0063734219793068,0,0.10079949469810182,3.7624829957162563E-2,7.3345330476233799E-3,1.7325384972263287E-3]
[null,1315,1.0292044705619625,1.034101938289903,1.0200806315927116,1.0116568256396354,0.98100736675283362,1.0247831588538148,0.98412075003021593,null,1.3225845733816499,0,5.6633929144357577E-4,5.5335771285884641E-2,7.4459436236124395E-3,1.6578803083912779E-2,4.3984313287822571E-4,5.6470853714559106E-4,5.7618391863079793E-2,1.0438144531216387,0,9.6119404331285851E-2,3.5923941780795998E-2,7.7727014308689307E-3,1.5369504819910593E-3]
[null,1316,0.99769410816846604,1.0027840038643423,1.0250970991393169,0.98517954089872073,0.98368749263918986,1.0035608456247387,0.96772842622247102,null,1.299703120037133,0,5.7319225338178228E-4,5.6855731967979356E-2,7.7774185103308448E-3,1.6286948726723691E-2,4.6171748957295943E-4,5.7150686334634716E-4,5.8792829877266757E-2,1.0163517448251855,0,9.7015462895605059E-2,3.6802748239408024E-2,7.8047496102542505E-3,1.5554532848418882E-3]
[null,1317,1.0066360478178762,1.0326418213903441,1.0070930726181488,0.97591641030173115,1.0220673243215317,1.0072740026576734,1.0167863400906672,null,1.2903286922771784,0,5.8504785623216134E-4,5.4963567566197656E-2,7.6140497333355445E-3,1.5992488482077884E-2,4.4398318449720631E-4,5.8333394791801297E-4,6.0365495344113548E-2,1.0073100995490263,0,9.86314257577737E-2,3.595585246232557E-2,7.4658013958954789E-3,1.5876427102485804E-3]
[null,1318,0.96671364864312015,1.0116705366674004,0.97719257824133809,0.99775045311707222,0.95609000280900835,0.99721810696620961,0.99724013312461568,null,1.3150020252295538,0,6.4695747865679289E-4,5.5525358021177702E-2,7.9862760795057185E-3,1.5943433324441585E-2,4.5184042911091809E-4,6.4504309313851912E-4,6.1985581128838486E-2,1.0307415001151454,0,9.6423075700258917E-2,3.6978753967683263E-2,7.2125261877845348E-3,1.7555946611245436E-3]
[null,1319,0.96934667815984232,0.96752225660237745,0.9673922682883902,0.95596065743322978,0.98105903278054751,1.0181427946155885,1.0034357117335673,null,1.277618761092165,0,6.8431224549637514E-4,5.7017903911731539E-2,8.1055069335254741E-3,1.5300446200222135E-2,4.5402139249813234E-4,6.8232894081112774E-4,6.4369039216937096E-2,0.98785653317480115,0,9.7550332192344352E-2,3.8199521945126901E-2,6.910364982450551E-3,1.8570744472130023E-3]
[null,1320,1.0237467494823158,0.99314982779925143,0.9658610324877881,1.0128441431725865,0.99979621385997008,1.0119306301385136,0.99918308302061187,null,1.3248002225002637,0,6.393130354225828E-4,5.3021093347927588E-2,7.5945896080570402E-3,1.599564825704498E-2,4.2473639447171099E-4,6.3744877475764019E-4,5.9659251633058484E-2,1.0466856635099917,0,9.7097064630559504E-2,3.555504158418786E-2,7.0340723656720861E-3,1.734925429958173E-3]
[null,1321,1.0149485991296292,1.0132900553467079,0.96799552632279728,1.0035463363902288,1.0266553767609075,1.0183092068889712,0.99470240395428089,null,1.3171056567458059,0,6.409004428507112E-4,5.3498441440761733E-2,7.599663857879288E-3,1.5910575876335362E-2,4.2595001556380976E-4,6.3904325976518565E-4,5.9457855487019859E-2,1.0370113155285943,0,9.860822670784565E-2,3.5828453355170306E-2,7.0277665671927983E-3,1.7392650925268699E-3]
[null,1322,1.015261049838496,1.0007080865106326,1.022574074908468,1.030368899822794,0.99437841081942779,0.97689391739196407,1.0238023883982743,null,1.3444859426211373,0,5.5165156983829418E-4,5.4299917635712798E-2,7.6485726272437337E-3,1.6927558549764517E-2,4.5293327584730819E-4,5.4998523884843063E-4,6.0367526859672963E-2,1.0630464856379889,0,9.7099940056162085E-2,3.52001326738135E-2,7.9476631183608738E-3,1.4968785175601682E-3]
[null,1323,1.0234114201473006,0.98039221540211607,0.98203158983973804,1.0114901889162886,1.0269620614979178,0.98623283698748698,1.0026133902349392,null,1.3237484087630949,0,6.0593080778251413E-4,5.2769512603589544E-2,7.6403613208163501E-3,1.61853576945915E-2,4.3440132843327911E-4,6.0411785123929524E-4,5.954107913805113E-2,1.0447868752859171,0,9.8436739224062902E-2,3.5040849692785758E-2,7.2708357877134385E-3,1.6442096436772224E-3]
[null,1324,0.96290860298458425,1.0005811355479592,1.0026191644627118,0.97034070938285866,1.0298704097183873,0.97761619766850416,1.0254813014113584,null,1.2922783356995873,0,6.0675298087056609E-4,5.6232658910205582E-2,8.0597318957575381E-3,1.5929352907046251E-2,4.6786826584491615E-4,6.0492156341844083E-4,6.3761316966342033E-2,1.0016836261035567,0,0.10012196366188113,3.6883632644131616E-2,7.4936186789890495E-3,1.6463970832852083E-3]
[null,1325,0.98563045061752341,1.0042863764039045,0.99573098292144202,0.98735979432867738,1.0285612094838672,0.99866166513587429,0.99405210475904171,null,1.3055935652566348,0,6.1333146927898226E-4,5.567511787600344E-2,7.8605846311922533E-3,1.6041325543373165E-2,4.5315781373495245E-4,6.1151920851699819E-4,6.0902653900987216E-2,1.0194550465544621,0,9.9457485422920433E-2,3.6667842589095875E-2,7.4178094872955295E-3,1.6643536983303596E-3]
[null,1326,1.014471941858277,1.0104222237601672,1.0053657413532509,0.95035994198655738,0.99421467425419374,0.98837056621255748,1.0102742871604522,null,1.2593997403162358,0,5.7667658656067398E-4,5.3892216456285148E-2,7.6208450776645816E-3,1.5580401437456409E-2,4.4361118027961551E-4,5.749548911020947E-4,5.96383640281518E-2,0.98098007755656336,0,9.7091833241460077E-2,3.5291034999196759E-2,7.2982403548858812E-3,1.5648376797509883E-3]
[null,1327,1.0084333634127838,1.0259649624725171,1.0036981044916422,0.96223171657265594,0.95757211915722473,0.99205202687888183,0.98368431852773619,null,1.2688306667311964,0,5.8075278785516275E-4,5.400108453583255E-2,7.619407374456608E-3,1.5685294993062905E-2,4.4278649866161084E-4,5.790253569991395E-4,5.8046839481322998E-2,0.99328190104694825,0,9.54635794407937E-2,3.5397268263051611E-2,7.3183163818266641E-3,1.5759161460940222E-3]
[null,1328,0.97542189313648686,1.0165745888791622,0.9865574241427727,0.96102279867309159,1.0265192894491615,1.0013161449687276,0.9627770934590888,null,1.2766897245786568,0,6.3024541129215645E-4,5.564607871132958E-2,7.902016552154098E-3,1.5547710217335003E-2,4.5134454034818233E-4,6.2838811029451041E-4,5.9287217633623705E-2,0.99252667560285512,0,9.961147306673343E-2,3.6850492815220834E-2,7.1583074519161556E-3,1.7102652881367708E-3]
[null,1329,0.97325476832400593,0.97703578756835352,0.97035053749093791,1.0157059969626125,0.98867915034043174,0.99668396384939573,1.018488091798643,null,1.3376967047916577,0,6.6054744939769271E-4,5.5529556942725204E-2,8.0421733394806707E-3,1.6156613871894602E-2,4.5183879300877028E-4,6.585918028414443E-4,6.404323702971032E-2,1.0495030560349845,0,9.7819563694902162E-2,3.7135411381823996E-2,7.2247395670780729E-3,1.7924697826049529E-3]
[null,1330,0.99121687839293149,0.97440749489365119,0.99384888339163568,0.99548144725596721,0.97975448121965647,0.99768145494443361,1.0308323442528555,null,1.3149905325122051,0,6.1909187875736006E-4,5.5879086331854406E-2,7.9108148607104634E-3,1.6138559492462068E-2,4.551890985369478E-4,6.1726079999397309E-4,6.3793116857242371E-2,1.0278967618668491,0,9.6952643575326861E-2,3.6843537520188999E-2,7.4426735701802688E-3,1.6799804176155632E-3]
[null,1331,1.0010711641595249,1.0113013634642536,1.0151159549727171,1.0483522629255302,0.95663191239517698,1.0086249769146638,1.0022245547319633,null,1.3656280320881375,0,5.842097532445334E-4,5.623054032491584E-2,7.7225588282632497E-3,1.7076265842191705E-2,4.5393425272701712E-4,5.8250059252581705E-4,6.0553166929456517E-2,1.0818285289001364,0,9.5611466070782955E-2,3.6611212347125478E-2,7.9566931616691129E-3,1.5853745915865546E-3]
[null,1332,1.0097838428448087,0.98609769151752247,1.0130976924359572,0.97034287229822391,1.0167221868289333,0.98711257646260597,1.0236775021654281,null,1.2853120041149386,0,5.7497462764139395E-4,5.5002058883780652E-2,7.7331111369774381E-3,1.5992863711862683E-2,4.536404370760372E-4,5.732558257858009E-4,6.1478598253425928E-2,1.0013855921504577,0,9.830281421140491E-2,3.5853866284810403E-2,7.5509644629418527E-3,1.5602133840567679E-3]
[null,1333,0.97063685646379005,0.9804086651688072,1.008427770840165,0.99117651007351359,1.0398026040232651,0.99625517687829013,0.98560776369524572,null,1.3149287081918652,0,6.1100289684178327E-4,5.7631899518657943E-2,8.0624453981647474E-3,1.6271461643829425E-2,4.7075805384829252E-4,6.0919315554603434E-4,6.2052553396820732E-2,1.0230220213074459,0,0.10040416933317761,3.7671698252170711E-2,7.6854880801171775E-3,1.6580229489265514E-3]
[null,1334,1.0224080778851163,0.98896342659539183,1.0188951217432878,0.98652981197293188,1.0020029528051384,1.007631798061831,0.99575866522651313,null,1.3002485308240295,0,5.7206896286857221E-4,5.5693310253740573E-2,7.6301673426214913E-3,1.6249833294828528E-2,4.5019445900967381E-4,5.7039367154101777E-4,5.959006364824225E-2,1.0179228591440828,0,9.7294037894822022E-2,3.6181151961895801E-2,7.6861645724008928E-3,1.5524235437113613E-3]
[null,1335,1.005873740015063,0.98329426731611003,0.99582207425835911,0.97641619481318376,0.97770269801645016,0.99518554977445639,1.004539927779482,null,1.2895009039892122,0,6.0386407249085324E-4,5.4830240471170931E-2,7.7677701468942661E-3,1.5848197249217079E-2,4.4784821697135249E-4,6.0207355343028473E-4,6.0887482304438009E-2,1.0081530543010471,0,9.649128533851957E-2,3.6109441604284732E-2,7.3287291367847753E-3,1.6386457389436877E-3]
[null,1336,1.0261235747361832,0.99231620177982482,1.016250064648577,0.99893206457096073,0.97888651999782483,1.0022427775008997,1.0111748438828314,null,1.3113169308398605,0,5.6930549363365314E-4,5.4982826707770598E-2,7.5916175704967533E-3,1.6385235761393099E-2,4.4674208890541279E-4,5.676293306026678E-4,6.0018946410895488E-2,1.0307970388417889,0,9.608487228308836E-2,3.5775011028311154E-2,7.6914163912977914E-3,1.5448999189419175E-3]
[null,1337,0.97767243717068153,0.98464983366790704,1.0158729452476873,1.0035044042374717,0.97581165541976733,1.0164339937854736,0.98737931066397655,null,1.32618967849418,0,6.0833918627435396E-4,5.8688248938773287E-2,7.9925016482090116E-3,1.6490648711141441E-2,4.701561349422239E-4,6.0657310604154914E-4,6.2207524453271219E-2,1.035526315405698,0,9.7132907766595805E-2,3.8194425541200415E-2,7.8378239367059531E-3,1.6508920378744297E-3]
[null,1338,1.0303158650832658,0.99701453110894456,1.0334202023380084,0.98604865618400683,0.98554873347203675,0.98536368198501134,0.99944790401078298,null,1.2952497235716187,0,5.3684780281489065E-4,5.4600770582761693E-2,7.5505670330692056E-3,1.6380562788499763E-2,4.5195552031639439E-4,5.3524012711619125E-4,5.8447556077282532E-2,1.0170112008864804,0,9.632797059824659E-2,3.5172667740293262E-2,7.851332836216595E-3,1.4567471841497885E-3]
[null,1339,0.99791722343521161,0.98211417046292582,1.0066632561316031,0.97447692564618116,0.95901840595676413,1.0050999924620614,0.98640219421708997,null,1.2889398995073194,0,6.0135884895884438E-4,5.6422300745594428E-2,7.8361520423745439E-3,1.5931742871964961E-2,4.5673757855470271E-4,5.9959334679333335E-4,6.0615690485176774E-2,1.005836690185999,0,9.5795822684241166E-2,3.6919500049854816E-2,7.4951329316468177E-3,1.6318954340778045E-3]
[null,1340,1.0359988342931523,0.96238553517291359,0.99951126573650473,1.0056139732466138,1.0415812951636303,0.98643284027598488,1.0176273315037998,null,1.319325519294567,0,5.8169909146697698E-4,5.3408366066453619E-2,7.6079034615793234E-3,1.6326173167623963E-2,4.4026286191414186E-4,5.7995898956584094E-4,6.0320028885264679E-2,1.0381891765748317,0,9.8869169350011332E-2,3.5095860874321684E-2,7.4918609682986309E-3,1.5784571861686904E-3]
[null,1341,1.020964800375745,0.97544527826895644,1.0231157653188141,1.0059857700834784,1.0216305449443108,1.0151092484537838,0.97368354816666169,null,1.3227914624315134,0,5.752402951029374E-4,5.6720846772571443E-2,7.6841637371293835E-3,1.6582570415770676E-2,4.5528564101597076E-4,5.7356812546254356E-4,5.9007730235496041E-2,1.0378742079605687,0,9.8282700340372994E-2,3.6757884358757008E-2,7.8666817786436326E-3,1.5610633608273005E-3]
[null,1342,0.99639959030351011,1.0270415357989604,0.97940841342666585,1.006752079634744,0.97788160980626038,1.0060713903816174,1.0105452463958013,null,1.3207024622053196,0,6.2657027530364675E-4,5.4138820835007005E-2,7.7022820041771807E-3,1.6081287403033814E-2,4.3675633638322591E-4,6.2473253217682672E-4,6.0723974168458567E-2,1.0399729224940113,0,9.671606161799183E-2,3.600707474395521E-2,7.2248043358669788E-3,1.7003160095614383E-3]
[null,1343,0.98834305439528236,1.0191921259481378,0.99581621555813615,0.9931836304302446,1.0358209058792802,0.98233269510046817,1.0072096799642125,null,1.3092209360458673,0,5.980062710905428E-4,5.4295283946856829E-2,7.7929702864013304E-3,1.6123129020203093E-2,4.4929847059503521E-4,5.9620992109306672E-4,6.0551112435751356E-2,1.0254656627354648,0,9.9739767297902876E-2,3.5757261279583397E-2,7.4255600584366317E-3,1.6226868646676612E-3]
[null,1344,0.95079893331126375,1.040539303581854,1.0433345288632141,1.0190852872598288,1.0141251515972425,0.97902781117908966,0.96298285721894261,null,1.3410726125621817,0,5.565769889155943E-4,5.8322534962003986E-2,8.0459115136806147E-3,1.7035953893972441E-2,4.8632762501259658E-4,5.5489944446635551E-4,5.9457565473028509E-2,1.0507959541295688,0,9.9734940088441984E-2,3.7355960477333368E-2,8.3288885783030387E-3,1.5102533652847131E-3]
[null,1345,0.99884013231062629,1.0382671692384366,1.0073517424014282,1.0222724310017017,0.97672873210924871,1.0197553642054715,1.0164466122810119,null,1.3394430527148091,0,5.9530456209867116E-4,5.5972869247398076E-2,7.6568827260310593E-3,1.6633166829885877E-2,4.4659646254640065E-4,5.935819518345782E-4,6.1022222918391322E-2,1.0551495062407799,0,9.6630447233407704E-2,3.661051658481667E-2,7.7070326831588541E-3,1.6155343986558879E-3]
[null,1346,0.97933746701298185,1.0163232746393762,0.95425606144620623,1.0186114460659332,0.99878246986551211,0.96788447170700098,0.99052402235528114,null,1.3308110739432566,0,6.4867571010474468E-4,5.1931790655745609E-2,7.863195890543604E-3,1.5950219442956239E-2,4.3454456283743625E-4,6.4669806694272114E-4,5.9703445377166924E-2,1.0530116650107675,0,9.8132346045740518E-2,3.5073383019633621E-2,6.9523626267698523E-3,1.7600989542576136E-3]
[null,1347,0.98327135738093252,1.0207652443822104,0.96787129478188261,0.98494896248411024,1.0129165322358296,1.0130854906048621,1.0026598060494976,null,1.3021521545128196,0,6.5639031727027426E-4,5.4770010931167214E-2,7.8214361934225048E-3,1.5681593374431219E-2,4.3832430615369465E-4,6.5447844053347591E-4,6.1460362039029236E-2,1.0177975397482975,0,9.8729830395106674E-2,3.6682814539474154E-2,6.9908802961025952E-3,1.7812745663721831E-3]
[null,1348,0.99491471087259198,1.048829724165294,0.97355165242328789,1.0244217762687533,1.0065575038801307,1.0301426483608247,1.0029580638592412,null,1.3415560314880428,0,6.4490511593506697E-4,5.4747808510495814E-2,7.6478632945587372E-3,1.6270834182222173E-2,4.310916140410986E-4,6.4305779533606171E-4,6.0405148961174805E-2,1.0584084879553211,0,9.8133737358933354E-2,3.6541463921455915E-2,7.2212516754792946E-3,1.7501913349594993E-3]
[null,1349,1.0005152411286462,0.98761974543779329,0.97969266440414993,0.96831861859636925,0.98646926320997474,0.99200201151877743,1.0171964821708219,null,1.2815094517111538,0,6.2460782919839756E-4,5.4013439637793648E-2,7.7917038652264622E-3,1.5569025887067366E-2,4.4195468439164616E-4,6.2274985923313638E-4,6.1723528192493514E-2,1.0002628717468269,0,9.7029483039062128E-2,3.5917517711704296E-2,7.0668650891552529E-3,1.694919827396674E-3]
[null,1350,1.0138677129226026,0.99588094188821574,1.0018709731237141,0.99998282670790206,0.99314666693068454,1.0154842889160482,0.99976739198340459,null,1.3151898115498248,0,6.0063788029848873E-4,5.5546526901041927E-2,7.668881832174651E-3,1.6249842743799581E-2,4.4484511617858512E-4,5.9889252709267209E-4,6.0329248851602374E-2,1.0323054312368394,0,9.7050846210787786E-2,3.644976729104922E-2,7.5161786856803633E-3,1.6299880338777565E-3]
[null,1351,1.0206706001919601,1.0364094448717305,1.0014818256235523,1.006348427763212,1.0222961717723602,1.0312762954144161,1.0045409842070008,null,1.3213061147829175,0,5.9680343591433861E-4,5.5129537654833388E-2,7.4970914987219387E-3,1.6339487312019799E-2,4.3471023937504294E-4,5.9509578105684769E-4,5.9409782138696271E-2,1.0388884256175213,0,9.8297665050492838E-2,3.6184494929803815E-2,7.5069734535451642E-3,1.6196545427652365E-3]
[null,1352,0.98691995690382939,0.99687400774100821,1.019979945261118,1.0201398287484236,1.0025588417502023,0.97171660754175671,1.0094667104721391,null,1.3381012598441122,0,5.6841337193384129E-4,5.5512801983921611E-2,7.8796571639739837E-3,1.6777022222219991E-2,4.6541665836389261E-4,5.6668726189159312E-4,6.1193573433554228E-2,1.0525701023983431,0,9.8194049214888626E-2,3.6040992927160245E-2,7.9270340332645104E-3,1.5423359184632396E-3]
[null,1353,0.99245163680686355,0.9975559299046135,0.9609670363828392,0.99899720239864531,0.99493719198336106,1.008012445077521,0.97074469368886362,null,1.312951083810139,0,6.6240878494350122E-4,5.4127449669438145E-2,7.819007136732432E-3,1.5753065896674745E-2,4.3509732435890379E-4,6.604696679701125E-4,5.9525599388581388E-2,1.0325269451275267,0,9.7619602831623464E-2,3.6405791436153176E-2,6.9428834035753185E-3,1.7975807124471148E-3]
[null,1354,1.0229468171241094,1.0001467069287837,1.0328129974436788,1.0080862975962364,1.0136207696706669,1.0005730009153326,1.000941675618048,null,1.3228447865680839,0,5.4906733904268594E-4,5.5744015834087848E-2,7.5952773703566803E-3,1.6724660885238756E-2,4.543593684831852E-4,5.4744806389969637E-4,5.9311352455191771E-2,1.0397584567547475,0,9.7858999935867025E-2,3.5921750400427659E-2,7.9875596750974987E-3,1.4899731637292104E-3]
[null,1355,0.99656710146763716,0.9971024253824019,1.0391063201542365,1.019693637045981,0.97238287718817851,0.98209394295634334,0.97748025274560824,null,1.3348156662763262,0,5.4664531440907268E-4,5.6557447256611666E-2,7.8074017105187223E-3,1.6943113079189286E-2,4.6995450194847125E-4,5.4500284830502415E-4,5.9003253328314638E-2,1.0515463039689497,0,9.6512314566231869E-2,3.6313649941445481E-2,8.1805522962729773E-3,1.4833180929456167E-3]
[null,1356,0.99751788167473487,1.0184053780280429,1.000516979452498,0.99731848401861078,0.99635792249194244,0.99900992171790359,0.99377218391949129,null,1.3114791698540393,0,5.9690414364083142E-4,5.497326065190921E-2,7.7248266889701454E-3,1.6195814304297052E-2,4.4748124577531786E-4,5.9514103688071342E-4,5.9726470702308777E-2,1.0295951142126218,0,9.7605347610616428E-2,3.6102602734580776E-2,7.4902370955198571E-3,1.6197777141992208E-3]
[null,1357,0.99364934323553011,1.0025544701958624,1.0054700149011593,0.99372193829266919,1.0114129296239609,1.0073020751722883,1.033224894820983,null,1.3141456610670941,0,6.0178739180019353E-4,5.6259778045388911E-2,7.8049373442947139E-3,1.6260835567168192E-2,4.5437471399980113E-4,6.0002449384435115E-4,6.3133909576144578E-2,1.0257361088035915,0,9.8435955973377842E-2,3.6839146857632704E-2,7.589308209226946E-3,1.6330688742230877E-3]
[null,1358,1.0280133634729169,0.99011934813892921,0.98128653993412285,0.98616301775553261,1.0007759916783217,0.96037853649108551,1.0256901171325685,null,1.2924871033930625,0,5.8599201107694407E-4,5.0914063446304253E-2,7.5760025097475455E-3,1.5805987528951307E-2,4.304163731914635E-4,5.8419151131551246E-4,5.9526466246816581E-2,1.0186482452128709,0,9.706089868387191E-2,3.3823958146164547E-2,7.1128890297823171E-3,1.5899767151208765E-3]
[null,1359,0.97948861060503967,0.98155045916195005,1.00329855255666,1.03337652860791,0.98247053160238262,0.99328929858562254,1.0139602675846551,null,1.3556912200851938,0,6.098577134114084E-4,5.6639211345973169E-2,7.9845690050153739E-3,1.6780744974856768E-2,4.6382117307542628E-4,6.0804597044937904E-4,6.3121452106908268E-2,1.0667347264058606,0,9.7393943827447038E-2,3.713533200078678E-2,7.7843302989696215E-3,1.6549006892629212E-3]
[null,1360,1.0036366239364294,0.98979388990634654,1.0132694548569507,0.99274934855631114,0.99014897384879641,1.0153885468913693,0.99771716622886653,null,1.3104151506728805,0,5.9396546457262907E-4,5.6852932569779829E-2,7.7688833514338133E-3,1.6291458427893302E-2,4.5581702974355567E-4,5.9223933754781678E-4,6.1027581789538286E-2,1.0245038764961933,0,9.7167719814904796E-2,3.7056640307965058E-2,7.6800867672934571E-3,1.6118802451600043E-3]
[null,1361,1.0173141760553548,1.0127388474213992,1.0212999047420916,0.97997371256411436,1.0063672728478081,0.98816231204755411,1.0390341940913383,null,1.2930978100457204,0,5.5570466889714001E-4,5.4490929598669371E-2,7.5964284698549741E-3,1.620937971713585E-2,4.4927654641407889E-4,5.5404523644922584E-4,6.1098867038130333E-2,1.0110893953960594,0,9.7629300615798276E-2,3.535025914043529E-2,7.6777044630196275E-3,1.5079284926516837E-3]
[null,1362,1.0152562092274775,0.98392152928020127,1.0326993530206843,0.99414167163838951,0.97434075598739245,1.0072743829881796,0.98051260774502713,null,1.3084847779895397,0,5.60720206235305E-4,5.6908696732650262E-2,7.7030154849030957E-3,1.6497612114878813E-2,4.6075270791971583E-4,5.590775668336325E-4,5.925582577828737E-2,1.02537897020859,0,9.614182688797393E-2,3.6674691222240957E-2,7.9434046544469214E-3,1.5216248370507723E-3]
[null,1363,1.0027414020188365,1.0094449235292839,1.0103029942312338,1.0005598019011264,1.0142129610577972,0.9939552273985951,1.032799426982697,null,1.3177822835318045,0,5.8095886416254872E-4,5.510878621912265E-2,7.7141878140382604E-3,1.6395968100129464E-2,4.5126907298236583E-4,5.7923412915398371E-4,6.1893279456079683E-2,1.032651464360582,0,9.8350677037560175E-2,3.5982608081124169E-2,7.6592837701167918E-3,1.5764843550777859E-3]
[null,1364,0.99565130891321252,0.98612207243933558,0.99943925402412592,1.0292542045500934,1.0252198613066204,0.95767784333417783,0.96272072605644698,null,1.3420573807389635,0,5.8201547307546939E-4,5.3420976208575825E-2,7.8394097489051344E-3,1.6625436546665175E-2,4.5362708624443142E-4,5.8022214846197408E-4,5.7750784995024493E-2,1.0625974014148543,0,9.9046966698068561E-2,3.5105650393463986E-2,7.639747553841651E-3,1.5791734179336585E-3]
[null,1365,0.98366098930137691,1.0083661637020196,0.9700672429214191,0.98659141628263669,1.0112952002985551,0.96393999960621757,0.9584352209603757,null,1.2959471176646835,0,6.2452313685271057E-4,5.2450832639232524E-2,7.8571949481596893E-3,1.5677893597752787E-2,4.413182418097652E-4,6.2261133733081857E-4,5.7656961430164036E-2,1.019428272057302,0,9.8643874668654874E-2,3.5082560883158594E-2,7.0155781815286287E-3,1.6945428164422971E-3]
[null,1366,0.96039092945841997,0.97243513818048644,1.0059203453881445,1.0461524754035532,1.0193026477617095,0.99397636001150136,0.97248611005219376,null,1.3731295706917279,0,6.2135157488168405E-4,5.8165552411125754E-2,8.1744707564646094E-3,1.7010077367865212E-2,4.7610237628122981E-4,6.1950696230140179E-4,6.2077950911765781E-2,1.0798418276191095,0,9.968195851898265E-2,3.8076909174177449E-2,7.9404724375661592E-3,1.6860937309691785E-3]
[null,1367,1.00212857324755,1.0046819893118266,0.97052859184185647,0.98647946668345932,0.99621633961660749,1.0190693973609801,1.0135609775638963,null,1.3020766157382289,0,6.4840520718143434E-4,5.4541759323672702E-2,7.7238121454643923E-3,1.5719305498088049E-2,4.3403105421329789E-4,6.4652767861998696E-4,6.1666720762849077E-2,1.0192986455052506,0,9.7450985882520769E-2,3.6470870189782977E-2,7.0127276915345213E-3,1.7596352134116268E-3]
[null,1368,1.0084624365267099,1.0250727200563243,0.972399827888077,0.98809315093871186,1.0001851126897896,0.98078901015069753,1.0131877312554878,null,1.2967434390133186,0,6.1279258451641479E-4,5.1833116602366523E-2,7.6143108529222398E-3,1.5734139342053356E-2,4.2869620052148847E-4,6.1094892071559095E-4,5.9441895295923711E-2,1.0209094025470367,0,9.7489753296050363E-2,3.4620255125508675E-2,7.0109118518048149E-3,1.6628015629302517E-3]
[null,1369,1.0185529655222134,1.0201349385772831,1.0111798107340919,1.0186529286968191,1.0369314981270135,1.0365440648601973,1.0073503538114006,null,1.3379382898296712,0,5.9285770014068677E-4,5.6393444104439465E-2,7.5627126393147505E-3,1.6651980701968386E-2,4.4279577129569165E-4,5.9116995636880024E-4,6.0373222741000612E-2,1.0512986048938517,0,9.9067060310912294E-2,3.6802387711049406E-2,7.7387989574973512E-3,1.6089697421121322E-3]
[null,1370,0.96034690201608497,0.98893257305801441,0.99802595406795103,0.98831493275662485,1.0400100274237338,1.0020850795054692,0.98708021068661411,null,1.313544508043075,0,6.3252449662886583E-4,5.781753329251859E-2,8.1179932319140179E-3,1.6122400586431922E-2,4.6907998052288881E-4,6.3066190960825268E-4,6.2693090152579983E-2,1.0203735099543536,0,0.10067589150446246,3.8026813094372669E-2,7.533605012628509E-3,1.7164538203110354E-3]
[null,1371,1.0222895540243389,1.0147143122204798,1.0020263705839985,1.0035408233786463,0.9902890964107568,0.99178544813647451,1.0092534361099603,null,1.3135415028156321,0,5.7725809516887927E-4,5.340572882489248E-2,7.5489579248083742E-3,1.628021810034231E-2,4.3795707898290485E-4,5.7554059764961278E-4,5.908729843614291E-2,1.0359738008575137,0,9.6711395605594469E-2,3.5041738718386485E-2,7.4896929865924779E-3,1.5664317798952207E-3]
[null,1372,1.0374085497199625,0.99372020369357328,0.98598511277163858,1.0075832955973416,0.96963027397107537,0.97310414669634848,0.99466479564461086,null,1.3115506585283292,0,5.8184189512177601E-4,5.1279166822262252E-2,7.4976094854059296E-3,1.6107993092116298E-2,4.2799759300138877E-4,5.8007752585515187E-4,5.7468953864638329E-2,1.0406309011428232,0,9.5341184735579745E-2,3.3970272625735022E-2,7.2495637331592986E-3,1.5787798028727175E-3]
[null,1373,0.97745786850325955,0.96345529125378837,0.98049916932140591,1.0091786230278714,1.0339527576580143,0.99362136836346393,0.98253583981781378,null,1.3312241898846933,0,6.4568464640137188E-4,5.5972762823690098E-2,8.0551276630738758E-3,1.6186589140985919E-2,4.5727105982400895E-4,6.437671111562454E-4,6.1896117580767504E-2,1.0424461131920133,0,9.991130371653198E-2,3.7202296082173403E-2,7.3464043020806018E-3,1.7521218587961424E-3]
[null,1374,1.0153873856196589,0.99266642137660421,0.97756329276818654,0.99086614547861485,1.0173952677149178,1.0094515027059132,0.98628562207263226,null,1.3037124853998456,0,6.2776726162979866E-4,5.3940769319952953E-2,7.6614291692456678E-3,1.5840045202394331E-2,4.3362512426131281E-4,6.2593217309118553E-4,5.9326914667522428E-2,1.0236183779109103,0,9.8160349642326172E-2,3.5915393113759089E-2,7.1138353013433693E-3,1.7035810366688021E-3]
[null,1375,1.0076085354230462,1.0274843726430891,1.0234032686288936,1.0175685730089141,0.98680691478081828,0.98125960715213612,1.0124730302125762,null,1.3300577962053961,0,5.5150635616372156E-4,5.4422293157173486E-2,7.6258906935445341E-3,1.6738824397806717E-2,4.519619009854197E-4,5.4984787547624869E-4,5.9438469193668027E-2,1.04981566477933,0,9.6919984765452508E-2,3.5262392516146136E-2,7.8874686222332058E-3,1.4965046597429118E-3]
[null,1376,0.99545524631937787,1.0066322634148908,1.0049939071373111,0.95550985309513292,0.97233155224348733,0.99835037122289561,0.96277135842228045,null,1.2658765421567459,0,5.9497929928534199E-4,5.554191954155048E-2,7.7780215195234377E-3,1.562298911056197E-2,4.5259174962918502E-4,5.9322071701462301E-4,5.8330515847582302E-2,0.98630643677884167,0,9.649947225789679E-2,3.6379340486079437E-2,7.3524622107953418E-3,1.6145512365569963E-3]
[null,1377,1.0262547934247417,0.9860962166988424,1.0142439414745739,1.0165071998875281,1.0008415297729061,0.97646825657759384,0.96275553269755665,null,1.3251004157615487,0,5.583143910337636E-4,5.3591680423471927E-2,7.60927885955199E-3,1.6579096191912446E-2,4.468869079360522E-4,5.5662719901999349E-4,5.6586248842911503E-2,1.0489925778909004,0,9.7141781043647304E-2,3.4910954562987005E-2,7.7286424866173844E-3,1.5149557436255796E-3]
[null,1378,1.0129006286356255,0.99178785152341242,1.0150811939184676,0.98900529541831617,0.99877584484551141,1.0080094086459452,1.0369794842699334,null,1.3065935120928454,0,5.8159128798475313E-4,5.5972539095819028E-2,7.6920762637338394E-3,1.6282903304974006E-2,4.5212681184423416E-4,5.7988874876586276E-4,6.2551661080437984E-2,1.0205874859481829,0,9.7361229190161602E-2,3.6443974025458403E-2,7.6729528975865878E-3,1.5782660138660234E-3]
[null,1379,1.0253305777190207,0.96894234566520399,1.024633342197516,0.96736798550130887,0.99439033821004608,1.0046658846222114,1.0140750417431488,null,1.2818253797314176,0,5.6662392520063587E-4,5.6125842707793562E-2,7.672313911378765E-3,1.6056287510943484E-2,4.5526842121205665E-4,5.6495968092648877E-4,6.1095716083806456E-2,0.99798963370060245,0,9.6862996650822486E-2,3.6340111430809931E-2,7.6912395457476674E-3,1.5376340125731378E-3]
[null,1380,0.96061319008804691,0.98652370068759498,0.96101363380935534,0.96842374064611547,1.0155280307324253,1.0089782545619439,0.96134351983937172,null,1.2883942745372687,0,6.8800719168217949E-4,5.6227269754012668E-2,8.1141857512335349E-3,1.5382825073047666E-2,4.5154447904925806E-4,6.8599506653046983E-4,6.1296758588208516E-2,1.0009259381273128,0,9.9442652429490394E-2,3.7817037332752108E-2,6.8710226944301688E-3,1.8670524328830334E-3]
[null,1381,0.9997652296367584,0.98692757153436872,1.0337145966032715,1.024370294124481,1.0248175739368597,1.0245698328234858,1.006297676382786,null,1.3493572835037435,0,5.7725602470114212E-4,5.8769406384110164E-2,7.8130835439705927E-3,1.702577754460681E-2,4.6780488998812968E-4,5.7559348996445974E-4,6.2191135968826541E-2,1.0565274860777987,0,9.8963861982818632E-2,3.7851564345285152E-2,8.1822495657339674E-3,1.5665757353402873E-3]
[null,1382,0.99568865581555854,0.99312893732703988,1.0029030451379846,1.0126700935082487,0.98306937558287943,0.9945989139692657,0.98390447096426403,null,1.3281580523946246,0,5.984058659642107E-4,5.5509510350012108E-2,7.81780211359695E-3,1.6434712724771674E-2,4.5395353701900359E-4,5.966304845063232E-4,5.9914719551560573E-2,1.0453717559621087,0,9.7010786093492549E-2,3.6403182176288476E-2,7.6195737675929945E-3,1.623831499639853E-3]
[null,1383,0.99258692085010236,0.98221094845940493,0.98894987997725636,1.0278702165526139,1.0240016071872138,0.99278812863308885,1.0002478092547082,null,1.3475124563662497,0,6.1950048742700299E-4,5.5093131709423232E-2,7.8735118554317043E-3,1.6529594369143346E-2,4.5080660523909153E-4,6.1765916901702239E-4,6.1394185506399961E-2,1.0614913643020876,0,9.905308794399445E-2,3.6431969083861752E-2,7.5155816623056464E-3,1.6810646467739902E-3]
[null,1384,1.0141596377348825,0.9810320313487555,0.97470924662999381,1.0205078646870875,0.99376363932131273,1.0170693067439032,0.99261420837340275,null,1.3359625269560229,0,6.4002756549095706E-4,5.4522445527506978E-2,7.7062698375434018E-3,1.6215775932958993E-2,4.3489691179801268E-4,6.3817065081282092E-4,6.0385455168846233E-2,1.054328650046374,0,9.704369795145816E-2,3.6365498819423726E-2,7.2248035361749865E-3,1.7368901386139973E-3]
[null,1385,0.9722291579655391,1.0387545203004878,0.96936359440502973,0.98789346921147503,0.99378441506431281,1.0080254246665479,0.97433665333327835,null,1.3028613148627919,0,6.5391275591479493E-4,5.4809604514587815E-2,7.8555544667816921E-3,1.5707405340694747E-2,4.4090884175907298E-4,6.5199853462776999E-4,5.9690060777775986E-2,1.0207949819709696,0,9.8092244998820161E-2,3.667596957389134E-2,7.0219735187993741E-3,1.7745250799976137E-3]
[null,1386,0.97804006790370934,0.95325239708826393,0.97200125355486788,1.0015164344922027,1.0351742519982283,0.9965509598467529,0.97866696325361213,null,1.323515078386909,0,6.6147996064288336E-4,5.5886537495077028E-2,8.082522744100297E-3,1.5982397504817558E-2,4.5487206240698994E-4,6.5952129187428119E-4,6.2052380724277087E-2,1.0347907097049243,0,9.9945740567769545E-2,3.7336647041088973E-2,7.1902296658682341E-3,1.7949995453463582E-3]
[null,1387,0.99003612135539476,1.029716752473508,0.96927851966158995,0.96562002209710573,1.0257793829677051,0.99553875627098609,1.0120780470541682,null,1.2790105070300306,0,6.3652933642474238E-4,5.3336855993021619E-2,7.7412544283648743E-3,1.5428871908363723E-2,4.344557283737265E-4,6.3464263111859124E-4,6.0787100421583223E-2,0.99778224461861853,0,9.9181401940046668E-2,3.5692325676576299E-2,6.9005949883717919E-3,1.7272880320176836E-3]
[null,1388,0.98831368059284141,0.9829445083752385,1.0391871320816446,0.9627030256852015,0.99536414226468195,0.98751363119446145,0.99114697342770275,null,1.2802960419213556,0,5.5733781787801074E-4,5.7678717388800753E-2,7.9177847032694034E-3,1.6165160347028862E-2,4.7663672640885522E-4,5.5567241530193705E-4,6.0960971718558125E-2,0.99277322364834786,0,9.783226814211804E-2,3.7031855314515923E-2,7.9487321977949887E-3,1.512357137089398E-3]
[null,1389,0.98769562859413462,0.99621368550739542,0.9904474960849744,1.0133869611833386,0.98151926007157964,1.0037926010109859,1.0123258060466183,null,1.3323105246776921,0,6.239767671146802E-4,5.5744872484401208E-2,7.8681992954863691E-3,1.6331439732652584E-2,4.5118500236665895E-4,6.2214247606123796E-4,6.2316591638998629E-2,1.0464887285288336,0,9.7123362161454702E-2,3.6829886891146871E-2,7.464826502775866E-3,1.693266730626575E-3]
[null,1390,0.99989035462836839,0.99405510126560337,0.97894613706240341,1.0155268450642929,1.0167420618219556,0.98978465677747185,1.0250683678900883,null,1.3324483189408896,0,6.2294394603506966E-4,5.3747648860012591E-2,7.7761613680021177E-3,1.623809262196392E-2,4.40738423250254E-4,6.2108677427741342E-4,6.1953003547019589E-2,1.0490515034582129,0,9.8508436830415533E-2,3.5756897052306252E-2,7.2873004930819373E-3,1.6903934583830042E-3]
[null,1391,0.98188654158007016,0.98693391270395414,1.0020234544456472,0.99395112862606516,0.99874134346439136,0.97300069981407289,0.95991705182454456,null,1.3080873444379497,0,5.9621511490785383E-4,5.5155896650142998E-2,7.9473413309661522E-3,1.6160613715668227E-2,4.6106816843262497E-4,5.9440696827257769E-4,5.8826183653508689E-2,1.026074267239798,0,9.8117864109980996E-2,3.6190159861430177E-2,7.537978033222547E-3,1.6177798214335277E-3]
[null,1392,0.99318955137197684,1.029978992972677,0.98463031626710174,0.99059195168295477,1.0118109370464221,1.0370372026357757,1.0031387717638729,null,1.3094571603880318,0,6.4025010290921823E-4,5.6206625454112341E-2,7.719625383232758E-3,1.5949388443483255E-2,4.4006666212425085E-4,6.3842830944886748E-4,6.1330030005324054E-2,1.023122795199479,0,9.8443415269106174E-2,3.7264849457993673E-2,7.2445949061525497E-3,1.7375914004841694E-3]
[null,1393,1.0157144516062955,1.0408594890822391,1.0300582885176053,0.96516774756911095,1.0075333259169224,1.0397382184242245,1.0198953552229244,null,1.2816582093039057,0,5.6878007685838702E-4,5.7274233143244382E-2,7.5275860218340235E-3,1.6093501295244676E-2,4.4908616692038633E-4,5.6716585142382815E-4,6.0757270194675972E-2,0.99556814707236552,0,9.7733940349046547E-2,3.6966828686580272E-2,7.7455921180248754E-3,1.5436384814029869E-3]
[null,1394,1.0013130937883425,0.98856130225972205,0.96827204529107136,1.0055740664092025,0.96903196117050838,1.0386098685991301,0.98372535015281337,null,1.3225820144886431,0,6.6877760469587005E-4,5.5875396750756118E-2,7.77972755555286E-3,1.5929688610036789E-2,4.3616570348717652E-4,6.6687751940917731E-4,6.1007385969779088E-2,1.0390981219871944,0,9.6153810828934719E-2,3.7414018034197589E-2,7.0745783622724471E-3,1.8150207717165898E-3]
[null,1395,0.99283837094348892,1.0033816141805909,0.9875012433983793,1.0002768332635696,1.0141311138792974,0.9697421054441705,1.0371035979146135,null,1.3156604618029235,0,6.0162987434277798E-4,5.3266239114607435E-2,7.8043019987064401E-3,1.6131176937240851E-2,4.4618947037862613E-4,5.9979917528121384E-4,6.2180125010698938E-2,1.0330390545265773,0,9.8567677294372033E-2,3.5254506407439316E-2,7.3405661105925973E-3,1.6324556313704725E-3]
[null,1396,1.0010932504060728,0.98574455024666618,0.98320539385256744,1.0309612169516167,1.0048633570828327,1.0087811528844766,1.0000921277683505,null,1.3495639907179935,0,6.3068993499177002E-4,5.512482115633012E-2,7.7939909395586312E-3,1.6485787530739888E-2,4.4366434256743549E-4,6.2884507777726515E-4,6.1230639982435366E-2,1.0648622108667416,0,9.7908810292733961E-2,3.6578977573169781E-2,7.4254238879440252E-3,1.7115090029855395E-3]
[null,1397,1.0219801354834501,0.98438611333228809,0.9703986032552383,1.0409571003930003,0.98956220615158641,1.013731325497305,0.99769514544828442,null,1.3552238929475895,0,6.37835080578054E-4,5.3630701856018266E-2,7.635828580871795E-3,1.6435797827308182E-2,4.2902992618217093E-4,6.3597843352343746E-4,6.0015832408972132E-2,1.0755928424278003,0,9.66488521427286E-2,3.5864502454072758E-2,7.241438324871903E-3,1.7309236458165303E-3]
[null,1398,1.0272504813071226,0.97491542869340775,1.0211087640281933,1.0216149597485817,1.0398476927009805,1.0046742258046577,0.99057547652841849,null,1.33860831819824,0,5.6833542068484297E-4,5.5700086213750513E-2,7.6383186855040761E-3,1.6797583306689359E-2,4.5166828691551984E-4,5.6666616339652478E-4,5.9369034980460277E-2,1.0540585059720589,0,9.9013274790183375E-2,3.6138720515066898E-2,7.9005162095849117E-3,1.542278495314781E-3]
[null,1399,0.98764451617526994,0.98698958586940688,1.003083543065632,1.0131861941421394,0.98863985004768107,0.98945020196404609,0.99417723401511016,null,1.3309888701483619,0,6.0142192038357284E-4,5.5818846990211217E-2,7.9010949724436334E-3,1.646650249531292E-2,4.5887318319876632E-4,5.9962830578567103E-4,6.1078025474494188E-2,1.0458990957066421,0,9.7483209839236001E-2,3.6602127847107778E-2,7.6508966733816958E-3,1.6319905809307183E-3]
[null,1400,1.0278833464347252,0.99473779658727268,1.0049428428130924,0.96490915977388403,0.98770589582021906,1.0238958321276521,0.98809726553429866,null,1.2760477733572995,0,5.9383184680177731E-4,5.5430354588782919E-2,7.5685248109357926E-3,1.5765179552852664E-2,4.4037889845842995E-4,5.9212044680042784E-4,5.9098563702070145E-2,0.99601014735050619,0,9.645770920219901E-2,3.6307364275354893E-2,7.3597057124025738E-3,1.6115566637379367E-3]
[null,1401,0.99548808856684812,1.0017041112864358,0.99314172885260321,1.0075335752178507,0.96498920403461308,1.004529966017917,0.98893456719956219,null,1.3222213148524682,0,6.1474582782660683E-4,5.5369456887203565E-2,7.7901281246563741E-3,1.6239844098627745E-2,4.4792511522341203E-4,6.1293999929022713E-4,6.0247401099297458E-2,1.0403626819582612,0,9.6130329912169674E-2,3.652294262596003E-2,7.444190237153145E-3,1.6682206224515358E-3]
[null,1402,0.98539062038847747,1.0112524490633656,0.99721249385659116,0.99826833037397522,0.981054661773754,1.0007715356471585,1.0428060646829507,null,1.3176437821319713,0,6.1119922467308828E-4,5.5730866447460073E-2,7.8411555508678087E-3,1.6219244856932991E-2,4.5271272663279633E-4,6.0939707163414037E-4,6.3738182705747604E-2,1.0306740004470993,0,9.7167101909313269E-2,3.6672163499877335E-2,7.4915781997794383E-3,1.6585779412974556E-3]
[null,1403,0.97946274483597517,0.98763881291767475,0.98962159674769645,1.0095106581467046,0.98953556827775768,0.96115725054238199,0.98225191924325672,null,1.3235462042529176,0,6.0561788093583147E-4,5.3962733345308433E-2,7.9616113679050905E-3,1.6243424602410891E-2,4.5616056696524764E-4,6.0375858696410235E-4,5.9944205814114075E-2,1.0425108727450532,0,9.7721095117778711E-2,3.5670094980667887E-2,7.4346331619325823E-3,1.6432318447515844E-3]
[null,1404,1.0284247197579521,1.0341162007603575,0.95919395837097932,0.99044272743374051,0.98493490099935666,0.99043767590393095,1.0159384536421294,null,1.2948622657365623,0,6.2138175429888177E-4,5.0500311857498939E-2,7.4372331566107458E-3,1.5583025574578436E-2,4.1309961365271734E-4,6.1953046128263001E-4,5.8446058671323402E-2,1.0237397248725537,0,9.6261006072217936E-2,3.4003165796761201E-2,6.7943337269313229E-3,1.6861576874496443E-3]
[null,1405,1.0208012446764727,1.0058047891863195,1.0039808853978305,1.0173192020683059,1.0217744156550714,0.99387957624858414,1.0207917019987069,null,1.3315518397919324,0,5.7901427387413689E-4,5.3885729018377349E-2,7.5871492356762984E-3,1.6534259224548528E-2,4.4103696100749045E-4,5.7729518107051906E-4,6.0199548468833818E-2,1.0501384706789456,0,9.8272105094917184E-2,3.5315735631452905E-2,7.6083173934060949E-3,1.5712071775686588E-3]
[null,1406,1.0094635561337695,1.0029238512992353,1.0199945090460882,0.99821966441163257,1.0301919139132727,1.0112538279991448,0.96558456074370536,null,1.3139696120082343,0,5.7691507979427178E-4,5.6352287651542564E-2,7.6850683483647205E-3,1.6433331691787043E-2,4.5392972592582585E-4,5.7523164797874428E-4,5.8194016828821249E-2,1.0299526713364215,0,9.8970071857300487E-2,3.6585706769389513E-2,7.7786203097592044E-3,1.5655909207363487E-3]
[null,1407,0.98385108022086698,1.0055629393705952,0.96639752622198372,0.9606506883435777,1.0101648155305762,1.0364419239024123,0.98530899670254557,null,1.2791791989783798,0,6.7722417703551096E-4,5.6260462458856839E-2,7.8635204489640072E-3,1.5329889521987132E-2,4.4001840352767831E-4,6.7529606928381375E-4,6.1558633141684894E-2,0.99273243874594896,0,9.858025846634727E-2,3.7714952364564569E-2,6.8630202449483516E-3,1.8379332893011296E-3]
[null,1408,0.96611578119079988,0.9630599329869578,0.99571467830140714,1.0230257428551521,0.99717349714060299,0.96916976515042597,1.023329484447872,null,1.3466779174034649,0,6.1752997527377885E-4,5.6048419883937106E-2,8.1549492521276988E-3,1.657630220157108E-2,4.7012002783809807E-4,6.1564978412194295E-4,6.4450379146701098E-2,1.0562808558815802,0,9.8446925758897769E-2,3.6914059626422378E-2,7.6621900520578061E-3,1.6755957634831367E-3]
[null,1409,1.0351237443617587,1.0019857067956459,1.0304945071112492,0.98686187392066027,1.0120942716519172,0.98736028384438301,1.0046115963089721,null,1.2965678349657312,0,5.3764155853312659E-4,5.4201743191503768E-2,7.4998630420123674E-3,1.6374038010278907E-2,4.4762523337269779E-4,5.3603476159380474E-4,5.8376958508774654E-2,1.0179331578603821,0,9.7497388307671962E-2,3.4974878970685068E-2,7.8048787207421252E-3,1.4589099172466668E-3]
[null,1410,1.0115330806714689,0.99685405078402589,0.99667582200262772,0.97335872768981491,0.98241461457037282,0.9762810893249414,0.97813528895490787,null,1.2805694124542906,0,5.8482442263881236E-4,5.3235576114265264E-2,7.6823172566942346E-3,1.5776501444679611E-2,4.4330251471422444E-4,5.8305678010976572E-4,5.7965294633642445E-2,1.0049713812502115,0,9.6582332655892486E-2,3.5041408657747887E-2,7.286177218129495E-3,1.5868883508428754E-3]
[null,1411,1.028696975538931,0.99313824526440753,0.99830190549125819,1.0008477558331039,1.0097042177610427,0.99129565046231038,1.0112241708788141,null,1.3119059120821368,0,5.8281523876494562E-4,5.3316455713320159E-2,7.5658188893788529E-3,1.6214979460791656E-2,4.3729523177693416E-4,5.8108035047201565E-4,5.9498307419498207E-2,1.0333046320976484,0,9.7495520847416042E-2,3.5060677998712146E-2,7.4324501509872402E-3,1.5815091608987748E-3]
[null,1412,0.97179691841425853,0.98565308636898985,0.9969389679181565,0.99988033754876204,0.99995248078744392,0.96822725261131848,0.99827241181353554,null,1.3179278744007885,0,6.0611991795081336E-4,5.5216568735456183E-2,8.0327346428086741E-3,1.6228158923838189E-2,4.6364593356857888E-4,6.042726705183431E-4,6.1699452357926433E-2,1.0323465008021797,0,9.8432786694408428E-2,3.6339664912282993E-2,7.52557763503388E-3,1.6446310107186295E-3]
[null,1413,0.99409111535630534,1.0225796407838705,1.0297543303693539,1.0295918686520498,0.99680161750482876,1.0248093020206894,0.9949246714997082,null,1.3509183519344115,0,5.7724731534495308E-4,5.8071209839398591E-2,7.7459548713275563E-3,1.7015591755248284E-2,4.619749120365984E-4,5.7558519417366812E-4,6.0680602899230149E-2,1.0620305062770983,0,9.7745317152183625E-2,3.7487840082448202E-2,8.1144631096804441E-3,1.566553156932459E-3]
[null,1414,1.0009120247016334,1.0075424694253254,1.0136158959005619,0.97677279234152115,1.0323396862233203,0.98203705269084107,0.99634443998985456,null,1.290641576464026,0,5.7152762173211854E-4,5.475704806592923E-2,7.7349324213465444E-3,1.6076617577028916E-2,4.5398195166466922E-4,5.6981029405721903E-4,5.9520267344375134E-2,1.0080063498957779,0,9.9276579116611863E-2,3.568327585009809E-2,7.5834057863566721E-3,1.5508357825107968E-3]
[null,1415,0.98975289346842266,1.0309282141038201,0.96967103811676547,0.9841466615748351,0.97928797602493478,0.96666844093134308,1.0019546342141041,null,1.2920412909971166,0,6.1745583330963065E-4,5.1795556557344045E-2,7.7399242832032027E-3,1.5638514775082591E-2,4.3455543056460983E-4,6.1557100335163362E-4,5.9277570150197412E-2,1.0169141059375002,0,9.6940334423893021E-2,3.4652625326361264E-2,6.9746075947320178E-3,1.6753813481964282E-3]
[null,1416,1.0031192445207049,1.0088408902246293,0.99570467616348812,1.021720165545545,0.99141805957661777,1.0297392329341979,0.99440284886116947,null,1.340076435312235,0,6.2030219728932093E-4,5.6308444455977956E-2,7.7095671363551577E-3,1.6489557200041517E-2,4.4443996872160232E-4,6.1852465525983583E-4,6.0654210277312444E-2,1.0549331441496821,0,9.7222293188509251E-2,3.7085535666218056E-2,7.5476005964260542E-3,1.6834202150194655E-3]
[null,1417,0.99410386508232862,1.037382981031451,0.99682345435190678,1.0044059839646267,1.0191633694637554,1.0430270868731546,1.0313708884190413,null,1.3268908952864722,0,6.2551624558476922E-4,5.6976143808261784E-2,7.6934223845615103E-3,1.6312367170030394E-2,4.4400933144290549E-4,6.2374659784873146E-4,6.2957401169798033E-2,1.0370225593854789,0,9.8789780448085424E-2,3.750027440119006E-2,7.4990742140257959E-3,1.6976326213335273E-3]
[null,1418,0.96909400705923132,0.99944555011058589,0.99987338484698585,1.003318581212723,0.97792939736205919,1.0371021115322907,0.9771816776987986,null,1.3276385984132917,0,6.4351032102366113E-4,5.9156875430355249E-2,8.0112319237319127E-3,1.6304799656322214E-2,4.637719433236775E-4,6.4167936540803698E-4,6.2236580227739514E-2,1.0358086114999736,0,9.7441814120675943E-2,3.8864970471854714E-2,7.6053343918348225E-3,1.7464397030947198E-3]
[null,1419,1.0138943255597201,1.0308589310530152,0.97749514148537364,1.0280063077869253,0.97844480532036837,1.0255293091563131,0.96241273563906082,null,1.3388742958127935,0,6.2922094045209933E-4,5.4057011513662635E-2,7.557698563731949E-3,1.6301433769483054E-2,4.2772446152990949E-4,6.27410438868448E-4,5.7276298613512973E-2,1.0619883089012736,0,9.6312179349338112E-2,3.5994274762940329E-2,7.2535719900990942E-3,1.7076043888043279E-3]
[null,1420,0.97598991013583281,1.0178381796845621,1.0291036035874177,1.02141846218109,0.99536191094402571,1.0102248329485606,0.96803602428871338,null,1.3426109561359167,0,5.8145213571440812E-4,5.8377143628843046E-2,7.9041326416893331E-3,1.6884160585159156E-2,4.7110547238535786E-4,5.797537366244946E-4,5.9845670891845906E-2,1.053618789540917,0,9.8137505229948241E-2,3.7699579478021127E-2,8.0966685108740961E-3,1.5778985553239594E-3]
[null,1421,1.0143067558360317,1.0134628731790869,0.98885879032403967,0.99223499132320858,0.98538528202194076,0.97197984370015234,0.98294531019545184,null,1.2981966945155161,0,5.8624918727867537E-4,5.2118358352572225E-2,7.6089588863346167E-3,1.5944765993353135E-2,4.3561919938117324E-4,5.8446939707042114E-4,5.7443242416085248E-2,1.0246932479100779,0,9.6650430333552931E-2,3.4466694245835351E-2,7.2464239399918293E-3,1.5907330285407238E-3]
[null,1422,0.98451661170845106,0.99341301834605023,0.99193588860698645,0.96403883219524378,0.99558891541699446,1.0309174026692967,0.95562346473126103,null,1.2818729734039094,0,6.4165038111670288E-4,5.7586784885799297E-2,7.9028714475228093E-3,1.5636034395364044E-2,4.5385502522455359E-4,6.3981376494512052E-4,5.9912622015218971E-2,0.99548558204473847,0,9.7886636186322276E-2,3.8012936699802991E-2,7.2561251664576857E-3,1.7413621536296884E-3]
[null,1423,1.0125818682463807,1.0091922140017404,1.0251310659358934,0.98401273484731067,0.96073302657089232,1.0033016786013718,0.98786911901914598,null,1.2952678161268285,0,5.6314222100921829E-4,5.5864534838730752E-2,7.6435762255338321E-3,1.6251931666508127E-2,4.5378703248079478E-4,5.6148595393325218E-4,5.8924842918443743E-2,1.0151470497547272,0,9.5539481003992177E-2,3.6160430044833491E-2,7.7556592358415033E-3,1.5281796728113435E-3]
[null,1424,0.99366939037515045,0.9982089459788398,1.044352478765298,0.99614754433239627,1.0087364081935897,1.0298534164125492,0.98423521657326152,null,1.3192330733424154,0,5.6838698147145732E-4,5.9751858894950827E-2,7.8280013379319197E-3,1.6717003399530896E-2,4.7362908995182007E-4,5.667583886114773E-4,6.1000370206338521E-2,1.0271155951462849,0,9.8349993910408412E-2,3.8249087779592648E-2,8.2066326683361522E-3,1.5425295019478478E-3]
[null,1425,0.98825155259420738,1.0194613965626327,1.0077145478720086,0.97789627439245841,1.0093991276191203,1.0131783802392029,0.985629757048746,null,1.2951208143813686,0,6.0173562183980984E-4,5.6638490770365153E-2,7.7958019206469621E-3,1.6023180642685066E-2,4.5486424630573289E-4,5.9998309924394065E-4,6.0194511652669119E-2,1.0093356972831804,0,9.8477300064569076E-2,3.7037943637413036E-2,7.5318204743617069E-3,1.6329562117664961E-3]
[null,1426,1.0335806231334252,0.9968447821207953,1.0337810031086705,1.0124411624168845,1.0088284780116283,0.9987845821797291,1.0282963324588412,null,1.3269610129351044,0,5.4207000473648439E-4,5.5194110245351355E-2,7.5273160359515803E-3,1.6806737745088441E-2,4.507242188789473E-4,5.4046850318014035E-4,6.0358950603796438E-2,1.0442219392763616,0,9.7378810382909062E-2,3.5547459969263361E-2,8.0055888587967552E-3,1.4709771002621513E-3]
[null,1427,1.007808919237797,0.96145084681797688,0.98355009298555696,1.0336036628511249,1.0163902429722935,0.99205448837063936,1.0196542815938614,null,1.3526547290833679,0,6.2183620743683048E-4,5.4404979142540853E-2,7.8198041458799866E-3,1.6546745116215195E-2,4.4528941865774234E-4,6.1998657983396307E-4,6.2323695020046144E-2,1.0675807663813168,0,9.8301847161371789E-2,3.6093821448084033E-2,7.4522317850699953E-3,1.6873990917869331E-3]
[null,1428,0.97927969023090555,0.99875667614472208,0.99420326757941635,0.98064653588323425,0.97661903881215451,0.98517750078760125,0.97516233261996244,null,1.2946466243712269,0,6.1225599775536718E-4,5.5319223647259899E-2,7.9286709347372013E-3,1.58838715501083E-2,4.5637961994160925E-4,6.1042215378526046E-4,5.9899480237800298E-2,1.0125683833890826,0,9.7106105927599981E-2,3.6466677446039562E-2,7.3582975856320296E-3,1.6613678769945642E-3]
[null,1429,0.98949206026261849,0.998902434817172,1.006450588002908,1.0074924872489677,0.97840974568473638,1.0033962142586044,0.96862807289699926,null,1.3236195286058228,0,6.0162578246273203E-4,5.6410824412872006E-2,7.849422346665854E-3,1.6395922226744113E-2,4.5741361326787246E-4,5.998564974457704E-4,5.9435933239865735E-2,1.0399210654223858,0,9.6945199649823524E-2,3.6916632429949421E-2,7.6562729058590974E-3,1.6326116434061482E-3]
[null,1430,1.0038726620685638,1.006670436499485,1.0472750007308409,1.0116271477229586,1.0327109206594083,1.0118368794959591,1.0001898073005777,null,1.3329100367274944,0,5.4755178071213629E-4,5.8067355216099105E-2,7.7230382498764353E-3,1.6982530901376375E-2,4.6861882215355896E-4,5.4595495135089235E-4,6.0538875364481867E-2,1.0429924318402526,0,9.9259823498843047E-2,3.7108552760011577E-2,8.2844975001850393E-3,1.4859094035757855E-3]
[null,1431,1.0428223997906754,1.0045858102663312,1.0159422389851114,0.9964760567420714,0.99636199401903602,1.008971507283448,1.026926065310525,null,1.3074260721011233,0,5.6154409708127735E-4,5.4183953173506168E-2,7.4333506047201186E-3,1.6349779705725671E-2,4.3729446016260384E-4,5.5990181111227415E-4,5.978559264896776E-2,1.028271670127306,0,9.6543183196336896E-2,3.5261587013097138E-2,7.6374352990023391E-3,1.5238681582651816E-3]
[null,1432,1.002719210570941,0.99968437054654458,1.0118514666772074,1.0337234489635518,0.99687792957683208,0.99867134407179436,0.98458145523055507,null,1.3502483749279874,0,5.8411897277171692E-4,5.5668943265811344E-2,7.7447785963521143E-3,1.6839969873523816E-2,4.5376001144156969E-4,5.8239304529499785E-4,5.9456380217449992E-2,1.0668316752611249,0,9.7514284324904554E-2,3.6315209466723508E-2,7.840017954653623E-3,1.5850818834772002E-3]
[null,1433,1.0066390181658773,0.98896472711070149,0.9967555265973943,0.98283361079812381,1.0282993181409137,1.0325580650825057,0.98285145771885185,null,1.3015241368826951,0,6.2341892444813202E-4,5.6771817620206749E-2,7.7442608549305372E-3,1.5976367956672417E-2,4.4691279410209652E-4,6.2163732808828719E-4,6.0464047985723461E-2,1.0147516493655973,0,9.8921240701566868E-2,3.7367304421127102E-2,7.3904248947626048E-3,1.6918918843661875E-3]
[null,1434,0.98545681534479901,1.0025792261801267,0.98373333032089072,0.975078373972593,1.0403280462825926,1.0207131616678682,0.99666187144675844,null,1.2956050119511733,0,6.4319624578001728E-4,5.6309702638003688E-2,7.8643410911903178E-3,1.5750561186007282E-2,4.4790876480160639E-4,6.4133679963539582E-4,6.1797373668594169E-2,1.0071262013568258,0,0.10001758625659071,3.7353348365781282E-2,7.1943407175347899E-3,1.7455073519883667E-3]
[null,1435,0.99560685629337864,1.0001918557007463,1.0412275805676754,0.998172544095425,1.0073748360997157,0.95221924711667461,1.0092880392713466,null,1.3121217965483667,0,5.2753130485961284E-4,5.4924543233084135E-2,7.805793325959774E-3,1.6693790135599195E-2,4.708386568574564E-4,5.2589654073097994E-4,5.9957455758929648E-2,1.0292924403226869,0,9.8231976631485751E-2,3.5222164240540213E-2,8.0931119852299255E-3,1.4313170221216674E-3]
[null,1436,0.98479281603199598,0.99127770770255941,0.98817686964842677,1.0058670920124917,0.98671471334910732,0.97400495198169357,0.95866249640022239,null,1.3183558061585454,0,6.1132030305370696E-4,5.4235611601781676E-2,7.906519257026963E-3,1.6151605316759455E-2,4.5234263029604935E-4,6.0946825831615118E-4,5.845446207859227E-2,1.0387919371190855,0,9.7446108617341182E-2,3.5881539525368641E-2,7.3787603690527691E-3,1.658771687979206E-3]
[null,1437,1.0047913539541653,1.005066430985444,0.97940755830293258,0.9805492077706609,0.98554418257692311,0.95567131455351151,0.97816067366911119,null,1.2854020505028902,0,5.9534026156410976E-4,5.1432277343152713E-2,7.7043206671467681E-3,1.5676271677378392E-2,4.3687155852234315E-4,5.9350202871830278E-4,5.7471379619105679E-2,1.0129054327557843,0,9.6879042511623326E-2,3.4207003083239769E-2,7.0759726455036061E-3,1.6153168742800345E-3]
[null,1438,1.0203124608376455,1.029902156624656,0.97987956551438571,1.0073041687268969,1.0073121783631287,1.0217795917219912,0.9820203727362693,null,1.3183042210710683,0,6.2014364149037631E-4,5.3662396303854935E-2,7.5135128814573021E-3,1.6069175413783658E-2,4.2625633796414936E-4,6.1835271034439557E-4,5.7997726290808516E-2,1.0405288144119764,0,9.7557409750663557E-2,3.5680055529326245E-2,7.1877128447372469E-3,1.6829522376412627E-3]
[null,1439,0.98973680828708122,1.0186613104097055,1.0309396101258905,0.98578286737807785,1.033424027118649,0.96368823129656955,0.9979600081724419,null,1.3003091211815743,0,5.4469842305300391E-4,5.4982852259624598E-2,7.7922827536557127E-3,1.6407533890032029E-2,4.6528277614262903E-4,5.4303054850644828E-4,5.9391237722426916E-2,1.0168075183901768,0,9.9628437715198456E-2,3.5469746551883216E-2,7.8879468539184722E-3,1.4779501430623471E-3]
[null,1440,0.98405192042105849,1.033931024279898,0.9914646437242064,0.97779930560785078,0.99442992550047626,0.99816839589128814,1.012235398859207,null,1.2927948510282821,0,6.1229783482070544E-4,5.486905737666594E-2,7.7810606240997747E-3,1.5839229641636164E-2,4.466469397239255E-4,6.1048773415963179E-4,6.1135841443047616E-2,1.0097087486317773,0,9.7841930104548877E-2,3.6229181961746432E-2,7.283418040542753E-3,1.6615463651550384E-3]
[null,1441,0.95816195067888665,0.98636230967444838,1.0068999815057054,1.0260868687495837,0.99956574500841533,1.0034395760361841,1.0319877288699777,null,1.3555912489229638,0,6.2388994044841693E-4,5.8577846913759862E-2,8.1472662470338728E-3,1.6777453215155603E-2,4.7498375270422588E-4,6.2205525939636403E-4,6.5840810228559032E-2,1.0591003184323755,0,9.8788260374826575E-2,3.8324601420530291E-2,7.8685136634556903E-3,1.693029355615754E-3]
[null,1442,0.99292971138912356,1.0046954450900869,1.0145491284617694,1.0256966816182633,1.0363717859629697,1.0017833309239765,1.0037832800084141,null,1.3470043030073739,0,5.8723183351746351E-4,5.6423681459100913E-2,7.8061759361703308E-3,1.681126812963446E-2,4.5859006200673383E-4,5.8550209837966824E-4,6.1148172242205916E-2,1.0584665522886165,0,9.9671813785729785E-2,3.6749199355955046E-2,7.877035782016607E-3,1.593543701074599E-3]
[null,1443,1.0184254062676616,1.0165781841966168,1.0115331290363989,1.0142729270267892,1.0069318146967858,0.99292136589816271,0.96018112578246928,null,1.3239777444854808,0,5.6835519204938593E-4,5.4113635447675314E-2,7.5743188882247446E-3,1.6519565007456449E-2,4.4363185731520932E-4,5.6666611759364745E-4,5.6413243259920476E-2,1.0467676878241632,0,9.7619103794344644E-2,3.5307234590699815E-2,7.6787345194817593E-3,1.5422783706544477E-3]
[null,1444,1.0145205218132447,0.99111256617826082,0.9991439688002367,0.99786212879347258,0.99392335890582562,1.0070267837549287,1.0109909089895122,null,1.3127082730915356,0,5.9977948271394915E-4,5.5010704315754479E-2,7.678012606599784E-3,1.6195633027539812E-2,4.441559447547871E-4,5.9802198648396744E-4,6.0863190221346307E-2,1.0301971405247634,0,9.7069668597128581E-2,3.6156690423086724E-2,7.4672162174765381E-3,1.6276187093144968E-3]
[null,1445,1.0175019696606773,0.99742346392824932,1.0372253613199238,0.98305347053433223,0.99726048306107951,0.99586397787039493,0.99696331762891155,null,1.2963883556144866,0,5.4496957788985518E-4,5.6067788152770498E-2,7.6453247868497392E-3,1.6405686653435968E-2,4.5934731435850958E-4,5.4335478787970149E-4,5.9341786025753337E-2,1.0138145385275026,0,9.7202034854492345E-2,3.6038332352062927E-2,7.9362991215183535E-3,1.4788326157508618E-3]
[null,1446,0.96792517001588563,1.0437668301817291,0.99301278173561025,0.98173347902801911,0.9924965694387875,1.0022086233084799,1.0307024466027916,null,1.3010578437504439,0,6.2066254348597456E-4,5.5880202290076272E-2,7.8811846263386505E-3,1.5943266374900292E-2,4.5310182103193365E-4,6.1883511150942515E-4,6.309907978321827E-2,1.0137257189926274,0,9.8169690250874256E-2,3.6862682320655649E-2,7.3604795481081618E-3,1.6842651745889725E-3]
[null,1447,1.026589822689806,1.0277005539549897,0.99826495691515305,0.96473995924315792,1.0042198022112898,0.99695964956449035,0.97105289115933602,null,1.269895619060615,0,5.7941043284784755E-4,5.2999962680927139E-2,7.4783052541203343E-3,1.5661216304442817E-2,4.3222098069689937E-4,5.7769547856186172E-4,5.6372312029343008E-2,0.99602694472755715,0,9.7279612416041369E-2,3.4853319921952647E-2,7.2211430444384956E-3,1.5722966553820608E-3]
[null,1448,0.97741003727627773,0.99486094671058101,1.0284576891821515,0.99151975392899994,1.0037788900091145,1.027552204610487,0.96446380418914668,null,1.3150303311547795,0,5.9678696732569988E-4,5.980313352965954E-2,7.9649011978644955E-3,1.6465292464745439E-2,4.7442415294534794E-4,5.9507317081841367E-4,6.0793371261418025E-2,1.0227960371457698,0,9.8507124699544812E-2,3.8634971327117414E-2,7.9731961670716882E-3,1.6195930051496824E-3]
[null,1449,0.98416613570184697,1.0138261208461874,1.0067448364544058,1.0427328849995856,1.0052333807413667,1.0324977549128582,1.0351430756702651,null,1.3698005302418204,0,6.1836583283521654E-4,5.8036804321618153E-2,7.8452985783137533E-3,1.6984157205062914E-2,4.5730805338023905E-4,6.165985738946165E-4,6.4285492924391618E-2,1.0762866881192401,0,9.8378784182131473E-2,3.7974106513670371E-2,7.8754795464756888E-3,1.6781780564758895E-3]
[null,1450,1.0124509350450124,1.0291430005509838,0.97561324566601682,0.96886924216907222,1.0054366643135397,0.98983885023770679,1.0068681255243102,null,1.2766767758205426,0,6.1096560352900703E-4,5.2185151194342708E-2,7.5730689253895901E-3,1.5501643545920507E-2,4.2777375652457573E-4,6.0914424231638576E-4,5.8987973632700128E-2,1.0009519446356012,0,9.7650529760211727E-2,3.478749799841245E-2,6.955123909413166E-3,1.6578898232396896E-3]
[null,1451,1.030472141571094,1.0033513952701276,1.0118495674178167,0.99237308745768971,0.99224859496369733,0.98977135360300716,1.0073191739403307,null,1.301458466832321,0,5.6249975300151503E-4,5.3606806721002029E-2,7.5251645034261003E-3,1.6231616536377679E-2,4.4089217172732558E-4,5.6082275990685878E-4,5.8809689866092592E-2,1.0241569945459064,0,9.6624535545690241E-2,3.4970029567389253E-2,7.5680396905095032E-3,1.5263746772933527E-3]
[null,1452,0.99594209991101301,1.0430501236476011,1.0418920419692985,0.99633921682768944,0.98912791066601768,0.97627688644544341,1.0083687001935,null,1.3091994796096493,0,5.3094188162790994E-4,5.5394628309664351E-2,7.6734604747479415E-3,1.6652793935914654E-2,4.6315870626795013E-4,5.2933709315738237E-4,5.9275881192762794E-2,1.0273830647906084,0,9.7341369248053811E-2,3.5510046282311171E-2,8.0660003861383976E-3,1.4406810716485327E-3]
[null,1453,1.0132976464170116,0.99368332076360799,1.0022097300472743,0.97852800142892948,1.0258813569581364,0.99920340925485118,1.003934623805097,null,1.2927784673795668,0,5.9144746593234169E-4,5.4750004462001012E-2,7.6800620235418738E-3,1.5971208079298735E-2,4.4564519040853127E-4,5.8970081513457439E-4,6.0193054318228516E-2,1.0101472717379663,0,9.8648599381169086E-2,3.591986616943954E-2,7.419531444336643E-3,1.6049712239748473E-3]
[null,1454,0.99345086419853901,0.96754101702188722,1.0012932063048445,0.98555073081229561,1.0273606063048695,0.99899801229755303,1.0383929862586561,null,1.3081126631966877,0,6.1076601563614722E-4,5.6381960043894494E-2,7.9172475515379218E-3,1.6124901265868203E-2,4.5898554213515222E-4,6.0896194283825852E-4,6.4410918011564025E-2,1.017423766357062,0,9.9207751231013844E-2,3.7010671735543434E-2,7.5208718667114502E-3,1.6573936641552343E-3]
[null,1455,0.95752077043861439,1.0330313204852219,0.99875974290042246,1.001860700021159,1.0220433923735162,0.99865538158647238,0.98361857871883573,null,1.3235187311210905,0,6.203385036501433E-4,5.6828927312455223E-2,8.0012893243999062E-3,1.6289047252447997E-2,4.6267795171516353E-4,6.1850552709636047E-4,6.1104276051123695E-2,1.0343367524285267,0,9.988373445137648E-2,3.7360285188661524E-2,7.5702059824743241E-3,1.6833681544640828E-3]
[null,1456,0.9909497202001285,0.99233484190288335,1.0103835298304493,1.0263628782758787,0.9533379236064855,1.005451498776065,1.0007057960481665,null,1.3449487145338106,0,5.9865153711811719E-4,5.6802825780626891E-2,7.8595629822841608E-3,1.6722431777176611E-2,4.5981032386741417E-4,5.9689459766829088E-4,6.1598687336438501E-2,1.0592797061518462,0,9.5699764033702103E-2,3.7086949675986157E-2,7.8161830827287605E-3,1.6245503286018491E-3]
[null,1457,0.96078097081930003,0.95910729464894051,0.99194116236928476,0.97719487745607192,1.0233280600202741,1.0048349905782648,0.97986556382544177,null,1.3028161409669312,0,6.4993257874929554E-4,5.8326678532269957E-2,8.2127519598722571E-3,1.5893108363146443E-2,4.7165370465577453E-4,6.4802396795487647E-4,6.3318977474313393E-2,1.0090706201819084,0,9.9850301571426062E-2,3.8501217760056945E-2,7.4090324103463986E-3,1.7637076197295496E-3]
[null,1458,0.9685176981223349,0.99270083686455646,1.0160817065072902,0.98680436180480291,1.0105691860137596,1.0143649578510667,0.98446885619325031,null,1.3111442857763265,0,6.1058130495811043E-4,5.8941322593212941E-2,8.041865168312002E-3,1.6282691826124684E-2,4.7315833312466273E-4,6.0880509997799737E-4,6.2273758036693799E-2,1.0182873392313989,0,9.9054451434524987E-2,3.8354426756907485E-2,7.7800818114125651E-3,1.6569667895928383E-3]
[null,1459,1.0256764613477951,1.004963368580126,1.0292398141472958,0.95968888748862302,1.0165905787345402,1.0291407192981703,0.99650788617234032,null,1.2743212757175031,0,5.6636157596187122E-4,5.6888486059735871E-2,7.5596630469773832E-3,1.5991906154794899E-2,4.5063496003357938E-4,5.647376626648523E-4,5.9582792740682955E-2,0.98993940556875537,0,9.793417213144176E-2,3.673530755615613E-2,7.703501660166685E-3,1.5370297520532637E-3]
[null,1460,1.0061811210084659,1.0026086130192475,0.98123266710301038,1.0167823251713772,0.98709253474833836,1.0106514135851723,1.0117755616731907,null,1.3323859372604523,0,6.2696611397033085E-4,5.4473580971677905E-2,7.7016612731458109E-3,1.6250396738661813E-2,4.3753149870192791E-4,6.2513554330124717E-4,6.1130381296499559E-2,1.0502778453239159,0,9.6921888865202213E-2,3.6189843741087552E-2,7.3032252492393965E-3,1.7014128729895299E-3]
[null,1461,0.9775083496497714,1.0030999794201816,1.0454306549333143,0.98553192635906539,1.0247652287258833,1.0307604284971608,0.97248555892436117,null,1.3111971012723245,0,5.7586530791543529E-4,6.073504191063301E-2,7.942150405190777E-3,1.6593890777864658E-2,4.8104397122536842E-4,5.7421673941693025E-4,6.1137439012296568E-2,1.0161397444019575,0,9.9539533281572917E-2,3.8854412254258321E-2,8.2126651516275431E-3,1.5628286741956082E-3]
[null,1462,1.0449636114014944,0.96884829617523482,0.9889164598417618,1.0197688049379612,0.97752079534083203,1.0241888821120073,0.99834140609688571,null,1.3317571549423413,0,6.1043885100540193E-4,5.4286742185224078E-2,7.5199508953793471E-3,1.6343888561147553E-2,4.3054852976202158E-4,6.086800936470567E-4,5.956348300988832E-2,1.0531259850274992,0,9.5553371955456781E-2,3.5899439400276366E-2,7.3788775714973146E-3,1.6566265635683439E-3]
[null,1463,0.97370197763584632,0.98875496668163154,0.99762861660125801,1.0256417047473627,0.99932051954022838,1.0122938010843325,1.0362932143458556,null,1.3525199636137275,0,6.3076915066969362E-4,5.7589613078713013E-2,8.0071233370489995E-3,1.6645719515669625E-2,4.6248863788755608E-4,6.2893046417614759E-4,6.525512813377915E-2,1.058923229762005,0,9.8353098261721297E-2,3.7885870361854188E-2,7.6877898149258503E-3,1.7117413966156779E-3]
[null,1464,1.0382045791009946,0.99922104170968895,0.97539601744912341,1.0332378517552669,1.0097654319105318,1.0067613883834075,0.98485468081289596,null,1.3428048322753778,0,6.1346594663632184E-4,5.2366908252435743E-2,7.4728392943814543E-3,1.6366285593421275E-2,4.2201874576655265E-4,6.1166787194792856E-4,5.7654992130123719E-2,1.0674588726782108,0,9.7252706738122349E-2,3.4913255840125848E-2,7.2339927662940229E-3,1.6647583111824649E-3]
[null,1465,0.95823534169616253,1.0353027779335753,1.007426649333935,1.0199249671251645,0.97752026492608113,0.98488555463733318,0.99355959080352774,null,1.339406714333955,0,5.9990422165114E-4,5.6412310081766601E-2,7.990492001171294E-3,1.6617976912566897E-2,4.6608955572062939E-4,5.9810684138630844E-4,6.1181917382049547E-2,1.0527242888697348,0,9.77203336222396E-2,3.6896311202790487E-2,7.7709424297928839E-3,1.6278496563862583E-3]
[null,1466,1.0275859576021817,0.97709687693170044,1.0084254433049531,1.0087751967439675,0.96094096906176973,1.0178616108878993,0.95501066022019099,null,1.3196635197106457,0,5.9045925783743933E-4,5.5697273335329679E-2,7.6259363841865617E-3,1.6386611957775694E-2,4.4526969594030168E-4,5.8874748937925926E-4,5.7516274650287504E-2,1.0411862055006229,0,9.5173656896220551E-2,3.6407159497321789E-2,7.6244669758859466E-3,1.6023765855326304E-3]
[null,1467,0.99792002734782037,1.0049401913199956,1.0195737592329219,1.0070909516846516,1.0143968227249422,1.0187891602704657,1.0296268981552328,null,1.3294576388516401,0,5.8797954419504599E-4,5.7361435905588995E-2,7.7676195331567981E-3,1.661416354740089E-2,4.5861383694769054E-4,5.8627651646288412E-4,6.2940657292766891E-2,1.0391183367238044,0,9.8489459478829325E-2,3.7250048014734673E-2,7.8633561343305017E-3,1.5956514118102597E-3]
[null,1468,0.97157921508135181,1.0148284985652174,0.96906949687540633,0.97443890403685451,0.99569196924447023,1.0039132369391026,0.99794600879010331,null,1.291616788754143,0,6.5818304233698679E-4,5.5117760837627691E-2,7.9343500402450379E-3,1.5548548377444172E-2,4.4519750161607093E-4,6.5624842833570383E-4,6.1816382914328297E-2,1.0069011104048831,0,9.8201224835314446E-2,3.6888779586386512E-2,6.9792769806048321E-3,1.7860918896935257E-3]
[null,1469,1.0007648759065368,0.95497660089353686,1.0021818942667118,0.97815591358152332,0.99356140876849586,0.97526225054379978,1.0098660622476319,null,1.293470099877204,0,5.9390345881980074E-4,5.4968734886544725E-2,7.900806622978495E-3,1.5971487872651589E-2,4.5844135970535488E-4,5.9210649944582932E-4,6.187797222653435E-2,1.0097639692347964,0,9.7391306310513556E-2,3.6063964368277947E-2,7.4636952509384482E-3,1.611518703636463E-3]
[null,1470,0.99940910827984408,1.0024582263018371,0.98885857839811819,0.99996564430842172,1.0226434078582953,1.0462173647049693,1.0153531433978256,null,1.322864950946874,0,6.4323511954076924E-4,5.7196805640271499E-2,7.7561798932323268E-3,1.6155596665737543E-2,4.4404762880299187E-4,6.4142089247188076E-4,6.287681943707854E-2,1.0326767944629358,0,9.8816878573810399E-2,3.7825156521851165E-2,7.3727501252551205E-3,1.7457362249680831E-3]
[null,1471,0.99628072467350837,0.99377085001822074,1.0164477996605523,1.0321769583680378,0.97574551904314222,0.97659764196128507,1.0181811704378507,null,1.348806431936715,0,5.7078559056978001E-4,5.5154397961645417E-2,7.8144877096883777E-3,1.6888052226984522E-2,4.5994786251506452E-4,5.6906093987428997E-4,6.1393893271450881E-2,1.0650964370497638,0,9.6656768567169093E-2,3.5882481959654031E-2,7.9128936910894867E-3,1.5487962874494046E-3]
[null,1472,1.0227136972450444,0.99467673180359961,1.0150980552265532,1.0261236324208016,0.98162739899712625,0.99032078455204453,1.0346542684952544,null,1.3403513367572837,0,5.6522514510204196E-4,5.439737135711753E-2,7.6094157299460103E-3,1.6777620659377761E-2,4.4727568773117308E-4,5.6354096164029351E-4,6.1168551751798673E-2,1.0588906262536923,0,9.6296752681938144E-2,3.5418024423524305E-2,7.8136096692606582E-3,1.5337727263568012E-3]
[null,1473,0.98918499157819195,1.0012358041822973,0.97465237453800979,1.0111540036622133,1.0021602139289729,1.0019934015460754,0.98259320964626717,null,1.3272657843017712,0,6.4128569416660962E-4,5.4617827997355442E-2,7.8366592531165548E-3,1.6096501303453758E-2,4.4222969021801391E-4,6.3939713537758283E-4,6.0162821627205938E-2,1.0446665467102079,0,9.806649154385795E-2,3.6430373537104321E-2,7.207992972749668E-3,1.7402282252887509E-3]
[null,1474,0.97937786730405152,1.0110612452075554,0.990890917949523,0.98611749394046289,1.0249735854706237,1.0027328253346972,0.99152462961945897,null,1.3048826473959132,0,6.2432919631476823E-4,5.5851007255197087E-2,7.8883159503218385E-3,1.5969277709352209E-2,4.5254125501196542E-4,6.2249192949875712E-4,6.1036162649531739E-2,1.0183153810648107,0,9.9438982459309599E-2,3.6890213197793384E-2,7.3483852937134379E-3,1.6942178276862078E-3]
[null,1475,1.0115578895628548,1.0286961622973343,1.0266764981895053,1.0223947012129688,0.97391651459947903,0.9936638279263027,0.99363956204563286,null,1.3342891174581015,0,5.5225851649995232E-4,5.5039185755574906E-2,7.5933253136761265E-3,1.6822886114379373E-2,4.5149460579519849E-4,5.5061850550484036E-4,5.8439431265661292E-2,1.0546976121149192,0,9.6203871861178014E-2,3.5594143418160959E-2,7.9502049591087236E-3,1.4986020606426182E-3]
[null,1476,1.0301286506065632,0.99700936664937267,1.0147438916243785,0.96314882741275398,0.98483815497411287,0.95348458331335917,1.0089733146800637,null,1.2667117944894419,0,5.4017531446107236E-4,5.1925039919696325E-2,7.5474828183721421E-3,1.5833916254423028E-2,4.4347870880427176E-4,5.3850358931041E-4,5.804284600864773E-2,0.99391486173219834,0,9.6277233011918928E-2,3.3815328163065664E-2,7.4476503450235125E-3,1.4656292524424287E-3]
[null,1477,0.96532685290694487,1.0197471718247173,1.0343587652145081,1.015313826574378,1.0210198543128939,1.0318462275403493,1.0283912221396518,null,1.3465125566127358,0,5.9347077311457152E-4,6.0538842860358516E-2,7.9867869831893937E-3,1.6950792791167634E-2,4.7850929102929968E-4,5.9177359206609014E-4,6.491850837863411E-2,1.0471679089462325,0,9.9665668816400987E-2,3.8976672915990392E-2,8.2199501712892954E-3,1.6106126394917011E-3]
[null,1478,1.0285868894744161,1.0379735788638695,1.0254725949443115,0.99172932921688972,1.0240289089979311,0.99315564493193342,0.99126448304133719,null,1.3005256437053436,0,5.4224955761816168E-4,5.3845759154910126E-2,7.440557974714164E-3,1.6377610002739403E-2,4.4188373014175474E-4,5.4063844570377572E-4,5.7043541063765628E-2,1.0230979711664903,0,9.8221447729629999E-2,3.4846766676288249E-2,7.7402776907876426E-3,1.4714396277899495E-3]
[null,1479,1.0058428770795489,0.99981220134693882,0.96951889770777044,0.97808519621061718,1.0051003731928678,1.0208840157128221,1.0273442003416542,null,1.2943574448088973,0,6.4977319555997487E-4,5.4490267782777151E-2,7.7100157168599106E-3,1.5607451214110729E-2,4.3280890235655273E-4,6.4789505018026197E-4,6.249214460532624E-2,1.0106553869823331,0,9.7788294239894699E-2,3.6458836802482388E-2,6.9607599600905673E-3,1.7633567480447815E-3]
[null,1480,0.9947457562634483,0.9787878942754813,1.0191174089848385,0.96488044858112842,0.98621513670681593,0.9887857803959258,1.0269911588926206,null,1.2823106458445241,0,5.7910422675109359E-4,5.6412886748891354E-2,7.8749164850402276E-3,1.5988246035959809E-2,4.6473787145370044E-4,5.7737600948048486E-4,6.2920363428948065E-2,0.99557831347659198,0,9.7204700169553085E-2,3.6643855177954196E-2,7.6529275015450099E-3,1.5714271658555077E-3]
[null,1481,1.039059852965841,0.99114377145704646,0.98462120518998886,0.98422201678546861,0.98925988984732716,0.97743553952135909,0.99612665670914735,null,1.2883752896870535,0,5.8576024853817491E-4,5.1412675774657128E-2,7.4931488875629526E-3,1.5781611774104688E-2,4.2715214772059214E-4,5.8399186856355697E-4,5.7668281195078316E-2,1.0165439439318744,0,9.6251272091530837E-2,3.4086659876405204E-2,7.1228790347308947E-3,1.5894333533622693E-3]
[null,1482,1.0320205875902109,0.99629141127941501,1.0279360711315035,0.99199371982638607,1.0429099418416414,1.0036893993680107,0.99233970888061962,null,1.3055717597911709,0,5.5236420706242803E-4,5.5260829780511916E-2,7.5389703738855656E-3,1.6441674881457882E-2,4.4882210477164831E-4,5.5074026694819952E-4,5.8492568125579097E-2,1.0232999225573185,0,9.9057593277888975E-2,3.5711306601292986E-2,7.8227625734249E-3,1.4989334551527927E-3]
[null,1483,0.99973553621599698,1.0115374482974167,0.97030656491708933,0.9944466567169179,0.97892781689220953,1.0289818915786348,0.9967739672729633,null,1.3097131087396998,0,6.547967593247214E-4,5.5043921164018468E-2,7.7212149153422912E-3,1.5805502609591519E-2,4.3378667893235779E-4,6.5291898841046019E-4,6.0869892386028877E-2,1.0275376633250577,0,9.6673706558850214E-2,3.6811627204007637E-2,7.0406414170186482E-3,1.7770302517665887E-3]
[null,1484,0.97080232998782201,1.0093914169398246,0.99829203113205689,1.0278593472470532,0.96031217740520913,1.0153155369714897,0.99643657805424801,null,1.3497997543044258,0,6.2845518809534647E-4,5.7493984167788663E-2,7.9651232068731342E-3,1.6620421371098766E-2,4.6036996731707152E-4,6.2662869892258393E-4,6.2335461380313678E-2,1.0611924953983076,0,9.6542784703512824E-2,3.780802540058794E-2,7.6774384474263182E-3,1.70547675037219E-3]
[null,1485,0.96011291267998977,0.98870444592364026,0.97666406197966726,1.0118687452864672,1.0118301604408979,1.0009051931481747,0.97180115333898165,null,1.3344816124605288,0,6.6056795121770013E-4,5.6603493392311577E-2,8.1152455968185981E-3,1.6167195466320693E-2,4.5889015560528223E-4,6.586204919855498E-4,6.1687499436976767E-2,1.0453429065937272,0,9.9294796390127407E-2,3.7708831548690917E-2,7.3121534741857576E-3,1.7925478649978344E-3]
[null,1486,0.95653229910693005,0.98465786791199961,1.0285432023108909,1.0357070328495428,0.99125488900243408,1.0027563347991961,0.98371642123830416,null,1.3639754215573987,0,5.9744983513248043E-4,5.9880730996363214E-2,8.1723985409105655E-3,1.7130175352411948E-2,4.8682478847839522E-4,5.9569170972686568E-4,6.2926812205409077E-2,1.0683745886638745,0,9.845491452774334E-2,3.8683179600891827E-2,8.2462785425637918E-3,1.6212764641571923E-3]
[null,1487,1.0356058897165543,0.99731129251968931,1.007185615170906,0.99733296800897375,1.0148400023650812,0.96839270741160477,0.98854482448022452,null,1.3033309167199738,0,5.5429042144700309E-4,5.2082403918850315E-2,7.5048590042518576E-3,1.6236044180742083E-2,4.3765670851767392E-4,5.5260142132167373E-4,5.6985802775098487E-2,1.0294128665084443,0,9.7593096324482723E-2,3.406920064604254E-2,7.5066767498392483E-3,1.5039989038280151E-3]
[null,1488,0.9861043410567516,0.97234763600971841,0.99003036973370862,0.9958645768406057,0.99164393450010291,1.0116176245653616,1.0096132597513474,null,1.3173484888411031,0,6.3654432919460827E-4,5.6797256925875304E-2,7.9576029703131886E-3,1.6102186303443521E-2,4.5611934155447036E-4,6.3468756785573801E-4,6.3312019406708026E-2,1.0284064699078899,0,9.7653150995121063E-2,3.7534559470105242E-2,7.4035699464293113E-3,1.7274103350028052E-3]
[null,1489,0.99205537933602383,0.97399746224403272,0.9667317260437287,0.97102347108260589,1.0046830172231485,0.98152397062244845,1.0210131153141353,null,1.2860487029778653,0,6.4375845359459886E-4,5.3525900847166928E-2,7.89869990838616E-3,1.5483900055414427E-2,4.4213822639562806E-4,6.4182307535794864E-4,6.2605919587569225E-2,1.0034416453462154,0,9.8107287407214375E-2,3.587448472533071E-2,6.9238314182032247E-3,1.7468308342044069E-3]
[null,1490,1.0263902333332271,1.0094322580639872,0.97790131828469662,0.989282833090943,0.99718439136579518,1.008132280088726,0.9880893166011474,null,1.2978205334209549,0,6.1565440746287831E-4,5.2953911907000356E-2,7.528771803861356E-3,1.5790761861852059E-2,4.2626353156003505E-4,6.1385237217850396E-4,5.8234802917747658E-2,1.0219725543630498,0,9.6921573424211566E-2,3.5251104940769232E-2,7.0718869054972461E-3,1.6707038006897835E-3]
[null,1491,1.0121216441594298,0.98340932374730405,0.99417440349190056,0.98033530593615437,0.9698963125612956,0.96817619034418312,1.0028884168351211,null,1.2885080950093124,0,5.8581855752100527E-4,5.2923109488784009E-2,7.7190558323879657E-3,1.5859314406347864E-2,4.4430110146379936E-4,5.8403308757084724E-4,5.9584112738235155E-2,1.0122478694864729,0,9.5959752958127767E-2,3.4887749627393078E-2,7.2950693021362175E-3,1.5895455379122713E-3]
[null,1492,0.97041987517407469,1.0163775276726057,1.0196241411661593,0.99601110558787653,0.99915406275862362,1.0023264429392684,1.0043137907828763,null,1.3179813095070649,0,5.921226671334527E-4,5.7771650328117499E-2,7.9516775260339238E-3,1.6446323892524806E-2,4.6950446324948991E-4,5.9037947074621797E-4,6.2235162204951511E-2,1.0276846662746653,0,9.8456017115514535E-2,3.7515331739646177E-2,7.8459008579170094E-3,1.6068183008309785E-3]
[null,1493,0.99530965681217898,0.99461889850765905,0.99938234462845632,0.9895345098291124,0.99081991850422191,1.0165990996288032,0.98526573750427893,null,1.3068026473877192,0,6.1599149333230652E-4,5.6539911152386456E-2,7.8152202787789733E-3,1.6082491044768141E-2,4.5220148668735822E-4,6.1420348798885789E-4,6.063519554678317E-2,1.0215926447958141,0,9.73912918476246E-2,3.7156519093380115E-2,7.4673007246574673E-3,1.671659422180271E-3]
[null,1494,0.99523293830714654,1.0229754921581657,1.0146127725624288,1.0204963155222826,1.0059764140995888,0.9919970492393333,1.0125843428558576,null,1.3375549527185693,0,5.7590407777879276E-4,5.5344280094360883E-2,7.73215689420979E-3,1.6710065545905671E-2,4.542704865798329E-4,5.741909743210683E-4,6.0648550111511879E-2,1.0530981352238176,0,9.8143533745132641E-2,3.6044828636083374E-2,7.8180865343268086E-3,1.5627585500981337E-3]
[null,1495,1.008798369208431,0.98347707667059214,0.97411393951237724,0.96936979336406981,0.99360945221799357,0.98564413151867358,0.97927376084195827,null,1.2782826945646455,0,6.2369451385653669E-4,5.303049837910883E-2,7.7393696822074306E-3,1.5483391102747508E-2,4.3649985785750261E-4,6.2182729337804455E-4,5.8872789660656018E-2,1.001513423407651,0,9.7165403174175283E-2,3.5383169714410925E-2,6.9676078990480823E-3,1.6924089072628665E-3]
[null,1496,0.99249227711857235,1.0081247234840152,0.99974305840092215,1.0249911642842322,0.99006171112680985,0.97075705890585284,1.0007475740146194,null,1.3388102141128588,0,5.862713599776979E-4,5.3863266304622168E-2,7.7953251683916154E-3,1.6576435377194387E-2,4.5121393488705455E-4,5.8448926051174368E-4,5.991208621888567E-2,1.0581869853125005,0,9.7425696492060385E-2,3.5389908984719894E-2,7.6202913287833239E-3,1.5907870902800217E-3]
[null,1497,0.99015491159390145,0.9943752777544338,1.0040121646557498,1.010734937610501,0.96247475441816255,0.97395734554919233,0.99172301013459363,null,1.3240221611773262,0,5.8761198190728392E-4,5.4687706539657419E-2,7.8578268278424093E-3,1.6410709166669774E-2,4.5678563585407325E-4,5.8583167644709797E-4,6.0055786896534791E-2,1.0433408570208547,0,9.6154805960810733E-2,3.5840673034700822E-2,7.6243496959321963E-3,1.594440703928762E-3]
[null,1498,1.0394252225429217,0.96740942380835115,0.96288664734075091,0.98730913255416408,1.0044358976149341,0.98492832395478191,1.0208447025490082,null,1.2951672673518293,0,6.2315037673808631E-4,5.1213002391365801E-2,7.5583103247021648E-3,1.561374284438192E-2,4.2142030173885465E-4,6.2128342946142045E-4,6.0061354846163477E-2,1.0203880100727365,0,9.695329033357783E-2,3.4405072683858111E-2,6.8640018116143692E-3,1.6909286889665073E-3]
[null,1499,0.99405755937135198,0.98539052509147373,1.0117355238691561,0.99932693938862371,0.98620037308280017,1.0050389455598789,0.98076287133647266,null,1.3168569847869862,0,5.9653491067064514E-4,5.6833406397032916E-2,7.8573667256446773E-3,1.6359002054425944E-2,4.6030315460273129E-4,5.9478346450889228E-4,6.0398248180589621E-2,1.0313369179765222,0,9.7212966593863054E-2,3.707736935272949E-2,7.7043512776603009E-3,1.6188045200768244E-3]
[null,1500,0.97826867528011019,0.99121409652466275,0.98950297841599866,1.029198482207387,1.0231718952904585,1.0137990792343534,0.99152729843229126,null,1.3531302657915569,0,6.3879993821455369E-4,5.6908062293114833E-2,7.9597860275960539E-3,1.6568792353697681E-2,4.5600129510015334E-4,6.3694060686706106E-4,6.2100733270558268E-2,1.0628459501445691,0,9.9378949543563744E-2,3.7619671232509734E-2,7.560636597715796E-3,1.7335423644775163E-3]
[null,1501,0.99653473169009299,1.0160471988248969,0.95738290793339864,1.0245068756974611,0.97188380966344434,0.97900368604531707,0.99558824060336648,null,1.3343449870731479,0,6.407351948922778E-4,5.1786362755245716E-2,7.7290997531259979E-3,1.604020940486197E-2,4.285121432993518E-4,6.388039467840192E-4,5.9321512670344252E-2,1.059006598407666,0,9.6398477859842319E-2,3.4907913285791729E-2,6.989618279596376E-3,1.7386137614816379E-3]
[null,1502,0.99630137856075096,1.0282016713599476,0.99238203747620579,0.99623566456169521,0.96964661354040194,0.97586282078667441,1.0131190838601414,null,1.3063700658047155,0,5.9144568210160882E-4,5.3144047959838923E-2,7.7027175473258153E-3,1.6071187484087687E-2,4.4255965035673925E-4,5.8965726048029624E-4,5.9933067721287724E-2,1.0287193348685313,0,9.6334471654514878E-2,3.5070935093475877E-2,7.3486795643530056E-3,1.6048526825636897E-3]
[null,1503,0.9575141492375665,0.95843789934559398,1.0059147610816961,1.0091989083797281,0.97942529760059505,1.0147052930581353,1.0406939061699696,null,1.3413137477107393,0,6.3992315386404285E-4,5.9906696274231799E-2,8.2467168433352708E-3,1.6541255888761392E-2,4.8030748846665105E-4,6.3806221666720794E-4,6.7852890705554322E-2,1.0416984079545595,0,9.7830271464098242E-2,3.9216843544090434E-2,7.8056234682210984E-3,1.7365950166149456E-3]
[null,1504,1.0209667022590185,0.99048786824052337,0.97557032155414236,0.99126109078409108,0.99596925044591766,0.95896980990829517,0.98106319689734567,null,1.295691089181608,0,5.9608576870879128E-4,5.0902687776427528E-2,7.6257814589170752E-3,1.5779033784778775E-2,4.3073244775998276E-4,5.9425156470674823E-4,5.7271242723017625E-2,1.0240865644332258,0,9.6988462810367423E-2,3.3933468926609547E-2,7.0575921603500489E-3,1.6173568641561105E-3]
[null,1505,1.0014900828778257,0.97780603980621161,0.97773284637945224,1.0167320528516584,0.99786730070402851,0.99550494474929141,0.95854548341793899,null,1.3302199738681837,0,6.3126218812475064E-4,5.4266679423605919E-2,7.8147928388961844E-3,1.6181467689303418E-2,4.4238160306586698E-4,6.2939103136370501E-4,5.8522075682103172E-2,1.0503340143076894,0,9.7554542581586287E-2,3.6128687938287531E-2,7.2642080517331589E-3,1.7129949086742769E-3]
[null,1506,1.0046539411788935,0.97650444095932842,0.9914673582152157,1.006442231304352,1.0350315705687503,1.0073834163212021,0.98080632400496159,null,1.3244213098541073,0,6.1926954491077957E-4,5.5495764785140331E-2,7.7977138667687977E-3,1.6245760620203026E-2,4.4760409304184934E-4,6.1745558057770206E-4,6.0105966506058504E-2,1.0392863238088856,0,9.9289625555037606E-2,3.6642927561593402E-2,7.4309264755563166E-3,1.6805105461550711E-3]
[null,1507,0.97535482897720982,0.98394400223987177,0.99945607367018396,0.9895600112136288,0.96063637186387985,1.001072761054373,1.0091441457247274,null,1.3096493528474018,0,6.2157613811627762E-4,5.7062642007574597E-2,8.0096279786259824E-3,1.61063942085422E-2,4.6348459466670895E-4,6.1974393968185952E-4,6.3248976887904138E-2,1.0216167994502727,0,9.6440612826012267E-2,3.7498399857686049E-2,7.5175085292693671E-3,1.6867387052792112E-3]
[null,1508,0.9737027330106437,0.99218275291641356,0.96564578230392972,0.99237553705995529,0.96765951558702579,0.96657057715925654,0.99802426650642262,null,1.3054701150826533,0,6.425761939267597E-4,5.3249679767269589E-2,7.9879760445552474E-3,1.5729178998146517E-2,4.4663849008973644E-4,6.4061448359541823E-4,6.1261867491110698E-2,1.0255397299378686,0,9.6786002447160249E-2,3.5713021951873543E-2,7.0144402190705432E-3,1.743541445838967E-3]
[null,1509,1.0287873446683322,0.99982287178362284,1.02077700810787,1.0156039554189322,1.0010462373093116,1.0390904306711028,1.0036344608051462,null,1.3332471855323091,0,5.814346675630769E-4,5.6932441679648269E-2,7.5502528596424088E-3,1.6693846585617816E-2,4.4631363942769362E-4,5.7978349905960132E-4,6.0279891810568864E-2,1.0478664287109227,0,9.7099494595164815E-2,3.6945448816595373E-2,7.8567384443611211E-3,1.5779795588611362E-3]
[null,1510,0.97253293288742204,0.97504592976052218,1.025429460057397,1.0256723347238161,0.97956600683594375,0.99299590008530014,1.0128855259419565,null,1.3506828766459071,0,5.8798942259357778E-4,5.8380137262846223E-2,8.0687464478869028E-3,1.6946351869375056E-2,4.791704273375763E-4,5.8624212903227776E-4,6.3746220835529305E-2,1.0581158857171105,0,9.7459341342576805E-2,3.7782179587349779E-2,8.1110326288951276E-3,1.5955578205599629E-3]
[null,1511,0.99828373836597584,1.0320299142555041,1.0253237240279405,1.0146860724424991,1.0026773310355237,1.0168867231856851,0.99752286340687712,null,1.3329141950932304,0,5.7355318121877173E-4,5.6932626957559004E-2,7.6840122218089744E-3,1.6742513706214907E-2,4.5627478466037823E-4,5.7188883016928206E-4,6.0043619137309406E-2,1.0467852241687099,0,9.7919864590479799E-2,3.6847656511299204E-2,7.9475744936204542E-3,1.5564928726185872E-3]
[null,1512,0.9733552281418415,1.0332287044751851,0.98698273983259543,0.99710391142695731,1.0275135818941199,0.98720570874975488,1.0456288102054694,null,1.3172755089867401,0,6.1810466739268481E-4,5.4642070472659038E-2,7.8675953413931653E-3,1.6114288118798496E-2,4.4957205573041418E-4,6.162571089576085E-4,6.3510485737577851E-2,1.0297777950097813,0,9.9713984147358589E-2,3.6176366473024878E-2,7.3479504873688057E-3,1.6772487014812397E-3]
[null,1513,0.97500304105358282,1.0082219616078172,1.0042305084733492,0.9866802837798796,0.95443199137477641,0.99851906282176195,1.0203376765578676,null,1.3051948371984474,0,6.0814212191117407E-4,5.6639970398782741E-2,7.9359750874519498E-3,1.6114768222768472E-2,4.6142952566996574E-4,6.0634493791313689E-4,6.3066178212269064E-2,1.018503823314308,0,9.6154943868913309E-2,3.7115326685335501E-2,7.5539480275003514E-3,1.6502710394444954E-3]
[null,1514,1.0150073054981097,0.97886688321120119,0.98197784925097731,1.0195675150309498,1.0186664344846639,0.99169912206905153,1.0072070158202227,null,1.3344250370859909,0,6.1478513586190567E-4,5.3532803152509113E-2,7.7084088096496259E-3,1.6307544932032052E-2,4.3824633309125059E-4,6.1295582611548818E-4,6.0526609641701111E-2,1.0531317547841832,0,9.8235857151229705E-2,3.5548853707617865E-2,7.3285241858708329E-3,1.6682636978525855E-3]
[null,1515,0.9894550312934991,0.97493786063113863,1.0211831554224595,1.0046497444505422,1.0390890072847412,1.0043586220527208,1.0154608834235845,null,1.3294844015864733,0,5.8976274773222528E-4,5.7813003980091801E-2,7.9300348070852535E-3,1.6620988852115152E-2,4.6895267367515377E-4,5.8803001195344628E-4,6.3174580160440891E-2,1.0365523467177338,0,9.9898516338584986E-2,3.7507969681016613E-2,7.9193172630117638E-3,1.6004238484959373E-3]
[null,1516,1.0216440628435244,1.010122593407466,0.99823586728357216,0.97052380264410765,1.0114513024804084,1.0079243793723813,1.0285780291873607,null,1.2832263159289623,0,5.9273042362433881E-4,5.4215357241849935E-2,7.5665364796616676E-3,1.5810208735740836E-2,4.373076502506489E-4,5.9099512953431847E-4,6.0893974503817692E-2,1.0019992027849995,0,9.7746276280660377E-2,3.5653193135844745E-2,7.2975004891263559E-3,1.6084939211003229E-3]
[null,1517,1.0134594384869384,0.9733310850827267,1.0087303966674717,0.98878513330287876,0.99611682489332276,1.0092391853841791,1.0170407101040633,null,1.306073976502002,0,5.9415919628523332E-4,5.6096518730580004E-2,7.7442608468707907E-3,1.6196094411200658E-2,4.5231649872681009E-4,5.9242198541815158E-4,6.1967692292897947E-2,1.0205449817216785,0,9.7212008140832057E-2,3.6661530215936211E-2,7.5879335016907504E-3,1.6123773524532013E-3]
[null,1518,0.98775887061096801,1.0161748291749662,1.0179611407043589,0.99420310695990699,0.97049586401543397,0.97758235320352049,0.98012337238916269,null,1.3064946580462506,0,5.6937932345757817E-4,5.5270489372881905E-2,7.8123062351091776E-3,1.6330039363739144E-2,4.6051284119857548E-4,5.6766065479985745E-4,5.8929606798758936E-2,1.0258674617683734,0,9.6619140775052167E-2,3.5926116389256468E-2,7.7357179974576282E-3,1.5449851730806497E-3]
[null,1519,1.0109267849203241,0.9795024262544868,1.0014566007904384,0.98101311884859788,1.0036678827488774,0.97599899435052095,1.0127048931343765,null,1.2933967529896535,0,5.8331698062042997E-4,5.3870867953148591E-2,7.7422769948369127E-3,1.5989452276287848E-2,4.4891566538153712E-4,5.8155338477408722E-4,6.0616237092592187E-2,1.01273464198254,0,9.7630487570157395E-2,3.535889147352933E-2,7.4239489726913846E-3,1.5827966043332978E-3]
[null,1520,1.0292444143237671,1.0395686530792347,1.0085322120848677,1.0165594521009791,1.0307278260148802,1.0204096159289409,0.97050922216973723,null,1.3277697716413059,0,5.7638524698036043E-4,5.4387614608436316E-2,7.4272504366910972E-3,1.6530359211364087E-2,4.3371497781347421E-4,5.747184521992713E-4,5.6525048231469317E-2,1.0492173585208429,0,9.8511168586641801E-2,3.5548845222484242E-2,7.6258844693450926E-3,1.5641941709995659E-3]
[null,1521,1.0149659298259111,0.97900124929267507,0.97079996060508544,1.0050559963269154,0.97788954241045212,0.98657924078190362,0.98998126830125499,null,1.3148219454060059,0,6.258950328903029E-4,5.268651210317242E-2,7.7055837439576674E-3,1.5931277852129753E-2,4.3312680017426418E-4,6.2402300053592723E-4,5.9325088650253752E-2,1.0384848400314621,0,9.6252217192203518E-2,3.5224492105327791E-2,7.082294061345874E-3,1.6983848983319531E-3]
[null,1522,0.96381036030824141,0.98132215761642616,0.99187050065939741,1.0012138439474851,0.99688174520459438,0.9993258367924307,0.9848753376243814,null,1.3239692775537448,0,6.3855643718366468E-4,5.7292583209119265E-2,8.1122770667500527E-3,1.6198879422674357E-2,4.6585025014014153E-4,6.3667089614272078E-4,6.2494252239300434E-2,1.0338751995436626,0,9.8489834664973686E-2,3.7820213895804838E-2,7.4892645015643706E-3,1.7328083007959786E-3]
[null,1523,0.99886148876633063,0.99614963500264309,1.0096989976935977,1.0263160980131794,0.98992682377667629,0.99093784671341012,0.99966842415603185,null,1.3429408160113401,0,5.8527076124705144E-4,5.5416160628866333E-2,7.7851825261179633E-3,1.6719769106711736E-2,4.5514727229163719E-4,5.8352793444136361E-4,6.0477013278055929E-2,1.0592521270484765,0,9.7271051942681791E-2,3.6196193858662629E-2,7.7817424986620937E-3,1.5881706776175012E-3]
[null,1524,1.0017784054227308,0.98614474217798709,0.99938199895628488,1.0446827922961925,1.0069000600515281,1.0020603176471774,1.0365593456752487,null,1.3663413435167318,0,6.0532991759525622E-4,5.5558914075567907E-2,7.7913764467014189E-3,1.6902185593642087E-2,4.5082168668780933E-4,6.0354736606594867E-4,6.3209128605476783E-2,1.0785275872608446,0,9.800841303844432E-2,3.6511841527704508E-2,7.7402008620942701E-3,1.6426569710957599E-3]
[null,1525,1.0117320843893967,1.0031664327400875,1.0063806646673494,0.97210263661264451,0.99658536081809723,1.0068644815332077,0.99878857903679519,null,1.2850611164433319,0,5.8951502554865356E-4,5.5264162828453221E-2,7.6637893549581781E-3,1.5905478207364834E-2,4.4656484506177852E-4,5.8778732816173042E-4,5.9907046652124291E-2,1.0033941172289906,0,9.7273815627247587E-2,3.6167724316321849E-2,7.4403817369801672E-3,1.599763343215577E-3]
[null,1526,0.95931025285535021,1.0102693805111667,0.99780427693990503,1.0148705787011811,0.98396735022543247,1.0203724436547563,1.0401775420571315,null,1.343047961745464,0,6.3957570879527993E-4,5.8426012990726417E-2,8.0576146020538923E-3,1.650146568844699E-2,4.6548728350740055E-4,6.3772611202798295E-4,6.5986955018419016E-2,1.0477972680019889,0,9.7992393350211052E-2,3.8432084063424278E-2,7.654850092868537E-3,1.7356802505838391E-3]
[null,1527,1.0113986128715617,0.96884606923440786,1.0001500938442791,0.99994956346290131,1.0017688349222575,1.0076143569219957,1.0122576414591691,null,1.3177933953967607,0,6.0621177213453193E-4,5.577003000271042E-2,7.7722793625664552E-3,1.6257111745927907E-2,4.5006409160291451E-4,6.0443646361496356E-4,6.1896411922446833E-2,1.0323222605542941,0,9.752572667310104E-2,3.6633850545996688E-2,7.5223590050977384E-3,1.6450768015332509E-3]
[null,1528,1.0036093585141681,1.0319570393414319,1.0147706884704863,1.0097536953431392,0.96370528342959461,0.99759418576572112,0.99714690515797444,null,1.3217218942344546,0,5.7212718543462227E-4,5.5008451645353271E-2,7.6408964440214007E-3,1.6506862847804091E-2,4.4897954779096814E-4,5.7043486540960865E-4,5.9116428062322382E-2,1.0420076437306851,0,9.5890679356374631E-2,3.5822785392107245E-2,7.7283238681774115E-3,1.5525356598421105E-3]
[null,1529,1.041136428079531,1.006158875732267,0.98116150909881539,0.97560483432269207,0.96236805702117267,0.9982674053319347,0.98237446825330155,null,1.2780405590009689,0,5.9773399454755675E-4,5.1920700191684675E-2,7.4325511842176272E-3,1.5593421042520419E-2,4.2221283304385416E-4,5.9596712338273684E-4,5.689687768513179E-2,1.0077459635192851,0,9.4899162244091867E-2,3.4495303105546708E-2,7.0141080172732096E-3,1.6220260493383857E-3]
[null,1530,1.0332984674212877,1.0416902312791374,1.0058338882229547,0.97695576085350544,1.0085134874370039,1.0290946113753607,1.0199816423699755,null,1.2879795670073475,0,5.8178925183687577E-4,5.445338504678239E-2,7.3914482623424179E-3,1.596131159910958E-2,4.3045982624345761E-4,5.8012102843989417E-4,5.9364003797998915E-2,1.0084192637122351,0,9.7338971350444656E-2,3.5648636759121527E-2,7.3948566738978212E-3,1.5788982025677625E-3]
[null,1531,0.99578427178782014,0.99141440530395464,0.98743742063007345,1.0232464454270549,0.96711490683987777,1.0042111453795664,1.0049523892167704,null,1.3401697436875226,0,6.2424233273100237E-4,5.5263391685502365E-2,7.818633356026004E-3,1.6410390507871551E-2,4.4697995017762209E-4,6.2240802583813629E-4,6.1529264958206341E-2,1.0567629622173667,0,9.6219465810936891E-2,3.6577732340994262E-2,7.4487676977521211E-3,1.6939894695808318E-3]
[null,1532,1.0100207120201532,0.99272367495561809,0.99741896236344585,1.0259969931763968,1.0078960081924684,0.96826331148002787,1.0040137394334261,null,1.3383585004152265,0,5.8095973310008685E-4,5.3001342575374276E-2,7.7067901096096649E-3,1.6562683119497993E-2,4.4504756798131433E-4,5.7918923129401836E-4,5.9477906020401074E-2,1.0592964655962827,0,9.7852526885706434E-2,3.4871786819689589E-2,7.5693600645853638E-3,1.5763621579035353E-3]
[null,1533,0.98688797911902337,1.0170770650140322,1.0137151630272665,1.0183009735881585,1.0250147928096749,0.98599056396054519,1.0336803461611512,null,1.338707742992634,0,5.7967469622699594E-4,5.5554918108415015E-2,7.8153734867067604E-3,1.6708428215690012E-2,4.5874866097171831E-4,5.7793987230257205E-4,6.2437783702521406E-2,1.0508594800848816,0,9.9274234778063603E-2,3.6201107181717526E-2,7.8264417830088227E-3,1.5729618145798995E-3]
[null,1534,0.98957249287927695,1.0438654555199136,1.0064330210095125,0.95533503838169731,1.0055622502495625,1.0070896037144612,0.99489183768822254,null,1.2689260288794435,0,5.9327227427019927E-4,5.5625217092943449E-2,7.7117612082281883E-3,1.567996204184624E-2,4.4938370459322608E-4,5.915339541445341E-4,5.9731599380335239E-2,0.98608529944560497,0,9.8256753491351642E-2,3.6402889805396542E-2,7.3749406052044456E-3,1.6099604240658457E-3]
[null,1535,1.0224768680258931,0.97876993976011206,1.016965002678234,0.98995702522644147,1.0053393727020856,0.99389737891211971,1.018407577343114,null,1.3043211370239316,0,5.6885586616998117E-4,5.5056688568326378E-2,7.660870469910248E-3,1.6296127395322033E-2,4.5113853013929121E-4,5.6716696392085408E-4,6.085757577117009E-2,1.0215149872408695,0,9.7451676977493434E-2,3.5808048990889588E-2,7.6820704728060331E-3,1.5436415092531567E-3]
[null,1536,1.0290590887216977,0.97836287207716166,1.0120561941288415,0.9744723499200677,1.0224709528074172,1.0234708180488012,1.0169133798386965,null,1.2909843964542331,0,5.8810330042399154E-4,5.6087341167792001E-2,7.6119516523867883E-3,1.6034503948208233E-2,4.4606897530022322E-4,5.8640770603493445E-4,6.128869001288538E-2,1.0056770072318506,0,9.811997558074062E-2,3.6583738170685116E-2,7.5408068421943791E-3,1.5960084665787501E-3]
[null,1537,1.008712932509755,1.0323289050660209,1.0293112899414119,1.0199242793410226,0.97646840844056815,0.99154342116889227,1.0224486550492062,null,1.3337112139890583,0,5.4883492241784707E-4,5.5133880314117548E-2,7.604647380501847E-3,1.6844836534719732E-2,4.533485453806153E-4,5.4720159287000188E-4,6.0127318262594216E-2,1.0520713809768254,0,9.6399418243600307E-2,3.5600806283255078E-2,7.9879084267751067E-3,1.4893023508355352E-3]
[null,1538,0.99648560061261837,0.96229271790496596,0.96990977940832401,0.98313415560774997,1.0042796228612647,0.97021604092146929,0.98495302022917119,null,1.295348783350055,0,6.3242205466613761E-4,5.3089963120896026E-2,7.9024948457104786E-3,1.5653187269984482E-2,4.4379118958541439E-4,6.3049859814164402E-4,6.0175753414344099E-2,1.0158606898023683,0,9.7980281538184597E-2,3.5513456705639705E-2,7.0150795795309801E-3,1.7160093403345371E-3]
[null,1539,1.0016443799930672,1.0161212713162797,1.0039118943603913,1.0333960519220942,0.96835529307903934,0.9697596668870041,0.99793813898524208,null,1.3442425931853543,0,5.7350433561609987E-4,5.3357876098288883E-2,7.7007419986577525E-3,1.6713928958465948E-2,4.4760907373644866E-4,5.7175925133616447E-4,5.8920712498059614E-2,1.0667360821440102,0,9.6152064714841001E-2,3.4971219829901756E-2,7.687962751920312E-3,1.5561402017504923E-3]
[null,1540,1.0141531698533728,0.97239267534202667,0.9781996370776822,1.0455478787249506,0.99459719156326543,1.0036302530195158,0.99838920979762091,null,1.3619117176266979,0,6.292577303845452E-4,5.4172134930076409E-2,7.7344845838990114E-3,1.6608319251647324E-2,4.3804350833726258E-4,6.2740761576966059E-4,6.0620768099841335E-2,1.0800873255937458,0,9.7088003704011591E-2,3.6055563390391003E-2,7.4013279741028557E-3,1.7075967052600626E-3]
[null,1541,0.99042625429715014,0.97154712772742491,1.0188948311919406,0.99670550236550481,0.96550766674725064,0.99924418608271426,1.0442790646196294,null,1.3185974537462612,0,5.8980314776632876E-4,5.7418341507496459E-2,7.9327310519858672E-3,1.6454325964518537E-2,4.6804616096429372E-4,5.8806142401459077E-4,6.4856202013363728E-2,1.0284223656726814,0,9.6311249875798505E-2,3.7301824644078045E-2,7.8335992373525856E-3,1.6005093417713885E-3]
[null,1542,1.0053975789926703,0.97717314928964072,1.0039580865256497,1.0329954657279488,1.027302958840163,1.0101361328715188,1.0006494449429773,null,1.3541208298002141,0,6.0447199773694101E-4,5.6253763947411488E-2,7.7928898692026334E-3,1.67798550181446E-2,4.5298619650210832E-4,6.0270620348392139E-4,6.1350913060138242E-2,1.066321157314662,0,9.8911524727647096E-2,3.6868201058523023E-2,7.7509367983983959E-3,1.6403676038366526E-3]
[null,1543,0.98165278991920601,0.9887571587806393,1.0245044716638183,1.0401135406063862,1.0139498707801791,1.0071702149847799,1.0119369376340064,null,1.3663467090529202,0,5.8868365710318556E-4,5.8288696143799404E-2,7.9490258729781795E-3,1.7152628412105953E-2,4.7162799265322672E-4,5.8695891993062435E-4,6.3070607144978641E-2,1.0730418123237906,0,9.8885114555094217E-2,3.7743341564613793E-2,8.1480710909828061E-3,1.5975086890952063E-3]
[null,1544,0.9807774042881966,0.97853095393323375,1.0003142008730777,0.9674995008043743,0.96560259390403202,0.99038678018951931,1.0189399329031117,null,1.2853347722191697,0,6.1180214885334636E-4,5.630936659007494E-2,7.9831565064758195E-3,1.5808522912534137E-2,4.6235146287295297E-4,6.0997930284448763E-4,6.3357133442600799E-2,0.99881692405246736,0,9.6541335057230213E-2,3.6984519571272856E-2,7.4131228869279229E-3,1.6601625827195538E-3]
[null,1545,0.98866049114184795,0.97342766714657414,1.0173630458867755,1.0270754880487061,1.0307122382003409,1.0288925886454903,0.99365979959320772,null,1.3544517113954428,0,6.0985739707476012E-4,5.9101940373144632E-2,7.9403689947504415E-3,1.6883468272734143E-2,4.677831887198981E-4,6.0810834767701337E-4,6.2676943086314788E-2,1.0598047565889186,0,9.9509001567815877E-2,3.8430049940938377E-2,7.9840779719883188E-3,1.655070459513894E-3]
[null,1546,1.0035821264401046,1.0169441526412302,0.97860049488792766,0.99988670113036582,0.98163501534614483,1.0095678598961129,1.0080566651040463,null,1.3132690208387612,0,6.2776761359438005E-4,5.4110385856372838E-2,7.6772438109670793E-3,1.5974470454318976E-2,4.3497901562316942E-4,6.2593273552914665E-4,6.0565525417520222E-2,1.0329055519329471,0,9.67187766104846E-2,3.6005737603260327E-2,7.1746024478921118E-3,1.7035825674395243E-3]
[null,1547,1.0060455459729281,0.98803908934727347,1.0436008241600538,1.0078366654503996,0.98544791100072748,0.9987178900075302,0.97433296926587909,null,1.3240842339836116,0,5.4751543526459991E-4,5.7422446246229324E-2,7.7632525772555428E-3,1.6830236746177764E-2,4.693652211945726E-4,5.4589773760944818E-4,5.9044570102420015E-2,1.039189668092154,0,9.6915147012576364E-2,3.677382265779143E-2,8.1915893388335489E-3,1.4857536866320791E-3]
[null,1548,1.0016803624777666,1.0123777108707896,0.99010894373413338,1.0124066990196672,0.9999132870286136,1.0237410889415253,1.017795417821473,null,1.3310756127735552,0,6.2390294065589786E-4,5.5684453054709773E-2,7.7084782430088764E-3,1.6314877360233761E-2,4.418749305812879E-4,6.2210460516043907E-4,6.1863397977477842E-2,1.0454867480987329,0,9.7662518474198684E-2,3.6797429202195989E-2,7.4244701093926944E-3,1.6931636585187399E-3]
[null,1549,0.98631440795741931,1.0249299673312298,0.96004357990775135,0.98050341084945836,1.0260778124517664,0.95633164241435809,0.96751022204606496,null,1.2876783601716115,0,6.2673881417170212E-4,5.1061547403590722E-2,7.7826982649646295E-3,1.5481861164221202E-2,4.3266614149896766E-4,6.2480496818160451E-4,5.7304598220412416E-2,1.0134404613647838,0,9.927996531234011E-2,3.43631388216551E-2,6.8328441676477831E-3,1.7005131564879216E-3]
[null,1550,0.99742307519741569,1.0101936589500387,0.97053619571922878,0.97670048204819138,1.0082665864877638,0.98077602413536136,0.99710400243120023,null,1.2871593894393829,0,6.2560380547307926E-4,5.2619023499720405E-2,7.7432883462625257E-3,1.5566502523644379E-2,4.3512887840267429E-4,6.23721572576264E-4,5.9609934303845022E-2,1.0091940962900467,0,9.8150449054626762E-2,3.5185016431051597E-2,6.9602678338880697E-3,1.6975645107914492E-3]
[null,1551,1.0276577846709902,1.007083117732392,1.0318916807626328,0.96631192154090462,0.99092525573600143,0.99912975000481297,1.0222770378227901,null,1.2774987183417503,0,5.4530148043105853E-4,5.5207930986891814E-2,7.5393660952883454E-3,1.6105379291615658E-2,4.5060457019348944E-4,5.4369098831022402E-4,6.0030222874858076E-2,0.99669725434746825,0,9.6648671343766354E-2,3.5595290639228047E-2,7.7458610420655773E-3,1.4797476424943019E-3]
[null,1552,1.0198749789702179,1.0042251071869184,1.0039535138814568,0.9935929651757418,1.0360317833228474,0.98901985265745096,0.98238156304140456,null,1.3046904325093458,0,5.7710188071321265E-4,5.3702527229849029E-2,7.5988094425527607E-3,1.6177083247379695E-2,4.4170263643469616E-4,5.7538004663643897E-4,5.7893188091556885E-2,1.025647618812739,0,9.8983870440909782E-2,3.5196239263591819E-2,7.4851203654445865E-3,1.5659948129629893E-3]
[null,1553,1.0350474035547608,1.0111921322772941,1.0060415703303249,1.0023887415963546,1.0272110098151856,1.00110868129344,1.0345187205222355,null,1.3149793710352997,0,5.71520564235185E-4,5.3521529638974705E-2,7.4672364715386375E-3,1.6346914683509135E-2,4.3496404076519279E-4,5.6983597332670546E-4,6.0218826579205166E-2,1.0346651706858614,0,9.820323498754624E-2,3.5034280650369384E-2,7.5379922154194135E-3,1.5509056730171693E-3]
[null,1554,0.9843024511013353,0.98878318646685404,1.0172580438611492,0.99266653341142141,1.0222976698005057,0.98569390635372345,1.019113245141793,null,1.3135614420929567,0,5.8330383240999637E-4,5.6503575228229394E-2,7.9257231376872895E-3,1.6387346240940126E-2,4.6687156151366239E-4,5.815576219857703E-4,6.2656344222429564E-2,1.0243023589390032,0,9.9212781368580902E-2,3.6742768271402153E-2,7.782611196966006E-3,1.5828081366267026E-3]
[null,1555,0.96884660312052384,1.0147461027865663,0.98262142311963907,0.99646407383891811,0.97520749980779708,1.0116856927386881,0.96426195653520697,null,1.314011522859942,0,6.4680225254236162E-4,5.6433798823953399E-2,7.9603873876678676E-3,1.597626106644788E-2,4.5286783447141165E-4,6.449156964007136E-4,6.0148754341295109E-2,1.0292483191545378,0,9.7297399479663121E-2,3.7460747585201043E-2,7.279625813644843E-3,1.7552479292005606E-3]
[null,1556,0.97237509275869638,0.98155312230467939,0.98084449532994478,1.0003436356959343,1.0099617250583541,0.97509100555365014,1.0139160038683719,null,1.3199944852046175,0,6.317799886701611E-4,5.4821550204871963E-2,8.0372686105202353E-3,1.6068677627166204E-2,4.5641735185426039E-4,6.2986809148571398E-4,6.2973784980784833E-2,1.0333093995308391,0,9.888371862390026E-2,3.6429549741852453E-2,7.3017371209486001E-3,1.7142933090635584E-3]
[null,1557,0.98379883505212595,0.97995589812155126,1.0114688838066785,1.0237248960816603,0.9917995026000731,0.97749894801005244,0.98309754144279637,null,1.3418070806263138,0,5.8786266018524185E-4,5.5957474574662429E-2,7.9568161722588238E-3,1.6711055302188044E-2,4.6600502127452063E-4,5.8608804826146364E-4,6.0507519993331454E-2,1.0565244093949393,0,9.7743577966292822E-2,3.6511655996589606E-2,7.8352023532061946E-3,1.5951384634945193E-3]
[null,1558,1.0220567172746817,0.99796175183261659,0.99991537053967472,0.99412625251925113,0.96197256398418429,1.0221670917573558,1.0157527664594557,null,1.307495918736685,0,6.0168208189693431E-4,5.5316382618315223E-2,7.6006177069209138E-3,1.6129503478604184E-2,4.4001996870249077E-4,5.9994512515845365E-4,6.0935900809478465E-2,1.0263173691160679,0,9.5344722203092466E-2,3.6340930953332677E-2,7.439355980084268E-3,1.6328528588239548E-3]
[null,1559,1.024411369777616,0.99180807997959164,1.0034006316714994,0.98605214845471667,1.0207443710927484,0.97288178744724052,0.99476511250887734,null,1.2948224525142535,0,5.686431699090884E-4,5.282448399607613E-2,7.6027704315977792E-3,1.6057831974903694E-2,4.4168784503951472E-4,5.6691843016133463E-4,5.8274087394337259E-2,1.0178796924929894,0,9.8136063542615698E-2,3.4632121600822567E-2,7.4324728933308189E-3,1.5429650822888765E-3]
[null,1560,0.9793997933327675,0.99631012562453869,1.0273508895346599,1.0058473941135466,1.0168849887007978,0.98216698072434649,1.0064627394244727,null,1.3269312774382995,0,5.7025092630842396E-4,5.6946042861759472E-2,7.9438139243348943E-3,1.6680757930716637E-2,4.7265000935099949E-4,5.6853766152406982E-4,6.1834558259125948E-2,1.0376078402345508,0,9.9088477221035545E-2,3.6812870666476677E-2,7.9986074994526455E-3,1.5473720962787662E-3]
[null,1561,0.9898262061983657,0.99566854769592661,1.0353394331426817,0.99271602605349862,1.0060635098168209,1.02339462029242,1.0084232994083551,null,1.3165548871717774,0,5.7837018396253708E-4,5.9171671295060894E-2,7.8641566172753963E-3,1.6584935583736384E-2,4.7161802198380018E-4,5.7670252752273948E-4,6.2617081258984131E-2,1.0238331617410981,0,9.8307284520188207E-2,3.8074849873212122E-2,8.0622017466977225E-3,1.5695941699797919E-3]
[null,1562,0.97307782219523664,1.015699714457144,1.0424663270579986,0.99266812856292241,1.0215384302500878,0.9822462476457765,1.012023444753231,null,1.314430537173515,0,5.5192004218070144E-4,5.7684087290004626E-2,7.9378272435039372E-3,1.667418827609829E-2,4.7938579779029756E-4,5.5026198461333782E-4,6.1952947436836436E-2,1.0235813365092399,0,9.9495483886817032E-2,3.6965468133432246E-2,8.1638389290567027E-3,1.4976317283030287E-3]
[null,1563,0.99154773660733786,0.97918548955997664,0.98838036998935841,0.95142704843763981,1.0054578338647762,0.99577554985296179,1.0041764114144129,null,1.2672378095629846,0,6.2351874817177691E-4,5.5355570786664553E-2,7.8913538269738421E-3,1.5450345721213579E-2,4.5156795833312894E-4,6.2167104639506917E-4,6.1894872769136876E-2,0.98256408782365146,0,9.8181590751598699E-2,3.6618018792210917E-2,7.1402651804943016E-3,1.6919836544820115E-3]
[null,1564,0.980067865026648,0.97922406056115052,1.0360677771730484,0.9662379726944369,0.96651122710711301,1.0202335131916578,0.99601919543858974,null,1.2889125702930562,0,5.8532698408536566E-4,6.001443933361978E-2,7.9957293097631197E-3,1.6191923782684345E-2,4.7985285635896883E-4,5.8363403935890261E-4,6.2923565167563061E-2,0.99650493900329395,0,9.664367230107139E-2,3.8600890399038135E-2,7.9707916241636458E-3,1.588459460225566E-3]
[null,1565,1.0104445018797903,0.99440529123407551,1.0300302428868966,0.98766102028863678,0.98211257843885724,0.97169347719826771,1.0264046240293931,null,1.3003105123689234,0,5.4420894270273176E-4,5.4784448993544017E-2,7.7063011902891391E-3,1.640278550406778E-2,4.5973533792724415E-4,5.4255629530166076E-4,6.0862135650334825E-2,1.018770702108152,0,9.6631200957653429E-2,3.5360409011032393E-2,7.8577868811482068E-3,1.4766593821764424E-3]
[null,1566,1.007199332933808,1.0076711404354675,0.99783855433481439,1.0037868339761538,0.99093305560083433,1.0101673674150649,1.0125428011297373,null,1.3193371947009129,0,6.0365209215299876E-4,5.5148443284293448E-2,7.6824185833531695E-3,1.6265304053878309E-2,4.4382757152555149E-4,6.0188874754721637E-4,6.0951776225851545E-2,1.0363528934027015,0,9.7101122136419291E-2,3.6275389107596603E-2,7.4796409216489395E-3,1.6381427582512185E-3]
[null,1567,1.0283350066726775,1.0055629131495925,1.0111558725009766,0.98576959195406744,1.0032983482664124,1.0232513407226715,1.0227954731661613,null,1.3002743969527,0,5.8306230765441743E-4,5.5455628350443882E-2,7.5340000124332522E-3,1.6165013047831394E-2,4.4110410222840342E-4,5.8138088667013471E-4,6.078070765189901E-2,1.0173621211630879,0,9.7208350998115534E-2,3.6190879106120948E-2,7.5559468201642733E-3,1.5823271213583235E-3]
[null,1568,1.0485894659928376,1.0189817481974142,1.0064440251508455,0.99954537354570405,1.0115324495142766,1.0228721130996268,0.98842813340736246,null,1.3081837459403811,0,5.7415708435787165E-4,5.3837206515441209E-2,7.3483036998549011E-3,1.625513488369415E-2,4.2820884185869302E-4,5.7250073017906162E-4,5.7181979988531792E-2,1.031718348673246,0,9.713591646235735E-2,3.5232530241296946E-2,7.4896147255462085E-3,1.5581582627324233E-3]
[null,1569,1.0309219915948487,1.0231390396653204,1.0152257553990833,1.0419029893186882,1.0248692257075804,1.0060169174230997,0.9708046560162128,null,1.3536488345181161,0,5.6307046202772873E-4,5.4213419834118329E-2,7.4641482812188732E-3,1.6965920537485014E-2,4.3879282809899446E-4,5.6141887569714202E-4,5.6528531673071487E-2,1.0751699617862747,0,9.8196022346616965E-2,3.5295606800691388E-2,7.8500849089063272E-3,1.527997107964986E-3]
[null,1570,0.99183611044202902,0.96150674046431928,0.98279429982353905,1.001015017424244,1.0308184481095966,0.97760395614299789,1.0219016714560525,null,1.3204153366487745,0,6.2360656613165899E-4,5.4432874362483806E-2,7.9453622143695144E-3,1.6108268696017492E-2,4.5209236104697841E-4,6.2172425440741596E-4,6.3002502745194547E-2,1.0339437511158334,0,9.9394829174462643E-2,3.6128770728100029E-2,7.3166390938383778E-3,1.6921284691516028E-3]
[null,1571,0.97823012633060347,1.0124289269607112,1.0318577181249078,0.98518593378570052,1.0176179430817711,1.0089561265653726,0.97895994568377143,null,1.3062953813267806,0,5.7730537735298118E-4,5.8443802980027611E-2,7.903549089214635E-3,1.6418708637229443E-2,4.7235481525109523E-4,5.756169703712168E-4,6.0518962819802381E-2,1.0161657174605303,0,9.9159365828289617E-2,3.7682359555867247E-2,7.9656089062829002E-3,1.566639641267166E-3]
[null,1572,0.99627266850879792,0.99103341343548113,0.99108275398656331,1.039642115308375,1.0075852604817821,1.0330825026100432,0.97401209345657846,null,1.3612239335994261,0,6.3714544131000773E-4,5.7035529064675607E-2,7.8169019523092482E-3,1.6695665842346878E-2,4.4853125216991852E-4,6.353255418649899E-4,6.0486346613673657E-2,1.0735816537826433,0,9.8168999318435771E-2,3.7668277300008518E-2,7.5947016826609665E-3,1.7291466899479135E-3]
[null,1573,0.95969907370491625,0.98925816677570433,1.0180855538719256,0.9854722677538732,0.99815611021066608,1.001470689525676,1.0270009909275066,null,1.3124256846848585,0,6.0667146976396008E-4,5.8916858118082345E-2,8.1275631000782677E-3,1.6323193622327443E-2,4.7915564596708401E-4,6.0488391586008543E-4,6.5262078432102258E-2,1.0168549705349152,0,9.8691357236567537E-2,3.829348399735575E-2,7.8325169323229683E-3,1.6462946190418794E-3]
[null,1574,0.96879218431053626,1.0011732296252549,1.008183338486655,1.0399477067552734,1.016530072257992,0.99267045544013444,0.99468468354433359,null,1.3639145327182545,0,6.0517861436993605E-4,5.7039807972591852E-2,8.0102992786919291E-3,1.6942871606666878E-2,4.6759891859726466E-4,6.0337965110656973E-4,6.1928649386925494E-2,1.073367691183732,0,9.9326598919469947E-2,3.7290053005007574E-2,7.9005609035714876E-3,1.6422005062635516E-3]
[null,1575,0.99890511743035559,0.99726273933873899,0.98058610314027517,1.0108880598700845,0.98859449480437378,0.99495314474033292,1.0099536230738664,null,1.3259403186946099,0,6.2388808055464332E-4,5.4097716494617497E-2,7.7742090934455445E-3,1.6164570553737535E-2,4.4136294416536709E-4,6.2203775614636328E-4,6.1155357775539446E-2,1.0442092346175429,0,9.7173181123761262E-2,3.5954159996135722E-2,7.2793947025330541E-3,1.6929817175391968E-3]
[null,1576,1.0330856451532815,1.0007822177892416,0.99996011835656073,0.97880579892410025,1.0084626657131179,1.0032473269952853,0.98704474259276176,null,1.2874338285093347,0,5.8352743583156054E-4,5.3651636655966915E-2,7.511002390908612E-3,1.5900602983231718E-2,4.3485145944391563E-4,5.8181112047924616E-4,5.7941415266203888E-2,1.0104995152926461,0,9.7334951210811288E-2,3.5246313555229475E-2,7.3317579342832614E-3,1.583498075960188E-3]
[null,1577,1.0011089053856113,0.9800262392676764,0.98284569329791804,1.006314284250156,0.9741341711712096,0.99711908558059481,0.99375407270422811,null,1.3206952650025836,0,6.2530662144270486E-4,5.4592988346224128E-2,7.8119390825446798E-3,1.6111164856307297E-2,4.4452374707993177E-4,6.2345611834340939E-4,6.0675145344964272E-2,1.0394157732167,0,9.6421609629554497E-2,3.6233921357747063E-2,7.2932078926843495E-3,1.6968420318765839E-3]
[null,1578,0.969537763905161,0.98879063414863755,1.0296297345596728,0.98642604355991936,1.0381513173536383,0.96329742792144091,1.0373237722823514,null,1.3097340275705391,0,5.6401492470495676E-4,5.6708261442441912E-2,8.0495541597493305E-3,1.6476771414121041E-2,4.8002266888758587E-4,5.6228720210617193E-4,6.4024511405488399E-2,1.0175082354660252,0,0.10037759845515466,3.6610637837957462E-2,7.9698020371068504E-3,1.5303604062066418E-3]
[null,1579,1.0144259664783593,0.99704783321944568,0.97767681252095151,1.0086763438000146,0.97456556211159739,0.97025135542253849,1.0010171214041581,null,1.3163249428552299,0,6.027564948875826E-4,5.1803382848891494E-2,7.6552201862571207E-3,1.6055523723315656E-2,4.3332376617658805E-4,6.0092333030057981E-4,5.8946020128320786E-2,1.0420137922481727,0,9.6111934106705349E-2,3.4489887970571953E-2,7.1821758306483052E-3,1.6355152107555831E-3]
[null,1580,0.98421040454836417,0.98864583570606945,0.96965480109636315,0.99043765008046336,1.0187271768924484,0.96623231585970593,1.0089656377905487,null,1.3050591330049948,0,6.3115841220196412E-4,5.2942327317069618E-2,7.9149903890511821E-3,1.5780382567619839E-2,4.4437708175564569E-4,6.2923088447120205E-4,6.1383629206363623E-2,1.0234150479781916,0,9.898882320877106E-2,3.542019604476649E-2,7.0587276975100774E-3,1.7125590416252935E-3]
[null,1581,0.97199164046845044,0.98812995111333879,1.0104983247670536,1.0100134105850427,1.0058089746856882,0.97586039016722292,0.99412238893798466,null,1.3302081371453509,0,5.9323101195120017E-4,5.630298592903351E-2,8.0265097480089961E-3,1.6533511181289342E-2,4.6963113518359276E-4,5.9143718735688467E-4,6.1600599662030485E-2,1.0424024741223001,0,9.8726325947579768E-2,3.6758113407504657E-2,7.7800827802459076E-3,1.6096970567690268E-3]
[null,1582,1.0359817476706954,0.98283320666587204,0.98379704091919162,0.97756588744123396,1.0028467478152092,1.046159568147214,0.98779412573784908,null,1.2908745025252282,0,6.3200645622318559E-4,5.534464021222308E-2,7.5405714633576051E-3,1.571572011204856E-2,4.2949641562428409E-4,6.302238008123308E-4,5.9629865557951474E-2,1.0096935877342434,0,9.6978441598635112E-2,3.6711760822603592E-2,7.1169398313612863E-3,1.7152614325910622E-3]
[null,1583,0.98508452642532141,1.0382463377692619,1.0154854422727937,0.9692952547755459,0.97997234908924258,1.0122413862846011,1.0113652907378663,null,1.2858461585626819,0,5.891326115081073E-4,5.6768226816876606E-2,7.7658650247175295E-3,1.5987265875305932E-2,4.5664794485756916E-4,5.8741520623360624E-4,6.1341652074618884E-2,1.0002365539079485,0,9.714299365209686E-2,3.6953276680270444E-2,7.5966434412661384E-3,1.5987505499971829E-3]
[null,1584,1.0096676785932286,0.96903574337584519,0.9928741147907989,1.0108699901381173,0.97775227684068355,0.99035034089804508,1.0331605802432455,null,1.3270876736790593,0,6.0587055504909729E-4,5.452364532012887E-2,7.7832038663260012E-3,1.6320659395857837E-2,4.4740614111608336E-4,6.0406531562451999E-4,6.2722604049580619E-2,1.043815917969136,0,9.6397859420434953E-2,3.5970778808568506E-2,7.4633372882800227E-3,1.6440666590521653E-3]
[null,1585,0.99720427065018935,0.99412448560240907,1.0164692196523852,0.99923073625774328,1.0012145314409981,1.0238576528821892,0.98682334842033193,null,1.3192803730105447,0,5.9774142762995569E-4,5.7770925599993125E-2,7.8061447218698045E-3,1.6428381201291264E-2,4.5946661114098489E-4,5.9601869613301443E-4,6.0868444277781264E-2,1.0310988262054377,0,9.786599500662084E-2,3.7584276538289156E-2,7.7774691662522615E-3,1.6221664133636894E-3]
[null,1586,0.99516703950995011,0.96800646911489097,1.0152163241144898,1.0253493460385774,0.98600079034520149,1.0190651840479699,0.95505736552659015,null,1.3457064730902044,0,6.0411597626545727E-4,5.8165889917843036E-2,7.9055576101680659E-3,1.6760385542056243E-2,4.6473746777065474E-4,6.023666848087799E-4,5.9733406579774065E-2,1.0580880598682061,0,9.7179406634518545E-2,3.7869069259653283E-2,7.9022659557436096E-3,1.6394435459252189E-3]
[null,1587,0.9769379235274811,0.99018544620434046,0.99240118586537229,0.98769815359034541,1.0100261591846889,0.99536498445560184,0.98426834321749912,null,1.3065649432892175,0,6.2453918446153081E-4,5.6124231005430965E-2,7.9746697122688205E-3,1.6002211988728209E-2,4.5819351875291201E-4,6.2268769539683064E-4,6.1198009033282402E-2,1.0199028790642721,0,9.8780805043643671E-2,3.7037199880652329E-2,7.3938448933224708E-3,1.6947506379265526E-3]
[null,1588,1.0201360228315064,1.0004144749302297,0.97291921785650637,0.99156451659630629,1.012318378584868,0.9659747409078383,0.98473322410514796,null,1.2971768481426931,0,6.0182375967368922E-4,5.098306171621235E-2,7.600973829415463E-3,1.5765270007899335E-2,4.2817220863559951E-4,5.9998532849184682E-4,5.7427603499712404E-2,1.0244803076741926,0,9.7796097937302776E-2,3.4041748231971661E-2,7.0224891894865504E-3,1.6329622790444258E-3]
[null,1589,1.0174279212197266,0.99612408562659449,1.0093381401767247,1.0202550119856866,0.98744501501835824,0.98383355484883239,0.95166882360092575,null,1.3291831438920294,0,5.709047752637408E-4,5.3995897576589076E-2,7.6431064813903219E-3,1.6564535922778071E-2,4.4667983986040421E-4,5.6919245158095009E-4,5.6319752690996233E-2,1.0530073858830014,0,9.6697747292808514E-2,3.5276028524263481E-2,7.6845677850626024E-3,1.54915421896211E-3]
[null,1590,1.0352098746228979,0.99604896962518341,1.0261214060738482,0.99880862543654669,0.97598720718368348,0.9667389630009493,0.99799520366218109,null,1.304571947660613,0,5.3245038546578262E-4,5.2971926854496629E-2,7.5160431637389304E-3,1.6459367821921117E-2,4.4665377136783162E-4,5.3082515954015904E-4,5.7560714072141986E-2,1.0303823945149486,0,9.5743450027736501E-2,3.426830705770692E-2,7.7799845046767537E-3,1.4447310978014986E-3]
[null,1591,1.0046718277331699,1.0269987032709047,0.99466777318212185,0.99993493018757884,1.0268333428588923,1.0358139301222358,0.99999387825499475,null,1.3183131795118228,0,6.198986094099148E-4,5.6096684452330445E-2,7.6426718405416148E-3,1.6192336099365771E-2,4.401234048420742E-4,6.1813264180265201E-4,6.050544852175558E-2,1.0324707481579629,0,9.8896186704697339E-2,3.6968930412843111E-2,7.4194626014752367E-3,1.6823532836162123E-3]
[null,1592,1.0042304998734233,0.96398190864611455,0.97462003583211398,1.0305340567380792,1.0175409878523782,1.0083347897144868,0.97830884793218942,null,1.3488686504219272,0,6.4543359101213425E-4,5.4966741756925307E-2,7.8372125842237073E-3,1.637222963351978E-2,4.4224633527523827E-4,6.4354477075874699E-4,6.0407464276207044E-2,1.0646899275490085,0,9.8435199445665492E-2,3.6663819792260521E-2,7.3041811475659819E-3,1.751516721528644E-3]
[null,1593,0.9851698398871227,0.98906228572152355,1.0348710072461613,0.99092009463395658,1.0075016680390825,1.0034034094700242,1.0082572093250919,null,1.3135538246745639,0,5.7182991478254338E-4,5.8416663716257637E-2,7.9222764331322026E-3,1.6554554742361925E-2,4.748841321599501E-4,5.7014826669656341E-4,6.2498768255237376E-2,1.0219942692783788,0,9.8494747662751861E-2,3.7599210920084634E-2,8.0483755496633148E-3,1.5517556326224416E-3]
[null,1594,1.0298740602270107,1.0176823679475013,0.97833532741851514,1.0075964492339009,1.0100960501875402,1.009513424956159,1.0075807853729446,null,1.3178679318574942,0,6.1186596834620407E-4,5.2697435076206126E-2,7.4790156318097637E-3,1.6066773547423301E-2,4.236334699649086E-4,6.1007747216064207E-4,5.8966698968341003E-2,1.0408780205502663,0,9.7464934883891283E-2,3.5071163987910194E-2,7.1616144706293473E-3,1.6604297672366201E-3]
[null,1595,0.99808999071848004,1.0142722702694029,0.97614136683973274,1.0033262929766824,1.0255027544011872,0.98459622247742429,0.96381539283687356,null,1.3143676142691363,0,6.1939718970028049E-4,5.2989116405090679E-2,7.7270174823831526E-3,1.5983311663928242E-2,4.3670461318973374E-4,6.1754086098098765E-4,5.7573945477756759E-2,1.0365338367499835,0,9.8973761179691311E-2,3.5312135272190577E-2,7.1588991023414823E-3,1.6807426513001371E-3]
[null,1596,1.0061681628195305,1.0004609162047247,1.0317586834312718,1.0256965642846829,0.96265009533152646,1.0027876827531392,0.97948037521115605,null,1.3408530851864873,0,5.6061948649896518E-4,5.6736635468153551E-2,7.7207060733190565E-3,1.6933607287270367E-2,4.6138208716474459E-4,5.5896979393524641E-4,5.9062415458739151E-2,1.0579531576210541,0,9.5795695853183802E-2,3.6583742398086122E-2,8.0860611173314348E-3,1.5213315147486921E-3]
[null,1597,1.011173875675593,0.99272044861934772,1.0080979926026215,0.98436383164216545,1.0105587085065486,1.0206720529134941,1.001745733362333,null,1.3015278343933374,0,5.9830050734461918E-4,5.6381608270319308E-2,7.7006123051129374E-3,1.6121508356636914E-2,4.494826418435403E-4,5.9657078272862013E-4,6.0876426004604897E-2,1.0160000408908032,0,9.7965275216432599E-2,3.6861609521984737E-2,7.5493318991338657E-3,1.6236690110816307E-3]
[null,1598,1.0420222388469373,1.0055226047213703,1.0052640883198467,0.96426141201412818,0.9970871863320907,0.97899641702603835,1.0046032840984851,null,1.2681090937874391,0,5.5730474536631229E-4,5.2064378439046023E-2,7.4337715183397136E-3,1.5741020860341178E-2,4.3267750123641649E-4,5.5562495356582884E-4,5.7611056796373565E-2,0.99533234825950367,0,9.6584739520005056E-2,3.409613617347583E-2,7.3024165490297764E-3,1.5122279618894688E-3]
[null,1599,1.0108347551975461,0.9673097875741884,1.0243840654132275,0.99264092676983584,1.0247479714780481,0.98676382378938587,0.99722334640068067,null,1.3094126607497021,0,5.6518231214632345E-4,5.5937986544956304E-2,7.7875278885160062E-3,1.6431783454597001E-2,4.6199089848834537E-4,5.6349218584223859E-4,6.0450266774406826E-2,1.0240697649714496,0,9.8678320327065083E-2,3.6223742963576132E-2,7.8393270782362509E-3,1.5336399747134333E-3]
[null,1600,1.0006955048892716,0.98269596958888028,1.0449240414467622,1.0339579710281472,1.0015074387375988,1.0347304954928307,1.0056407131298011,null,1.3604421477807203,0,5.699522451949778E-4,6.0020435816657142E-2,7.8220332565463232E-3,1.7287725392758722E-2,4.7353337705420957E-4,5.6832686472023484E-4,6.2561206605425732E-2,1.0660846555981311,0,9.7825582458509794E-2,3.840841267796144E-2,8.4133896012814121E-3,1.5467983768678755E-3]
[null,1601,1.0377973735027051,1.0023557354950179,1.0206452632099476,1.0073570836621764,0.99752688052708849,0.99933550688167638,1.026015735222719,null,1.3190322982064597,0,5.5392565126653661E-4,5.4211142379169207E-2,7.4771002504313471E-3,1.656264241656389E-2,4.4193155001697674E-4,5.5229002537407067E-4,5.9807159874043593E-2,1.0393614489493344,0,9.671985769260294E-2,3.5182212850666202E-2,7.7672864828121219E-3,1.5031513867102856E-3]
[null,1602,1.0058542610694965,1.0197593820702011,0.99598667886385384,1.0105365550764998,0.97369854906232967,1.0196652929301919,0.99455498696473665,null,1.3249095033118825,0,6.0957522199879413E-4,5.5380301125221978E-2,7.655637392426448E-3,1.6312396128029222E-2,4.4145644201942785E-4,6.0781116145361186E-4,5.9850336325176244E-2,1.0433774713415946,0,9.6298241185136441E-2,3.6468114464680644E-2,7.4730513515610369E-3,1.6542616165812073E-3]
[null,1603,1.0247034488082456,1.0005775297342305,1.0295683639870155,1.0010217529680276,1.0273407381621331,1.0142566659390257,0.99655922343200198,null,1.3169743409630768,0,5.5929581916161226E-4,5.623206098396643E-2,7.5801701131912383E-3,1.6594094535248214E-2,4.5200424676793106E-4,5.576686319567314E-4,5.9340183704084171E-2,1.0325656289372502,0,9.8477658513206862E-2,3.6304498333529944E-2,7.9118786022655055E-3,1.5177901807711053E-3]
[null,1604,1.0166884441748272,0.9737633157568335,1.0187910771880591,1.0434705530013033,1.0416881334574282,1.0270100356566401,1.0150485956422854,null,1.3678993963054153,0,5.9012270319441242E-4,5.7436068969795695E-2,7.7207545133071683E-3,1.7125649876163645E-2,4.5549212883999433E-4,5.8842714986468304E-4,6.2192945953407151E-2,1.0766787215933082,0,9.9350415796162009E-2,3.7315608399770973E-2,8.0239299010170378E-3,1.6015047269738458E-3]
[null,1605,0.98073880959587167,0.99174642181315931,0.99137826512128835,1.0181246084955062,0.99716039745703267,0.99909783564368393,1.0137404385104618,null,1.3393262136695547,0,6.2538240648283444E-4,5.6027110393430814E-2,7.9385034089089028E-3,1.6428710864765241E-2,4.5564468803120867E-4,6.2353534454257604E-4,6.285027347734401E-2,1.0513526651745608,0,9.8058983880673217E-2,3.6995738471321989E-2,7.5233727129850299E-3,1.6970576594738057E-3]
[null,1606,0.99618317362033593,0.96228851172962715,0.98700218919978921,0.97141133142445546,0.97473350241882428,0.98383750318474961,1.0058937235602092,null,1.2856667041579262,0,6.1922557031478731E-4,5.4743819136558909E-2,7.9091699937487488E-3,1.569221277879719E-2,4.5195662433766663E-4,6.1736832476399313E-4,6.1917228663512042E-2,1.0032427306813332,0,9.6577555058249359E-2,3.6243306970636796E-2,7.2103084317082988E-3,1.6802730645940267E-3]
[null,1607,1.0112261127805358,0.9738469891400493,0.98731624933420958,1.0242925729926515,0.99303710309213022,0.99834102629668886,1.0332957166817185,null,1.3419637935415725,0,6.1565700778361309E-4,5.4482431807634957E-2,7.7544673653980704E-3,1.6451359859962111E-2,4.4325730265771038E-4,6.1383729130869895E-4,6.2713844239556518E-2,1.0578470968331817,0,9.7093293053729865E-2,3.6063453789203226E-2,7.4457462511907388E-3,1.6706627555335824E-3]
[null,1608,1.0065882586303441,0.98909318987859696,1.0478804044072447,0.99880861061283954,1.0359100111682826,0.96002492741705292,0.98610100626655828,null,1.3129607977601887,0,5.2111637454810679E-4,5.5355986228698174E-2,7.7568135939382306E-3,1.6775872154213837E-2,4.7094735105876657E-4,5.1951461976939466E-4,5.8532025410616167E-2,1.0297593110932703,0,9.9348676063174088E-2,3.5363564210121427E-2,8.1852558728107115E-3,1.4139475370639123E-3]
[null,1609,1.0106265413695055,1.0046372175852303,1.007041074068159,0.98864820125191177,1.0024084425124287,0.99489143380597267,1.0139582144001003,null,1.3023185650307836,0,5.8200177729616522E-4,5.4666813416913332E-2,7.6678384084939519E-3,1.6159122697104077E-2,4.4709638002986968E-4,5.8027557202791971E-4,6.0470156301593053E-2,1.0204529714589841,0,9.7583065561419907E-2,3.5762822080530852E-2,7.5310861117152518E-3,1.579318819269088E-3]
[null,1610,0.99350303476985069,1.0378051277866551,0.98922373549411557,0.96266471073510551,0.9947730026545577,1.0016106135033984,0.98887597241189185,null,1.2736756303172054,0,6.1048169148478963E-4,5.4337476910299706E-2,7.6949743325199398E-3,1.5571899447338717E-2,4.4070627652758004E-4,6.0868316207293314E-4,5.9139430771866862E-2,0.99414508441735627,0,9.7616487752751863E-2,3.5926371227436131E-2,7.148362795707206E-3,1.6566349148120732E-3]
[null,1611,1.0374384665698964,1.0094871293475125,0.96512024768383531,1.0166755508046166,1.0435440751375038,0.97469119170105256,1.0280297405685908,null,1.3246418108173534,0,6.0462949935836149E-4,5.0026655627389151E-2,7.4454331007834836E-3,1.6053496201546249E-2,4.1607869738087598E-4,6.0279901463305063E-4,5.8921985655736767E-2,1.0506682829600933,0,9.8892852449158491E-2,3.3562205626073066E-2,7.0160307787280642E-3,1.6406202051893952E-3]
[null,1612,0.97952731224015355,0.95787875046090176,1.0196486228054884,0.98265128434046023,1.0171085724873385,0.97553323860698415,0.9724888504850594,null,1.3020320613463445,0,5.8460616121610372E-4,5.7037874143302671E-2,8.0667766989005168E-3,1.6244794333290898E-2,4.7631205488701784E-4,5.8283782380460223E-4,6.0805641377994109E-2,1.0138992952231287,0,9.9087216869398975E-2,3.7038306870373967E-2,7.7913196885206169E-3,1.5862924239591464E-3]
[null,1613,0.97422441333075604,1.0166456182471857,0.99988577280185087,0.99724188297871319,1.0063705776159384,0.98758964001890004,0.98899454406055454,null,1.3147478780102566,0,6.0539953323049747E-4,5.5647532891358951E-2,7.9148409564689659E-3,1.6213510452199327E-2,4.5819755531971451E-4,6.0359065482288763E-4,6.0564646779003688E-2,1.0295347664277423,0,9.8683050151312346E-2,3.6559128280770362E-2,7.5312386056654483E-3,1.642774788822013E-3]
[null,1614,0.98827704230437063,0.98652376856386093,1.0016508944132538,0.9697904941058676,1.0263224327453462,1.0053779031799566,0.99610676141705101,null,1.2891923167314836,0,6.1264612802696327E-4,5.6617727505417784E-2,7.8971712520486646E-3,1.5870457451913331E-2,4.5798616250414845E-4,6.1084798523835626E-4,6.1664394139258505E-2,1.0011435286226953,0,9.9288532571178048E-2,3.715754499720101E-2,7.4342453222203484E-3,1.6625268498345902E-3]
[null,1615,0.98639766783885929,1.001733575351885,0.98141098076296074,1.0016467273010394,1.008765330638306,0.97963206224087962,1.025663119227338,null,1.3183756496948509,0,6.198995417218741E-4,5.3883672514890596E-2,7.8589163307213709E-3,1.6078183862182082E-2,4.4654602513782501E-4,6.1803229311972556E-4,6.2258165953598892E-2,1.0346382245769401,0,9.8464270424401992E-2,3.5794084470832079E-2,7.2733726171652652E-3,1.6820801675812207E-3]
[null,1616,1.0045143307229547,1.0237550592322482,1.0159729985719128,0.97637176551677674,1.0093783491014503,1.0153264942894493,0.96370882282386616,null,1.2895343513590107,0,5.8217494495947989E-4,5.6180890292465445E-2,7.6587103758349222E-3,1.6058208005913593E-2,4.505658943444416E-4,5.804829790431675E-4,5.7842953911913686E-2,1.007525010377917,0,9.8079516478151371E-2,3.6560484640351422E-2,7.5998200352416475E-3,1.5798833127928882E-3]
[null,1617,1.0309027679275302,1.0369313903743997,1.0146300478754882,1.023295854679618,0.96508022275439675,1.0196556400987991,0.99862960465595663,null,1.3334438768265471,0,5.6836957223147368E-4,5.4627483806859646E-2,7.4242743800564757E-3,1.6676201299110814E-2,4.3618965259823611E-4,5.6672474187583572E-4,5.8131831968995719E-2,1.0559865928291223,0,9.5303117130834669E-2,3.5577629774467621E-2,7.739762888231509E-3,1.5424379266250744E-3]
[null,1618,0.9977591051771707,0.99385416729829479,0.98262691619606102,0.99148438886496637,1.0018282782685761,0.99207636020284273,1.0104214799015461,null,1.3064507907840726,0,6.2102530158879277E-4,5.41825151397715E-2,7.7943067016712428E-3,1.5929677127518298E-2,4.434219471939718E-4,6.1917812671849471E-4,6.1279509310012095E-2,1.0241046347234823,0,9.7844059515499127E-2,3.5966226750851642E-2,7.2230879940300887E-3,1.6851987489131257E-3]
[null,1619,0.9887029171338253,1.0116709418642791,1.0026067138151065,1.0268278597166034,0.9912272358822436,0.98886327627126069,0.99621694260867477,null,1.3434312972042781,0,5.9510755636633288E-4,5.5153209021477911E-2,7.8149263513834742E-3,1.6644183090767428E-2,4.536516094616269E-4,5.9333171963596248E-4,6.0313698431270803E-2,1.0599957440146759,0,9.7580985332931178E-2,3.6175876484949437E-2,7.6859453549901957E-3,1.6148533491002785E-3]
[null,1620,1.0160317618409116,0.95936753261680863,0.98380867871688626,0.97626109194660293,0.98029333455787504,1.014492482678657,0.98157538561596269,null,1.2896221928005693,0,6.309641735864135E-4,5.5250434146814582E-2,7.7633141554262174E-3,1.5697724048694787E-2,4.4218862941958643E-4,6.291289047694195E-4,6.0253227040147649E-2,1.0083455664658454,0,9.635709999873851E-2,3.6649014347097116E-2,7.1531777507069169E-3,1.7122814864946403E-3]
[null,1621,0.99906283686672015,1.0105258783291098,1.0103623255885203,0.99116540187400526,0.98624702676843368,1.002835190240164,0.97444107330150809,null,1.3046881368342584,0,5.8798305331527671E-4,5.5786551057015778E-2,7.7392921664464652E-3,1.6204072741147293E-2,4.527644897824148E-4,5.8625292201866801E-4,5.8840834285860823E-2,1.0229540187713548,0,9.708876271046922E-2,3.642387231990827E-2,7.604111228057776E-3,1.59558719551101E-3]
[null,1622,1.0156306543795723,0.96438112617027028,1.0065261120538145,0.97734973743529818,0.97871911216489793,1.0282215942240349,0.9851275162338019,null,1.293728698453416,0,6.0905828891539041E-4,5.7124819301043392E-2,7.755771341042942E-3,1.5979934720321911E-2,4.5199042657238195E-4,6.0731039143657772E-4,6.0760930265514032E-2,1.0088059156242428,0,9.6315589157527873E-2,3.7382218806113428E-2,7.5003780228416386E-3,1.6528986856736323E-3]
[null,1623,0.98459648208436379,0.99787310325587586,0.98450608271156859,1.0112074196418468,1.0238317700098547,0.9812957801290263,1.0063209262353605,null,1.3290039847068822,0,6.1907316696109733E-4,5.4318309066616104E-2,7.8862330130368349E-3,1.6246410597741779E-2,4.495077140811612E-4,6.1721156911620381E-4,6.1378039901069367E-2,1.0444190682056282,0,9.9242469449891055E-2,3.6015592357489225E-2,7.3703695717785497E-3,1.6798464273952297E-3]
[null,1624,1.0128501686506712,0.96841951982410346,0.99497144391609105,0.99378912644502537,1.0013838295897,0.97719342269234988,1.0129410544614041,null,1.3069749885900457,0,5.9350949279813464E-4,5.3748749008857746E-2,7.7612369784643889E-3,1.6095843824448067E-2,4.4708813278416252E-4,5.9171727431122625E-4,6.0917973523115884E-2,1.0261159433832308,0,9.7466235070760326E-2,3.5415171379611192E-2,7.3980801461296965E-3,1.6104593611281043E-3]
[null,1625,1.0287080211274438,1.0211036103768496,1.0265881681947413,0.99976584497890952,0.99685945000878617,1.0052641134861628,1.0130985085418776,null,1.3116256096078021,0,5.5112302487611824E-4,5.4913280510717762E-2,7.488870625282096E-3,1.6517073092254624E-2,4.4524483463689917E-4,5.4950527194776156E-4,5.9169668598099301E-2,1.0313563481555348,0,9.6905255580016544E-2,3.5514545530306425E-2,7.8213682280034343E-3,1.4955722058775933E-3]
[null,1626,1.021200582608748,0.99178217421180348,1.0156766442179095,0.97852511815022147,0.99726379529150111,1.000176223848068,1.0002705644273522,null,1.2907658850174906,0,5.7167464274401805E-4,5.5115844465951684E-2,7.6297192283171448E-3,1.6096254095084968E-2,4.4872780252883419E-4,5.6998802672397948E-4,5.9612581130592007E-2,1.0097555655348991,0,9.7089827174196439E-2,3.5873631263443874E-2,7.5941014262559271E-3,1.5513195122401611E-3]
[null,1627,0.99901992367137071,1.0068485846523751,1.0346158223457129,0.98417095665190846,1.0062997359134913,0.98300880218973741,1.01103339880465,null,1.299859668694346,0,5.4880815125397833E-4,5.6018294170940314E-2,7.75688267123977E-3,1.6421726418523887E-2,4.6485296002343431E-4,5.4716072127463993E-4,6.0585097348340756E-2,1.0150407024538282,0,9.8087348417787532E-2,3.6060849478751385E-2,7.9363710930624529E-3,1.4891911118262776E-3]
[null,1628,0.97510340045592492,0.99222818646947752,1.0187377519405634,1.0185192238174172,0.99146831891173903,0.9752450169751371,0.99379722068042997,null,1.3379250976589407,0,5.7996730134370403E-4,5.6429940593834362E-2,7.9897458732408663E-3,1.6736492270815022E-2,4.7133648608212641E-4,5.7821247725637845E-4,6.1236261352629939E-2,1.0509349094389135,0,9.7960450665976292E-2,3.666308231513097E-2,7.9309297310045067E-3,1.573703755399961E-3]
[null,1629,1.0110473475685151,0.97050830773052565,1.0289275888524689,0.96560610671696867,1.0419016571806681,0.97623999464402134,0.96598836141240341,null,1.2785918600344077,0,5.5304111213955003E-4,5.5489592894497862E-2,7.7767371377686079E-3,1.6075185532463204E-2,4.63431692197242E-4,5.513694648838427E-4,5.8134042493235977E-2,0.99605185615353253,0,9.9508306744734085E-2,3.583848234535917E-2,7.7552507633565368E-3,1.5006459245185692E-3]
[null,1630,0.97651883683552076,1.0015592476261208,1.0351099586847237,0.98931899144430091,0.98848011311083295,0.99618602864245132,0.9632900919763292,null,1.3079421106437559,0,5.6959297206054279E-4,5.8228813924082065E-2,7.952479698124083E-3,1.6484123725553003E-2,4.7680692757367496E-4,5.6790576651596209E-4,5.9618982913805088E-2,1.0203361659290866,0,9.7797582763685761E-2,3.7473125787897597E-2,8.030063893118812E-3,1.5456522863708309E-3]
[null,1631,0.99067799777213916,0.98500015495916615,1.0068296115391355,0.97376785167550872,0.99542102448008629,1.0006621994019418,1.0021282545816164,null,1.2916057618616665,0,6.021631619026745E-4,5.6525415595911926E-2,7.884196007362362E-3,1.5966455350504831E-2,4.5961442956425532E-4,6.0038745817064473E-4,6.1796753179172742E-2,1.0051000082559596,0,9.7738626638963877E-2,3.6983335057752975E-2,7.5190763067379384E-3,1.6340567434681005E-3]
[null,1632,1.0170357398733316,0.9595786007635726,1.0336841078266488,0.97145756235611003,1.003491864600021,1.0110777943853666,0.99702750497816572,null,1.2892038798102909,0,5.6634724680021257E-4,5.7651283232268223E-2,7.7672226137561039E-3,1.6226549008408978E-2,4.6504499711470533E-4,5.6469436407944836E-4,6.1079382765103718E-2,1.0019545615984435,0,9.7510750320907613E-2,3.7132070918619281E-2,7.881755330812321E-3,1.5369119075771685E-3]
[null,1633,0.99167868315434438,1.021887760223759,0.98946456985861664,0.98970544151808681,1.0172449476534111,0.99987980999007386,0.9902423081853633,null,1.3045791959822324,0,6.1402802645800665E-4,5.46926596796019E-2,7.7569991699587343E-3,1.5976390258023138E-2,4.4436675775536921E-4,6.1221591789037541E-4,5.9771004228597546E-2,1.02206291140076,0,9.8749685067492737E-2,3.615598835304501E-2,7.3047532639915628E-3,1.6662499115745091E-3]
[null,1634,0.98325464568934073,0.96489963625668052,1.0009334229893807,0.99876458842304372,0.99742179502339345,1.0361757087797472,0.96531506098995845,null,1.3228396185752311,0,6.4124368150760773E-4,5.9137441733055691E-2,8.0080092110371235E-3,1.6253879087239145E-2,4.6407949601422703E-4,6.394175438584666E-4,6.1718033668539694E-2,1.0310756483128694,0,9.801768375532427E-2,3.8827740391397907E-2,7.5986452869553191E-3,1.7402837704460624E-3]
[null,1635,1.0068573680110591,0.97932229982870289,0.98058842084123077,1.0101206473989903,1.0077345384083645,0.99828102553593168,1.0266829229386167,null,1.3273698415620501,0,6.2555378980651483E-4,5.4243069404005459E-2,7.7690177563517586E-3,1.6180310670315327E-2,4.4106925656179518E-4,6.2370470997607206E-4,6.2386041517979843E-2,1.0434164554392946,0,9.7903110558929002E-2,3.6050713307646629E-2,7.284384114443705E-3,1.6975186163524819E-3]
[null,1636,1.0223926247812347,1.017070660394243,1.0376730790147124,1.0401315160930356,0.96755284785722218,1.0063479523182994,1.0135356077405042,null,1.3548855935682746,0,5.4330501759769913E-4,5.597371911066984E-2,7.5497235353333006E-3,1.721980754107159E-2,4.5380340448634244E-4,5.4171193106236951E-4,5.9730512185706686E-2,1.0726652885116277,0,9.5648428892820866E-2,3.5968573589685866E-2,8.2029685823449897E-3,1.4743613010616888E-3]
[null,1637,0.9737213038663991,0.9849192919938724,0.99154914742756006,0.95269159456683827,1.0026891957988737,0.98109615607754319,0.99357921782547642,null,1.2691470171638526,0,6.200320913032671E-4,5.5573465798653417E-2,8.0178821549104877E-3,1.5505654465119994E-2,4.6028020309173985E-4,6.1816723053661137E-4,6.171065960711649E-2,0.98377925741004191,0,9.8508716792439055E-2,3.6692436535088566E-2,7.2180816354095352E-3,1.6824474227478765E-3]
[null,1638,1.0045877495503943,0.97812153623235598,1.0176305948109541,1.0030418954200135,0.97077649756485007,1.0191101683120556,0.98838714218315926,null,1.3211592827040621,0,5.9300911336850591E-4,5.7513979778672335E-2,7.7995224877678198E-3,1.6473873233951566E-2,4.596080361196521E-4,5.9129205898275248E-4,6.0901868985664784E-2,1.0349974499425605,0,9.6211920286122132E-2,3.7391640158214445E-2,7.8018347841981349E-3,1.6093020651761945E-3]
[null,1639,1.0130243777829775,1.0153744949715795,0.95572704032293909,1.0062519250761841,1.028201875617788,0.98039862029360714,0.9544080730801533,null,1.3125841891525354,0,6.3352813373951107E-4,5.0947747601239726E-2,7.604906836593114E-3,1.5758210153405394E-2,4.2090837333861166E-4,6.3162132544347638E-4,5.6000429042382484E-2,1.0401886872330657,0,9.8715865400206354E-2,3.4377624353679373E-2,6.8526519329774153E-3,1.7190650339431689E-3]
[null,1640,1.0192923021210836,0.9924848927487534,1.0168873049252314,1.0004968734948623,1.0059557154632059,0.97676192435782194,0.97690206772310062,null,1.3103509097212964,0,5.5777241036940328E-4,5.3968502300010546E-2,7.6421311113578543E-3,1.6402154543917569E-2,4.5000017461290832E-4,5.5608736295742012E-4,5.7620392006354777E-2,1.0323931007075855,0,9.7557157850603343E-2,3.510190833815565E-2,7.7037612482882276E-3,1.5134864878201659E-3]
[null,1641,0.97465628792133829,1.035866089296982,1.0256860733019801,1.025680508762024,0.99661510073028825,0.99462601919500415,0.97705403290364889,null,1.3444421211341269,0,5.7331223564969027E-4,5.6967216651231979E-2,7.8587055085352457E-3,1.6900434841507262E-2,4.6681565100259095E-4,5.7161134962469917E-4,5.9446170705739002E-2,1.0581166837042555,0,9.8229016580946932E-2,3.686226183292117E-2,8.0407788819635787E-3,1.5557376620476693E-3]
[null,1642,1.023482069531793,0.97487499562099422,1.0006089135450029,1.042224642157715,1.0334120101231936,0.99759434716461848,0.96335116616917638,null,1.3568702375990456,0,5.9106480085508134E-4,5.4450365118026894E-2,7.6615944436651661E-3,1.6818027585242683E-2,4.4385935133077589E-4,5.8931646471199804E-4,5.7726501938254786E-2,1.0759517385390081,0,9.8767743403276376E-2,3.5757248442078907E-2,7.6909819654791267E-3,1.603925148825677E-3]
[null,1643,0.98751578753347535,1.0371828834209122,1.0253587252016212,1.0166550630034781,1.0031141828368213,0.99743112048175908,1.0306009709367652,null,1.3362893081087952,0,5.6754082113554547E-4,5.6338570066701309E-2,7.7523479377475122E-3,1.6801488229822768E-2,4.6034851403685927E-4,5.6586179286658561E-4,6.1933253482483921E-2,1.0488154704888886,0,9.8211851339808184E-2,3.646243037323129E-2,7.9751374404493022E-3,1.5400892638929606E-3]
[null,1644,0.97600438284397151,1.0266752396249188,1.0094989328103599,0.9771658135616339,1.0287328226750656,0.95428942204948475,0.97914215764971191,null,1.2894298089323675,0,5.7013948330906345E-4,5.3944675677711648E-2,7.8718379685300995E-3,1.6027728955127472E-2,4.6012138285323828E-4,5.6837651369785974E-4,5.8537170476251975E-2,1.0085302990930156,0,9.9729402564463165E-2,3.5239221858411815E-2,7.5441804205941716E-3,1.5469335050181895E-3]
[null,1645,0.97145361839458477,1.00723314561902,0.99794504739694545,0.97940085203280369,1.0299827968125361,1.0149840570978856,1.0280462981826346,null,1.3042664136175288,0,6.288188845719804E-4,5.746691882178076E-2,7.9665137959594925E-3,1.6007835205547914E-2,4.6028960533985865E-4,6.2699074153091915E-4,6.4332405940606713E-2,1.0111726410763535,0,9.989568477147337E-2,3.7798033038713819E-2,7.4614573937874518E-3,1.706462111004765E-3]
[null,1646,1.000380551097116,0.99830466906365745,1.0189554122120297,0.99885593944353923,1.0078360593769973,1.047697669694404,1.025852311469875,null,1.3239078966454354,0,6.0555544399058889E-4,5.8970706739988853E-2,7.768922277274104E-3,1.6494384589769623E-2,4.5840875666592294E-4,6.0384990460374949E-4,6.3683258375918692E-2,1.0306394662032459,0,9.8110229878517086E-2,3.8308959731603594E-2,7.8317852505749071E-3,1.6434803812638518E-3]
[null,1647,1.0105745321744284,0.98453107096979731,0.96609301671992687,1.0210606318897721,1.0091553575243961,0.99154793204210501,0.98204416893730917,null,1.3334372201124234,0,6.3651258953843098E-4,5.2822768070411537E-2,7.7205067532416403E-3,1.6113661459076015E-2,4.3188107901390784E-4,6.346183403790433E-4,5.9070235805590524E-2,1.0551693928198072,0,9.7865348698897472E-2,3.5417031020748141E-2,7.1010667341644268E-3,1.7272219206320742E-3]
[null,1648,1.0215169818921255,1.0146011043629737,0.9973224179961645,0.98245128998236186,1.0431710588610279,1.0340915167807911,0.96230750084676775,null,1.2961329871946914,0,6.0826997113968997E-4,5.5487482160341065E-2,7.5538805695034234E-3,1.5943329654894544E-2,4.3617503807986209E-4,6.0653424493622792E-4,5.759038863467629E-2,1.0143402858545261,0,9.9282755437742259E-2,3.6509620655319146E-2,7.3400186450557469E-3,1.6507862707563054E-3]
[null,1649,0.96205496402765522,1.0077017957038525,1.024207349929799,1.0280337289940071,0.96031027562234861,1.0082105144589333,1.0075112425965291,null,1.3533803134357771,0,5.9711784791360151E-4,5.9071034187651125E-2,8.0495366388729957E-3,1.6952473394702072E-2,4.7745073831142369E-4,5.9537020520845604E-4,6.3458440550502246E-2,1.0605884448142637,0,9.6803923425357236E-2,3.8256551294078234E-2,8.1038045999018791E-3,1.6204014348420177E-3]
[null,1650,1.0191476980683432,1.0023767578272389,1.0340666062899453,0.96169671661588307,1.0004509750455726,0.99522267338813464,0.97540572317437202,null,1.2718547588354938,0,5.4624949218929362E-4,5.5666973271509698E-2,7.617104968877215E-3,1.6041311451337987E-2,4.5622917569610518E-4,5.4462986670012674E-4,5.7789290330245761E-2,0.99187671364484442,0,9.7313513636263657E-2,3.5846079777831608E-2,7.7668592444056963E-3,1.4823029599704391E-3]
[null,1651,0.98643725770422241,1.0064950310319494,0.9946539461055347,1.0208121120664679,0.97744866287028409,1.0015211315686932,0.9823195001689603,null,1.3374884134105167,0,6.1541707098013252E-4,5.5683360132118866E-2,7.8469897201080795E-3,1.6453896781554889E-2,4.5188328931101306E-4,6.1360383954269036E-4,6.0149479530046707E-2,1.0540276528052048,0,9.696312819786887E-2,3.6696843581047321E-2,7.5469652279079487E-3,1.6700273767838608E-3]
[null,1652,1.0039666635982123,1.021263327211223,1.0055160751057546,1.0083201563767485,0.98262133188099665,0.99461638118066054,1.0378628860964498,null,1.3233811415244374,0,5.8371303026917771E-4,5.4575591920740761E-2,7.66782173726377E-3,1.6426177986058828E-2,4.464129534217706E-4,5.8198127068905556E-4,6.1750153793920591E-2,1.0408032545209995,0,9.6786775937448902E-2,3.5735360411588979E-2,7.6073628538330419E-3,1.5839611687412877E-3]
[null,1653,0.99939394524734759,1.0058757387415243,1.0047593509765349,1.0216097158860229,0.98388800609178984,1.0044492313619711,0.96308855265539428,null,1.3360072887338512,0,5.9672461830303407E-4,5.5666401966614307E-2,7.7496403446048259E-3,1.6560447025411533E-2,4.5083427059101894E-4,5.9497158654878677E-4,5.8322047757389472E-2,1.0545438304734902,0,9.6960169438881E-2,3.6465938834863307E-2,7.6704151275036221E-3,1.6193165262550038E-3]
[null,1654,1.0238536040413773,0.98402841214035341,0.99395348086342994,1.0051218455884323,0.98036171449362408,0.96916279093514601,1.0200359634583547,null,1.3140544028151033,0,5.798154952757357E-4,5.2345987691763435E-2,7.6286321255905985E-3,1.6211867512185365E-2,4.3899858472287365E-4,5.7805012055301699E-4,5.9918136916414386E-2,1.0378479267632703,0,9.6185223841998374E-2,3.4511854378296347E-2,7.3942785016092869E-3,1.5732618739742845E-3]
[null,1655,0.96290593783985956,0.9734527665918975,1.0050162791924022,1.0033052308528576,1.0251278588714161,0.99316582966981648,1.0362286699636887,null,1.3317398703375296,0,6.2012712927790885E-4,5.7892510495937473E-2,8.1494764226355109E-3,1.6448968252052075E-2,4.7421680426046195E-4,6.1828464928535755E-4,6.5909172681060821E-2,1.0356416198659779,0,9.9895336428797901E-2,3.7918449249892745E-2,7.72919561903322E-3,1.6827669978748839E-3]
[null,1656,1.0081461423898854,0.99569680123668947,1.0332114680459752,1.0320620482520377,0.99448695456316127,1.0154984510525848,1.0037072097369311,null,1.352283406404938,0,5.6597797521509233E-4,5.7532417082465696E-2,7.7206405660188646E-3,1.7089863123471945E-2,4.6204044962899662E-4,5.6433336083166487E-4,6.0948058982512876E-2,1.0644756416939898,0,9.7289476464899965E-2,3.7065651870494501E-2,8.1653314100968866E-3,1.535929375741391E-3]
[null,1657,0.97725059834033556,0.96450770047199585,0.98848981908614209,1.028122219927315,0.99652818836065438,0.98094942825545817,1.019775936465203,null,1.3505056663048927,0,6.26855797559126E-4,5.5667752029542328E-2,8.0553498676699184E-3,1.6547665477679271E-2,4.6100336601569961E-4,6.2497013122771324E-4,6.3816687914186515E-2,1.0617658486879966,0,9.811535286430291E-2,3.682211105185712E-2,7.5548180361200527E-3,1.7009626758534456E-3]
[null,1658,0.99610566543065049,0.99052851209935555,0.98910788245054648,1.0129792399640969,0.98960937920069836,0.97849957787607722,0.9958742807225287,null,1.3268089014025584,0,6.0618038554197714E-4,5.3931967355002775E-2,7.8193185620067784E-3,1.6283548010151649E-2,4.4777525254330482E-4,6.0435234823229755E-4,6.0196865824231921E-2,1.0461084945188903,0,9.7301411987381653E-2,3.5660736525663803E-2,7.4157635368051651E-3,1.6448478671902617E-3]
[null,1659,0.99563178893483795,0.98734426820473009,0.998493080048099,1.0064483752550446,1.000157148932501,0.98212692249561884,0.99624304485418136,null,1.3218298127182129,0,5.9776197228851656E-4,5.4713868197762229E-2,7.8354458497153483E-3,1.6313890292946394E-2,4.52966458816209E-4,5.9596597992709645E-4,6.0472825789439404E-2,1.0390811399467961,0,9.7833946435542163E-2,3.5975517517026857E-2,7.5299852853015093E-3,1.6220229372290731E-3]
[null,1660,0.99696656954995055,0.98700414944329318,1.0352198228516869,1.0101712079415377,1.0448263572946068,1.0026700740189696,1.0060547296527784,null,1.3332348110369296,0,5.6471045003394485E-4,5.7749904603148938E-2,7.8351475678637306E-3,1.6846016449493031E-2,4.6982292956065962E-4,5.6304852438761397E-4,6.1670857146100259E-2,1.0418389543516935,0,0.10000339498161825,3.716256343932324E-2,8.127379019287867E-3,1.5324324744869046E-3]
[null,1661,1.0010322491003676,0.99339401921921244,1.0045481828299496,0.98833022316948438,1.0119677218049532,1.0108672597420558,1.0135766584577952,null,1.3069387871759668,0,6.0282079753982553E-4,5.6200291600217375E-2,7.7756446990355785E-3,1.6154703699157297E-2,4.5225131131974004E-4,6.0106110045384084E-4,6.188931537284062E-2,1.0201976742108054,0,9.8277796649251639E-2,3.6820283149261085E-2,7.5366960054656807E-3,1.6358901756968417E-3]
[null,1662,0.96145213666591367,0.99921807844656862,0.96646935627055042,1.0166293553934962,1.0245681509428799,0.98719628121788916,0.99027370998246755,null,1.3378478209033675,0,6.6164939050706705E-4,5.4970714309131849E-2,8.0671343716166195E-3,1.6122527299817939E-2,4.5144522003762557E-4,6.5967165493733648E-4,6.1976070496226152E-2,1.0505783142370713,0,9.9863501857916565E-2,3.6848736902515479E-2,7.1759451605679526E-3,1.795408784036824E-3]
[null,1663,0.99833742758031607,0.99772930031069762,1.0342204142932139,0.99900019055254008,0.98333579377652403,1.0253410039094655,0.98012426885294479,null,1.3185843195728506,0,5.7539609705986052E-4,5.8669544336496793E-2,7.7903889474157028E-3,1.6612234578060329E-2,4.6667888136725982E-4,5.7374016541841789E-4,6.0331676453006043E-2,1.030346428355803,0,9.6992688895406937E-2,3.7776187470156215E-2,8.0386159899027993E-3,1.5615315968742335E-3]
[null,1664,0.98979956756885679,0.97553003454922471,0.98217800253629173,0.96709460478366083,1.0077962206620457,0.98561260163616615,0.97532632179265566,null,1.2809731677352525,0,6.2716957143800413E-4,5.4643255865657041E-2,7.9155771559632684E-3,1.557514850927906E-2,4.5011593400341005E-4,6.2529188724525929E-4,6.0029179247074016E-2,0.99892556717692305,0,9.8331921684237364E-2,3.6281880064609084E-2,7.1205613920340693E-3,1.7018383896663632E-3]
[null,1665,1.0137534716050978,0.98486040569481503,0.99007529415007567,1.0317294758608075,1.0149337586887293,0.96426715421996878,1.0279224478057176,null,1.345149708951785,0,5.8713571970538136E-4,5.2388239642631805E-2,7.7010891938492903E-3,1.6576044842397684E-2,4.4143635281021075E-4,5.8533898090213884E-4,6.0798924247498665E-2,1.0654419338146452,0,9.8094472064093274E-2,3.4619921558068062E-2,7.4963442255217916E-3,1.5930997490724258E-3]
[null,1666,0.99388682210967882,0.98165061286765554,0.96965859381094432,0.98460788574706559,0.99930226413610945,1.0051786820079642,1.0354745248131314,null,1.3031803260747352,0,6.5205048885260254E-4,5.4701899783254168E-2,7.8602250906903131E-3,1.5717495676744204E-2,4.4130406465754267E-4,6.5013631326234385E-4,6.3869933972584572E-2,1.0173910625279452,0,9.7804260781143279E-2,3.6597324649792311E-2,7.0292769761913561E-3,1.7694567273220322E-3]
[null,1667,0.9871225279251542,1.0115053000062695,1.0160074749767742,0.99369570791536688,1.0015118702746146,1.0033122516575812,0.9845479576074011,null,1.3113622243981462,0,5.88205397659169E-4,5.6766763847831796E-2,7.8312728169755083E-3,1.6338061144915567E-2,4.6073365810748887E-4,5.8647543508280663E-4,6.0158981792047185E-2,1.0254007070448814,0,9.8133750998960101E-2,3.6941002408360228E-2,7.736487845922675E-3,1.5961928027201835E-3]
[null,1668,1.0040735026133267,0.98800318803476117,1.0473265644266754,1.0269480054902396,1.0270745163248911,1.0266846453908602,1.0048601744828745,null,1.3523218381285695,0,5.5958966422620495E-4,5.9355685689317192E-2,7.7795344184192032E-3,1.7221156969966175E-2,4.7207073792718382E-4,5.5798132951234345E-4,6.1878428675340214E-2,1.058786807455758,0,9.8982181645958026E-2,3.7930753810636535E-2,8.3981858195254066E-3,1.51864124043676E-3]
[null,1669,0.97273485578509833,1.0267487240329225,1.0317652345429613,1.0297620475437701,0.96646213890680732,0.98414640440113921,0.98778506118466047,null,1.3479933971502307,0,5.6322698418996087E-4,5.6998462301026842E-2,7.9036479041045618E-3,1.7022361346656745E-2,4.7231757407234184E-4,5.6153822563572635E-4,6.0187962861920651E-2,1.0621462996864925,0,9.6827168611242229E-2,3.6752428586725679E-2,8.1561150973893277E-3,1.5283219391541163E-3]
[null,1670,0.99382622747797489,0.99234157500411468,1.0010650758147019,1.016615755150382,1.0041322235600363,1.0361655415161903,1.0101607125897887,null,1.340536810825949,0,6.2716837925149728E-4,5.7862381534876377E-2,7.8344823782443718E-3,1.652453006463005E-2,4.5408333695012913E-4,6.2538230780810839E-4,6.2947389773202606E-2,1.0495003388270361,0,9.8074347222886271E-2,3.7987606716851065E-2,7.6513525580829828E-3,1.7020844846313081E-3]
[null,1671,1.0271599263407487,1.0172012324812063,0.98541283430197235,1.0314162511138598,0.99750055833314888,0.98669219587966317,0.99778174462212976,null,1.3399084435721729,0,5.9101213653161926E-4,5.1999466359255099E-2,7.5018715347770536E-3,1.6460507071490389E-2,4.2799265842296386E-4,5.8924464018652461E-4,5.7896852120878223E-2,1.065263372069243,0,9.6927013543825685E-2,3.4459292420233267E-2,7.3701136242474933E-3,1.6037296661442866E-3]
[null,1672,0.98935314431195198,0.98949784618315317,1.0270838446055277,1.0221882519331302,1.0416613897062532,0.98568121610184656,0.98734134016804243,null,1.3431305700389724,0,5.6840680003666108E-4,5.6716809480647702E-2,7.8854399538536169E-3,1.6905041928805889E-2,4.6905276112287319E-4,5.6670516428002614E-4,6.0378827825518351E-2,1.0544725784015798,0,0.10003231190070523,3.6670378714003193E-2,8.0594460656276089E-3,1.5423846428630336E-3]
[null,1673,1.00281579690996,0.97418508907051793,0.98595371599876891,1.0178079872536696,0.98633545337123563,1.0078088808246994,1.0056018019658586,null,1.3357661355950781,0,6.2839074758991797E-4,5.5382174110005962E-2,7.8180797978846285E-3,1.6330999274725828E-2,4.4627729909557304E-4,6.2655084250703692E-4,6.182494551133564E-2,1.0511919158107237,0,9.6973107776670273E-2,3.6689033160388074E-2,7.4061779084555676E-3,1.7052648508744314E-3]
[null,1674,1.0172280733184738,1.0127856261907939,0.99351913670114522,0.99245341223582106,0.98206436515071105,0.97744737659125147,0.97689188830804885,null,1.2983582855176441,0,5.8236188344966975E-4,5.2508256817332503E-2,7.5902535100657855E-3,1.599432735308156E-2,4.3659872157932923E-4,5.8060378425512033E-4,5.7109778994882905E-2,1.024779929127086,0,9.6424754235727855E-2,3.4627821224076656E-2,7.3081115282495083E-3,1.5802121047563968E-3]
[null,1675,0.98360836578196142,0.99627006723130762,1.0146903364949631,0.96806885984479008,0.98891770283220448,0.97548423381825189,0.98246944197380526,null,1.2818701203811658,0,5.790122902066603E-4,5.5653194629000875E-2,7.9067773774204996E-3,1.5947184229764742E-2,4.6456550836546117E-4,5.7726078534938179E-4,5.988702392258461E-2,0.99899357612264539,0,9.7612657343258927E-2,3.6244367936936368E-2,7.5914112522896789E-3,1.5711135637542692E-3]
[null,1676,0.97630553817744414,1.0058933509179682,0.99345149144276645,1.0051528557959797,1.0148498771221235,1.0017880101611401,1.0248587739093458,null,1.3275332371563004,0,6.2367033067433557E-4,5.6225444123543925E-2,7.9300180168531288E-3,1.6292791169801375E-2,4.5611117781454416E-4,6.2183327180777672E-4,6.3433120021958167E-2,1.0378950601673644,0,9.9031763165275094E-2,3.7080707451865078E-2,7.4976337421127472E-3,1.6924251785778084E-3]
[null,1677,0.98845142565788513,0.98703263977059719,0.99140058766588679,1.0100637288304743,0.99541722307248603,0.98526914996999237,0.99524876877795021,null,1.3267004619924214,0,6.1305314374766222E-4,5.4923972355666047E-2,7.8915919716409915E-3,1.6286618638916832E-2,4.5296233380851588E-4,6.1121708295183426E-4,6.0951803602600614E-2,1.0430280294383265,0,9.7777539744427142E-2,3.6266831546694307E-2,7.4594170089976415E-3,1.6635314121376489E-3]
[null,1678,1.011817351888088,0.99331322997251048,1.0026192862391174,0.97461629850697207,0.98118183486227728,1.0054345714037287,0.99676842601637428,null,1.2871260190885829,0,5.9558892671284067E-4,5.5202640590328859E-2,7.6925437922320782E-3,1.5889722755106195E-2,4.4655301323600054E-4,5.9384094607029447E-4,6.0051135133619232E-2,1.0060973172506404,0,9.6522380613017419E-2,3.6208029442640427E-2,7.4012051828156039E-3,1.6162392955880814E-3]
[null,1679,0.97407259787046585,0.97921187421120359,0.97223495143081751,0.98202199860248474,0.98467242739826855,0.97360803691201492,1.0200665560496456,null,1.2990001840971097,0,6.4163721265412827E-4,5.4244651570101367E-2,8.0287502465703799E-3,1.5701165892385602E-2,4.5195364023923023E-4,6.3969252789017317E-4,6.3270230745679085E-2,1.0146415703489076,0,9.760648808503665E-2,3.6234591222228212E-2,7.0816948443931339E-3,1.7410321863319056E-3]
[null,1680,0.99044194916393091,0.97017276863076618,1.0045957024744829,1.008019044581504,0.98812554686075627,0.96850213103956506,0.97340706803984489,null,1.3224042100216855,0,5.8922323647656526E-4,5.4933455107225748E-2,7.9335047781981423E-3,1.6389220852606589E-2,4.6145484136502125E-4,5.8742799405138478E-4,5.9551796826491379E-2,1.0405199173805355,0,9.7389142296867945E-2,3.5989287494222755E-2,7.6394403323768855E-3,1.5987853542216732E-3]
[null,1681,0.97496782751739508,0.99262618189677465,1.0257490887684939,1.0322312333035433,1.0078741022006181,1.0228802236727854,1.0131574747979752,null,1.3610328053618292,0,5.9947012639341251E-4,5.958261456874922E-2,7.991351670913938E-3,1.7065201043526684E-2,4.7472462276863749E-4,5.9774076172502705E-4,6.3948131161872215E-2,1.0648726822408954,0,9.8765729156917628E-2,3.8553214617304848E-2,8.1540323353214827E-3,1.6268533082263782E-3]
[null,1682,0.99330771074231672,0.99734537731377948,0.97594257983875743,1.0197716594461164,0.9865485899190507,0.98020341141718337,0.97871616095008873,null,1.3322062833022454,0,6.2404392674662054E-4,5.3353813922662939E-2,7.8166138146352395E-3,1.6205951589653256E-2,4.4167884593859856E-4,6.2216529018753062E-4,5.9146637004372775E-2,1.0535296820606679,0,9.7208854734789102E-2,3.5559452432350307E-2,7.2521487105747517E-3,1.693328823157669E-3]
[null,1683,0.97480749119181442,0.96014159122968212,0.97470915581159889,0.98698690124533961,1.0030100263046056,0.99036835892798925,0.99413931420044221,null,1.3071196444529001,0,6.5399073403554862E-4,5.5707549235127635E-2,8.0866907795962579E-3,1.580395243560824E-2,4.563656081683048E-4,6.5204215216866702E-4,6.2805083266779388E-2,1.0196967666824084,0,9.8477029490793191E-2,3.7155943903529609E-2,7.1575678401909525E-3,1.7746437925654174E-3]
[null,1684,1.0177322976729923,1.0044691224976667,0.98058313050154589,0.99187623443037665,0.99041664341740421,1.0191820743693145,0.98407640222714121,null,1.3033787907204202,0,6.2545833946162641E-4,5.423722196855877E-2,7.6084476734660155E-3,1.5866256744915957E-2,4.3195091392204612E-4,6.2364745630507756E-4,5.8974398150347503E-2,1.0245708255469961,0,9.6802495078555623E-2,3.604694211493413E-2,7.1447006211451461E-3,1.6973627907337025E-3]
[null,1685,0.99676221452354941,0.99612603850737047,1.0163163571710827,1.0314826093858598,1.019728168812023,1.020093634547748,1.0274784254690734,null,1.3560877960178044,0,5.9551817744412066E-4,5.7528894768589932E-2,7.8032882454897789E-3,1.6930990515263873E-2,4.5922854823795899E-4,5.9379552048424884E-4,6.3217182620065829E-2,1.0643839125720063,0,9.8772577241577619E-2,3.7430174352956015E-2,7.9471541484585888E-3,1.6161156621174047E-3]
[null,1686,0.96500897049273782,0.99823986719366686,1.0039272980795333,0.99269874805094327,0.97724105754340351,0.98119608984020279,1.0154078310348644,null,1.3128546222670823,0,6.0657006417481397E-4,5.6438889062111967E-2,8.0500623864962362E-3,1.621668143919661E-2,4.6792070685607761E-4,6.04745878745609E-4,6.3193441551031682E-2,1.02472532459792,0,9.7521326181821064E-2,3.6990205134669656E-2,7.6066764648882587E-3,1.6459189275201975E-3]
[null,1687,1.0296198979007145,0.97680106410049339,1.0142552212898615,1.0161736931960217,0.98600690487062792,1.01024955025112,1.0170919177418534,null,1.3315453422852934,0,5.7791333246895199E-4,5.5480461777037658E-2,7.6131992198107583E-3,1.6623241364769982E-2,4.4712217738310993E-4,5.7622531138681226E-4,6.0918012116881463E-2,1.0486480767262565,0,9.6345128750588149E-2,3.6141114161836796E-2,7.762378666839982E-3,1.5682953449720552E-3]
[null,1688,0.97174588481528856,0.99550619849413513,1.0263428713147706,1.03391861272938,0.96697878085424527,0.98321627919695287,0.9649302689970638,null,1.3530181531328924,0,5.767519355380958E-4,5.742063535780436E-2,8.0087124641166681E-3,1.7012577099836449E-2,4.7603592851901995E-4,5.7502098834663531E-4,5.9806697202753313E-2,1.0665956214557502,0,9.6871985217255652E-2,3.7141451873745152E-2,8.1211499056393546E-3,1.5650175746616767E-3]
[null,1689,1.0110793296297833,1.0123065224038066,1.0053608640429608,0.9888358605110138,0.98759879320000188,0.99738278357191457,0.99295897441992387,null,1.300076844237988,0,5.8345844500304821E-4,5.4526674363070765E-2,7.6407187863606479E-3,1.611249755089544E-2,4.4476585948321259E-4,5.8173224194659249E-4,5.9023056843990541E-2,1.020695814263892,0,9.6853739012094764E-2,3.5706609497674117E-2,7.4914108689869566E-3,1.5832833945966058E-3]
[null,1690,0.99477878658674523,0.97765539249309641,1.032704490245528,0.99504228699708386,1.0228575130648894,0.97360781870201163,0.97207219090368557,null,1.3113849689922539,0,5.5454503817253418E-4,5.6277118903942845E-2,7.8816990119599875E-3,1.6548964293318254E-2,4.7144298068714399E-4,5.5286431344664106E-4,5.9146636583139872E-2,1.0263077369444313,0,9.8992191099205457E-2,3.6267564282115229E-2,7.9885812086475331E-3,1.5047144095298101E-3]
[null,1691,1.0049264287150141,1.0237294172901421,1.0161078235472838,0.98188629271155481,0.97605671568698626,0.97686261108106465,1.0095618588735975,null,1.2916296918833203,0,5.5973922453372393E-4,5.4031583721946851E-2,7.6556791165152691E-3,1.6137421053201585E-2,4.504480675343099E-4,5.5804840960918989E-4,5.9401995734221218E-2,1.0132116131796665,0,9.6457378458197421E-2,3.5159011824965732E-2,7.6074277316486045E-3,1.5188238103474279E-3]
[null,1692,0.97549505270267811,1.0176301588449366,1.0103237368093445,0.98362521430494798,1.0253269184666425,1.0148523373979006,1.0182806970947833,null,1.3070238390653197,0,6.0774814235303059E-4,5.7657117425448816E-2,7.9040819193411452E-3,1.6189730870036514E-2,4.6238719535833045E-4,6.0598102821272915E-4,6.311807990611068E-2,1.0151731207201837,0,9.9578824175507966E-2,3.7646049427678026E-2,7.6469339425934511E-3,1.6492805972027859E-3]
[null,1693,0.97227561974400889,1.0076457282145794,1.0029784889990285,1.0230033064528585,1.0037523258634413,0.99788154783814242,1.020270016196841,null,1.3462382091208478,0,6.1118421439537067E-4,5.670833583088962E-2,7.9597418048944716E-3,1.6648729798683783E-2,4.622304933868811E-4,6.0937688648613506E-4,6.3236642033096632E-2,1.0560363638338941,0,9.8610867552445955E-2,3.7187709247618446E-2,7.7308728498680437E-3,1.6585230039786179E-3]
[null,1694,1.0187949872834878,1.0158177438561526,1.0127064681943421,1.0265472185754856,0.95843405784627833,1.0169659643838707,1.0320600778511864,null,1.3418238997604377,0,5.8066390292404665E-4,5.5485624710824619E-2,7.5741193944174647E-3,1.6743781468505969E-2,4.4414019805504766E-4,5.7897904909616851E-4,6.1379075838822801E-2,1.0593997993937405,0,9.526521566147618E-2,3.6177411431051423E-2,7.7806264061225146E-3,1.5757901112475306E-3]
[null,1695,0.99121317745459137,0.97483288390644118,1.0117056437316803,0.994050142370556,1.0383088512699212,1.033205989839459,1.0452936737717557,null,1.3229804951636066,0,6.1770711682169208E-4,5.884995266544623E-2,7.9139328720398677E-3,1.6394430791450615E-2,4.6360309886185424E-4,6.1594295057688356E-4,6.5847637381502858E-2,1.0258919707736289,0,9.9805530465892495E-2,3.8393613263071877E-2,7.7451943520237734E-3,1.6763936659311886E-3]
[null,1696,0.99325551587191463,0.99431524403562499,0.98255751825440041,0.98030735038461891,1.0142406500895933,0.98967728765169227,1.0252012727494864,null,1.2967434090689911,0,6.2230642414417723E-4,5.4282499465559887E-2,7.8281777851991908E-3,1.5797702424469876E-2,4.4531752308991901E-4,6.2045095174268904E-4,6.2366392781076307E-2,1.0125619273968303,0,9.8556976151471812E-2,3.6034102958855306E-2,7.183505095796139E-3,1.6886629590423265E-3]
[null,1697,1.0218775309930037,1.0204966159527593,1.003621798289229,1.0047172070843526,1.001248853566582,0.99956606280597993,1.0326439607157614,null,1.3174207231834791,0,5.7878048192741094E-4,5.3806494836915492E-2,7.535236459520373E-3,1.6342762088165857E-2,4.3786155767820039E-4,5.7707185914494287E-4,6.0536732838534474E-2,1.0371406263448486,0,9.7253145790070147E-2,3.5271311293182721E-2,7.5276612284392872E-3,1.5705993689052932E-3]
[null,1698,0.98248865801680996,0.99347113369258144,0.9981029140840969,1.0315770731338458,1.031118620679506,0.96713654404501648,1.0127445545753513,null,1.3509353033868492,0,5.955200722455548E-4,5.444189767570836E-2,7.9205421137770286E-3,1.670316397343307E-2,4.5770615585340071E-4,5.9370308269911817E-4,6.161646763215111E-2,1.0650366032574785,0,9.9664285777731149E-2,3.5805004327295165E-2,7.6755853860297008E-3,1.6158640769383874E-3]
[null,1699,1.0010629774264781,0.98157798145109842,0.97281700448821762,1.0036560351407304,1.0079884813127855,1.0235036439675858,0.98534227422391141,null,1.3215877368746145,0,6.5491265875273488E-4,5.547283708503422E-2,7.8048863851055503E-3,1.5980843928555977E-2,4.3961299848948562E-4,6.5302450302616292E-4,6.0902093338647281E-2,1.0369763507885654,0,9.8049216449228066E-2,3.7041901846593749E-2,7.1445647823512592E-3,1.7773174277676484E-3]
[null,1700,0.99308393776185133,0.99434691073629244,0.96629838582678107,1.0017782039612317,1.0416395487541967,1.0081006634858951,1.0354845273231927,null,1.3226690647845403,0,6.5565014124497212E-4,5.4447474028681074E-2,7.8254191004848098E-3,1.5937744335678575E-2,4.3784191042187684E-4,6.5373097729617144E-4,6.3572901250869285E-2,1.0352364991138134,0,9.9868398388735152E-2,3.6501800214746229E-2,7.0636653872162029E-3,1.7792402178414305E-3]
[null,1701,0.97179468557585935,0.99419178253299278,0.98951435058415504,0.98861495745178862,1.0379114088301664,0.97191845036728441,1.0014389241850372,null,1.3075233540559146,0,6.1573681312668304E-4,5.4848449174654354E-2,8.0032078716793763E-3,1.6008541754205206E-2,4.5849412316956818E-4,6.1386738354208474E-4,6.1717314586252195E-2,1.0209352947088688,0,0.10026070468926623,3.6257895278343839E-2,7.3645766423851532E-3,1.6707446566729556E-3]
[null,1702,0.99096051918887862,1.0099131117650169,1.0186821980502845,0.95479231481977078,0.98993415446647448,0.97244388748776422,1.0134390196241205,null,1.2673044067870989,0,5.6510590822147198E-4,5.4974253859619952E-2,7.806521135787157E-3,1.5813533182974775E-2,4.605021169482909E-4,5.6339112543435062E-4,6.0778794643789318E-2,0.98518135884007829,0,9.7479342381068548E-2,3.5718470538395948E-2,7.5599799496247682E-3,1.5333649215977174E-3]
[null,1703,1.0059639396909328,1.005781232014038,1.0157385415403097,1.0031676873950615,0.96156991485366561,0.99555976677877178,0.97519920536911808,null,1.3146094905865997,0,5.743512807460595E-4,5.5383486675863416E-2,7.7019936688717009E-3,1.6412631833639099E-2,4.5300643066275068E-4,5.7264891028522614E-4,5.8420499423962692E-2,1.0351828037615438,0,9.5730626389465626E-2,3.6046523602084331E-2,7.7210596108330332E-3,1.558561560133844E-3]
[null,1704,0.96270372455617759,1.013944196543509,1.0135831036905141,0.97888931443214589,0.98458399888455828,1.0089613810278459,1.0082770970472106,null,1.3017533593918109,0,6.0899885288778083E-4,5.8346017878136675E-2,8.0215639530711678E-3,1.6139689224974451E-2,4.7078964944464031E-4,6.0721776336291613E-4,6.3267386430678363E-2,1.0101914929598326,0,9.7948977862015424E-2,3.80228165942776E-2,7.6937593463115902E-3,1.6526465825919617E-3]
[null,1705,0.96203729223270873,0.97556626739822094,1.0026633991476199,0.98862172996375441,1.017340231638221,0.99627148943581612,0.96974143828576331,null,1.3118759499445922,0,6.2513345356093907E-4,5.7947151173465494E-2,8.1491549743342908E-3,1.6152398895594444E-2,4.7308028851487325E-4,6.2328188901327234E-4,6.1758225869268046E-2,1.0205538425998391,0,9.9539143945214348E-2,3.8007190211821508E-2,7.6012457140119012E-3,1.6963678370746341E-3]
[null,1706,1.043596930448887,0.97213729370979141,0.99753787735854749,1.0482161036755726,0.96974795119454127,1.0199889186616391,0.98578491112727884,null,1.3605272138686053,0,5.9714351789975136E-4,5.4505827432953971E-2,7.5216472302668787E-3,1.6829520255949641E-2,4.3440803122121778E-4,5.9541598197626546E-4,5.8670212058712971E-2,1.0822329938059616,0,9.5217794066655981E-2,3.5859110416529616E-2,7.6369020821625304E-3,1.6205260241136869E-3]
[null,1707,1.0036845807730299,0.9883609903231928,1.0082173824972005,0.9770701930727832,0.99392145891165762,0.99192644853582845,0.97739900580693195,null,1.2897001651121636,0,5.8667565415084909E-4,5.5301411888411256E-2,7.7717717573972224E-3,1.5986962654025657E-2,4.5369039803008136E-4,5.8493038499187399E-4,5.9122419797149453E-2,1.0084685501524404,0,9.7343412435570292E-2,3.6152841272434649E-2,7.5088623401643609E-3,1.5919876856982907E-3]
[null,1708,1.0250851079763847,0.96607914981596443,1.0229272547543469,1.0034200130624744,1.0191127128025947,0.98044679620995956,0.99806936470935481,null,1.3170783646632418,0,5.5572238720323467E-4,5.4759516695746115E-2,7.682824978543913E-3,1.6547557725452963E-2,4.5512116073614711E-4,5.5404984271186517E-4,5.9509478987081664E-2,1.0352326207083,0,9.8063059798779773E-2,3.5490751218846664E-2,7.8311649048655937E-3,1.5079410293801336E-3]
[null,1709,1.0093214375686825,0.97740876619425743,1.0200736226574134,1.0210639002881408,1.0025400584640705,1.0469031917397218,1.0086250933932814,null,1.3457531521150485,0,6.0342678827407915E-4,5.8961860089482621E-2,7.7658082424773055E-3,1.6805021966566462E-2,4.5873482260581927E-4,6.0172595446304278E-4,6.2740151946654277E-2,1.0535207600547865,0,9.7635729444807459E-2,3.8278152902990685E-2,7.9509337893466127E-3,1.6376996891408239E-3]
[null,1710,1.0438941672762283,0.97219179865851768,1.0176558375348597,1.0124186218041331,1.0151106828005443,1.0033999979501043,1.0271024339553982,null,1.3267521077077487,0,5.6322157282608369E-4,5.4626662274394694E-2,7.5241269785114124E-3,1.6620856692545163E-2,4.4339074927044278E-4,5.6156523468133012E-4,6.0625687718504087E-2,1.0446721588300485,0,9.7427781156245077E-2,3.551397913026301E-2,7.7707250672373702E-3,1.5283954488727203E-3]
[null,1711,1.0204097710011568,1.0075449639739689,1.0037818017907412,1.011047281361118,1.0050870012255375,0.98219362104744845,1.0049080976262066,null,1.3216844299104891,0,5.7226654129264708E-4,5.3223853817621153E-2,7.584765850442301E-3,1.6414362246063529E-2,4.4081038385476512E-4,5.7054726741800899E-4,5.8880041854000337E-2,1.0436701823504202,0,9.7473892251536062E-2,3.4886069559261837E-2,7.5593292901069359E-3,1.552841581055664E-3]
[null,1712,0.98549632944991616,0.97408941054755882,1.0021167211074002,1.0026722988363621,0.99538130877515552,1.0089337398436027,0.96906441641220087,null,1.3225149368464693,0,6.1908520309773547E-4,5.7293954085499685E-2,7.9598547639802928E-3,1.6306521653745139E-2,4.6183738575770989E-4,6.1727456523926014E-4,6.0678781968984005E-2,1.0350745159795851,0,9.7862963291323976E-2,3.7590951030958275E-2,7.6073494424179454E-3,1.6800178820755227E-3]
[null,1713,0.99994919927779624,1.0290131795612223,0.99488447933864177,1.0100680099251689,1.0185845179026716,1.021183172320363,0.98668104268148538,null,1.3267119975078121,0,6.1327233210182542E-4,5.553113816478366E-2,7.67280316787385E-3,1.6319305753638793E-2,4.4195513558485097E-4,6.1150021041428881E-4,5.9483703065902338E-2,1.0429269880695469,0,9.8613883020339202E-2,3.6591490442495767E-2,7.4682008175766378E-3,1.6643019917575073E-3]
[null,1714,0.96828070517882492,0.98738161782815437,0.95345128203672924,0.97863868535698739,0.99750906213019475,1.0425453602772803,1.0114271478815859,null,1.3036485611813438,0,7.1609154479138515E-4,5.7201809557265317E-2,8.0452202101862959E-3,1.5469578300824481E-2,4.4423492048400543E-4,7.1406471441566447E-4,6.5017232218908927E-2,1.011713489543465,0,9.8358623443669718E-2,3.8651789161319235E-2,6.8051618943269533E-3,1.9434487612695942E-3]
[null,1715,0.97916574493881725,1.0188777767151616,0.96585240285166074,0.96635751805644321,0.97908175972787059,0.99337621613949867,1.0121896024618637,null,1.2798897802529807,0,6.4949783007459236E-4,5.3861413720099921E-2,7.8595483425390276E-3,1.5386167146063067E-2,4.3955063876751439E-4,6.4756849453166763E-4,6.174720370665629E-2,0.99864606695522407,0,9.7196753344449952E-2,3.6118736435417784E-2,6.873801328086974E-3,1.7624679712183483E-3]
[null,1716,0.97575479241456231,0.97672690885720626,1.0082419916514249,0.99594769439611919,0.978461267249083,0.98030883227185439,1.0006859162043882,null,1.3150581166802466,0,5.9920144278514725E-4,5.648432154570579E-2,8.0321888814809655E-3,1.6297602551143965E-2,4.6890423698788892E-4,5.9739778660902233E-4,6.2293859746419496E-2,1.0279519604466187,0,9.7302352989885904E-2,3.6925622095359815E-2,7.677187999796933E-3,1.6259198430223301E-3]
[null,1717,0.98052569128386213,1.0409802100155403,0.95952769159219775,1.0241431406528072,0.98993026421019847,0.99251203496782392,0.98022677950337889,null,1.3369281963023369,0,6.5092762359655746E-4,5.2955391014248968E-2,7.7800113905495969E-3,1.607370560820676E-2,4.3228746866470053E-4,6.4899235727471072E-4,5.8999601880559159E-2,1.0585624989228388,0,9.7679389618640519E-2,3.5648930770210752E-2,7.0319716385110927E-3,1.7663432562286851E-3]
[null,1718,1.0292372618860597,0.96589599442799223,1.0046436098190472,1.0406835062080702,0.99909124149681816,1.0226275186248235,1.0142460060095442,null,1.3596353998171378,0,5.9970073732132736E-4,5.5927410744157399E-2,7.6479802468552979E-3,1.6872350299428997E-2,4.4486858340250741E-4,5.9797027986771664E-4,6.1505473301868292E-2,1.0742360799164912,0,9.6976464684712257E-2,3.6639431442879379E-2,7.7595930738437718E-3,1.6274779809501438E-3]
[null,1719,0.99327618857214539,1.0309249224051837,1.0414414556912486,0.97221077742079998,0.99808738205566072,0.96660453284808734,0.9983136852459199,null,1.2837936637744944,0,5.3006191083317849E-4,5.5226138973150277E-2,7.7300154926900925E-3,1.6299786590221105E-2,4.6636579937683214E-4,5.2844375035879698E-4,5.8919024433031278E-2,1.0025153323436924,0,9.7841243709020004E-2,3.541121473209647E-2,7.9479101746502585E-3,1.4382496870411572E-3]
[null,1720,1.0016496393464018,1.0322232104855087,1.0056183783369481,0.96520802085079449,0.96275711839141942,0.96333913944758232,0.99440646551939449,null,1.2702473267833718,0,5.6413084452729319E-4,5.2755911324433524E-2,7.6528378933751265E-3,1.5754491072155447E-2,4.4558628674285519E-4,5.6240284166018007E-4,5.8026992483608819E-2,0.99629933604572862,0,9.588299188779234E-2,3.4541767020719698E-2,7.3584656327293947E-3,1.5306751389520831E-3]
[null,1721,0.96376075888374557,0.97614917143198088,1.0031880787926111,1.0232706826181897,0.96597401711922182,0.97458013581224034,0.97797068612806271,null,1.3431096458446463,0,6.0961917446830931E-4,5.6594930995148396E-2,8.1327737004796563E-3,1.6608970444700454E-2,4.7237797401891322E-4,6.0777337344836006E-4,6.1472833826604505E-2,1.0563060097120056,0,9.7008682130948098E-2,3.7108729953453552E-2,7.7520241382186576E-3,1.6541587700877249E-3]
[null,1722,1.0168057482315389,1.0098253955744958,0.97152917640493852,0.97961820810292788,1.0188006708824042,1.0111762173280419,0.98698121764024849,null,1.2903424407706832,0,6.3149614853042727E-4,5.3279381392396935E-2,7.5970288731796202E-3,1.5607727546389411E-2,4.2734316781945734E-4,6.2965330832821288E-4,5.8789380282669605E-2,1.0121790946412201,0,9.8187636017426777E-2,3.560507395591838E-2,6.9579089937533978E-3,1.7137087401120892E-3]
[null,1723,0.98656766559100495,0.96395673298387241,1.0250568636142423,1.0367377358481606,1.0427787795674814,0.99683203043618396,0.96572965170435854,null,1.3609494722158859,0,5.8498596409595248E-4,5.8017371285598793E-2,7.9903423580349638E-3,1.7091444610818511E-2,4.7433909504276999E-4,5.8325428553621637E-4,6.0399516282672289E-2,1.0695425104085352,0,0.10015480873736267,3.7555558566846343E-2,8.1378866540280786E-3,1.5874258955060276E-3]
[null,1724,0.98816618429906444,0.97698755536438009,1.0160931860159885,0.96438289866636406,0.9899886207929296,0.99591555525210607,1.0160047235343093,null,1.2834488608855794,0,5.9130388093172356E-4,5.7079304784735364E-2,7.932430231325574E-3,1.5951995003850465E-2,4.6672485967408378E-4,5.8955188928128653E-4,6.294672441464276E-2,0.99515021816572347,0,9.7549806176090909E-2,3.7142520219818446E-2,7.6263231244712024E-3,1.6045658968955917E-3]
[null,1725,0.98928651993981742,0.99744167921064486,0.99973854527043293,1.0267569955949394,0.95787836701202544,0.9806332080372171,0.98031765320101871,null,1.3404584162978925,0,5.9669792761851204E-4,5.4822135692083468E-2,7.8539823321547159E-3,1.6575712068790223E-2,4.5460710325965202E-4,5.9490240139721887E-4,5.951694736463492E-2,1.0600101435875495,0,9.5949680030215367E-2,3.6020013839625886E-2,7.6378615787210166E-3,1.619128227079315E-3]
[null,1726,0.99562536160086712,1.0015799645366541,0.98293236556166796,0.98592393118434063,1.015214381932293,1.0017452759921857,0.99759058860788641,null,1.3015213574468802,0,6.2608260199725296E-4,5.4675818618845712E-2,7.7869294451117874E-3,1.5857210991530712E-2,4.431395938785022E-4,6.242383589673637E-4,6.0675288067694219E-2,1.0183521170236838,0,9.8545121088996449E-2,3.6287001874125119E-2,7.2016039530534131E-3,1.698971032989435E-3]
[null,1727,0.98186414852601323,0.98637767672879917,0.97505065419517922,0.99804783228627236,0.97814647297558432,0.9688567590086411,1.0342387551976491,null,1.3139073651552942,0,6.27931489802897E-4,5.3539561559585266E-2,7.9425468701608323E-3,1.5948163419274266E-2,4.4838701911446551E-4,6.2601901153954429E-4,6.3240012450895611E-2,1.0311138686030854,0,9.7092141178224622E-2,3.5702541956887948E-2,7.1782371940283694E-3,1.7038173822989478E-3]
[null,1728,0.95876080990146584,1.0372586260440333,1.0040760700407627,0.99843707256261915,1.0121381797305506,0.98934674820677004,1.0103018106608963,null,1.3196888213733982,0,6.0603793266476879E-4,5.6416122029385146E-2,7.9792396588821562E-3,1.6311990935817883E-2,4.6387325073708936E-4,6.0423036278571399E-4,6.2253982054409879E-2,1.0306443760955704,0,9.9377128049548499E-2,3.6972024585197195E-2,7.6273764207119886E-3,1.6445158630171532E-3]
[null,1729,0.99552828569273299,1.0196990876697423,1.0285647386427699,1.0344075168395317,1.0207605504635555,0.98448655452865907,1.0148061184642982,null,1.3531273722802639,0,5.5573493704359918E-4,5.5700328831857798E-2,7.7432128866952122E-3,1.7085774847518033E-2,4.6126829066443114E-4,5.5406921808283523E-4,6.0649886635203064E-2,1.0670334400014003,0,9.8867246858786187E-2,3.5982173590824833E-2,8.0977122935227356E-3,1.5079937627528242E-3]
[null,1730,1.0083695275932381,1.0299149559141976,1.0288679933342868,0.97484841131895883,0.9686254403932677,0.99112327775996967,1.0044066725767036,null,1.2850302583065025,0,5.4981091744932644E-4,5.5158090489483863E-2,7.6142570901944701E-3,1.6172951701026353E-2,4.5372242232101403E-4,5.4817398973596777E-4,5.9147570155149869E-2,1.0055872518748836,0,9.6027801942886098E-2,3.5625611826617803E-2,7.752688837097281E-3,1.4919488945541533E-3]
[null,1731,1.0375825025041179,0.97124925740037682,1.0070032382055156,0.99765472676823186,0.99062779699703707,0.97727723736730754,1.0010953057639782,null,1.3058248806503494,0,5.6446888835622858E-4,5.3011067932426173E-2,7.5702795558233553E-3,1.6245186807249644E-2,4.4139119553482207E-4,5.6276450986433542E-4,5.8692045945383013E-2,1.0297503521711633,0,9.6375934801608165E-2,3.4680415222793255E-2,7.5282519162800862E-3,1.5316594805799024E-3]
[null,1732,1.0099160308134032,0.97665373497926511,0.9922002179850975,1.0028602906326718,1.0221792281433144,0.9984140104425161,0.98680711686343758,null,1.3183254915532379,0,6.0959430116784975E-4,5.4748435716479527E-2,7.7567897413397266E-3,1.6191083015063699E-2,4.4558457673649841E-4,6.0779263613403381E-4,5.9884268402158117E-2,1.035565435510182,0,9.8540208228980339E-2,3.6133634503082011E-2,7.407642327480644E-3,1.6542111967681866E-3]
[null,1733,0.97657270069139879,0.98774720500418212,0.9715770375274384,1.0310391207731724,0.96145255258035789,0.99221583398343605,0.96986426382621471,null,1.3474161168061383,0,6.5084967918748609E-4,5.4917126229411653E-2,7.9802782896380518E-3,1.6313900297724945E-2,4.4892340755011762E-4,6.4891406694565486E-4,6.0288732878145686E-2,1.0653076424655523,0,9.6417556717102379E-2,3.6698463876916894E-2,7.2792980805761499E-3,1.7661301757613947E-3]
[null,1734,1.0427772574960403,0.96301157642436985,1.0061555357062419,1.0248381736807186,1.0111362624815707,0.99348199312797902,1.0012911142804533,null,1.3370505281437142,0,5.7392802180062177E-4,5.3764262816668108E-2,7.5580720947125432E-3,1.663815638177767E-2,4.4030545237639209E-4,5.7222334815122688E-4,5.9161411110364354E-2,1.0578340083052891,0,9.7248177477589945E-2,3.5190797370611808E-2,7.6596384876816788E-3,1.5574033202916181E-3]
[null,1735,1.0409099830528052,1.0360709604529146,1.0456200639501489,1.0133533734840503,0.97891083502056131,1.0024042950593965,1.003551374037966,null,1.3220187282561107,0,5.1894757363100865E-4,5.4758851091021812E-2,7.362578064551129E-3,1.6894884499864704E-2,4.4602296677795318E-4,5.1741992179891983E-4,5.7410319944391525E-2,1.0448197919712867,0,9.5775380228430476E-2,3.5027421104828101E-2,8.1167595770839599E-3,1.4082464597052799E-3]
[null,1736,0.99503876549690751,0.9715032576255701,1.0268498572829987,1.035774983900323,0.98870028040972346,1.0039459987018784,1.0480134887046235,null,1.3612433463466018,0,5.8015544016205671E-4,5.7851445260203471E-2,7.8980936575888516E-3,1.7123197505902337E-2,4.6969659212803402E-4,5.7845023030590899E-4,6.4949364854700556E-2,1.068495447375619,0,9.732629466621498E-2,3.7409072800937228E-2,8.1480880023371907E-3,1.574350840825512E-3]
[null,1737,1.0070254322515388,0.97946282457988532,1.0318413206674641,1.0186088750701985,0.96702339688188399,1.0037369329004275,0.98980719189415023,null,1.335809520969597,0,5.6535247654266165E-4,5.7230043424595888E-2,7.7798846720158136E-3,1.6853106617732212E-2,4.6495649348834376E-4,5.6369042987923837E-4,6.0345585991498724E-2,1.0506401452767409,0,9.5986421113084211E-2,3.690012389617469E-2,8.0767360012970347E-3,1.5341795296310175E-3]
[null,1738,0.97310963207436019,0.98654833590058333,0.97083045921026245,1.0333874775013718,1.006970247763342,1.0114958893894621,1.0047324311994024,null,1.3575169365305058,0,6.6720908305728272E-4,5.6173578291137262E-2,8.0123812485874014E-3,1.6408437059252212E-2,4.5038575896251103E-4,6.6526264025524326E-4,6.3329500666768734E-2,1.0677576798495996,0,9.8708590227809562E-2,3.7555134718249457E-2,7.3125695499368804E-3,1.8106256030043517E-3]
[null,1739,0.98838103651349996,1.0083763007114042,0.97846786251466178,1.0031430966313388,0.98676283578871082,0.96688154751024658,1.0386447443807589,null,1.3170141171284251,0,6.1270869770433658E-4,5.2784359845590309E-2,7.821711973902171E-3,1.6049581191733057E-2,4.4310453896736807E-4,6.1083877096573401E-4,6.2285868849213728E-2,1.0362735276424737,0,9.7346327295448801E-2,3.5126199356883173E-2,7.2228045893295975E-3,1.6625017716219966E-3]
[null,1740,1.0189065602148895,1.015183659011845,1.0260342609768787,0.99188384072977798,1.0049625899661088,1.0463948272778187,0.99492935464315546,null,1.3099228967930625,0,5.8120963026224751E-4,5.7821121511935816E-2,7.5783828456863099E-3,1.6418765931564685E-2,4.5031952919500408E-4,5.7957062240361851E-4,6.0069419455377901E-2,1.0232412133914461,0,9.7528556468472014E-2,3.7407219401204693E-2,7.8321370872594647E-3,1.5774001787783214E-3]
[null,1741,0.9945700129836762,1.0262302778449639,1.0015108009724887,0.99196704913153433,1.0341568907332794,0.98818389560038422,1.0003573899400569,null,1.3068263194914103,0,5.8915938812090511E-4,5.4421374166015758E-2,7.724281082283721E-3,1.615797066130964E-2,4.478966006166746E-4,5.8740009238983891E-4,5.9725553911994654E-2,1.0240411748440179,0,9.9508711252067297E-2,3.5719074550588495E-2,7.4833323031482588E-3,1.5987094150967257E-3]
[null,1742,0.95994862569716932,0.99557163741972166,1.0031165773362634,0.99540303686421205,0.99523836372670127,1.0395947704168271,0.97871243986158585,null,1.323020567032799,0,6.4784082359278252E-4,6.0141729048922628E-2,8.1009587988450735E-3,1.6258407101252603E-2,4.7049630325857606E-4,6.4600196622696833E-4,6.3139585571446721E-2,1.0275407951286142,0,9.8526472064165538E-2,3.9436001641569789E-2,7.64975583450999E-3,1.7582043975788739E-3]
[null,1743,1.0179408700584711,1.0060229853286489,0.99647552868926637,1.0206365117055891,0.99559004973232434,0.98185623992991722,1.0219818524422359,null,1.3324083703150762,0,5.8256699578454951E-4,5.2998910286017289E-2,7.606003081679873E-3,1.6473271192396541E-2,4.3881033831719103E-4,5.8081617460859489E-4,6.0057056067342511E-2,1.0537907543534466,0,9.7065265799254133E-2,3.4889791816455622E-2,7.5094680400581461E-3,1.580790161284093E-3]
[null,1744,0.97852311556620686,0.99621187247031728,1.0033251140008623,1.0074869075891972,1.0058109826950106,0.99273008769342952,1.021998436850349,null,1.3291158518165604,0,6.0647468389080441E-4,5.6329444320584857E-2,7.945194100799826E-3,1.6431994973340521E-2,4.6154619703071023E-4,6.0467197620449418E-4,6.3161630125452964E-2,1.0400085744079941,0,9.8548102873363436E-2,3.6931652653103914E-2,7.6537970834120979E-3,1.6457177891652487E-3]
[null,1745,0.99273858975695251,0.99075065514520244,0.98045002668575398,0.98181646654344046,1.0209669223472368,1.0210707281645381,1.0025936021974386,null,1.3014231059659058,0,6.4611454814382432E-4,5.6006187028347185E-2,7.8429920835970356E-3,1.579532836516475E-2,4.4520637911154394E-4,6.442473194519905E-4,6.2110060817857735E-2,1.0141834297615122,0,9.8892969598949609E-2,3.722561566079003E-2,7.1697546717911214E-3,1.753428827476538E-3]
[null,1746,0.99320810435999163,0.95631735050413991,0.96603419661892853,0.99256111595199947,1.0200773973509263,1.0090660584929163,1.0289637804601299,null,1.3145573636537244,0,6.6687530859460445E-4,5.5335511574223631E-2,7.9473813724040519E-3,1.5806831478382601E-2,4.4454554057354916E-4,6.649251548204514E-4,6.4530937785877276E-2,1.0257196411992662,0,9.882210637459718E-2,3.7103127758767916E-2,7.0395236445040732E-3,1.8097070789028912E-3]
[null,1747,0.98992057328438421,0.97713797575813011,0.96817669228108805,0.99982922994319334,0.99761029993705586,0.98864454412831804,0.97628729328712482,null,1.314348177037638,0,6.4705850307121603E-4,5.4037406875895547E-2,7.9059072453189945E-3,1.5859723933936188E-2,4.431966531831144E-4,6.4512721439977778E-4,6.0106370196017535E-2,1.0331646912439427,0,9.7820645610138313E-2,3.6185407793697E-2,7.0709351627136711E-3,1.7558236114671229E-3]
[null,1748,0.99577917149224371,1.0050888375074711,1.027834169370625,1.0171936176133567,0.97829976896495863,1.0094737938746596,1.0001978076980855,null,1.3362154061985771,0,5.7386736487144375E-4,5.7395429068866993E-2,7.7858983625227014E-3,1.6805831023130064E-2,4.6347586710827334E-4,5.7218987349229604E-4,6.0991202924065915E-2,1.0492981001986663,0,9.6805637660097546E-2,3.7092950267327097E-2,8.0212461048665903E-3,1.5573122133049266E-3]
[null,1749,0.98418644194893856,0.9738729194879161,1.0104368444116278,1.0047904931264993,0.99192623512082279,0.98371469476946805,1.0393556263131152,null,1.3265852551788988,0,5.9411518230333138E-4,5.6377802334012024E-2,7.973256826398838E-3,1.6483077451343517E-2,4.6648664352190949E-4,5.9233302797343391E-4,6.4361235557337873E-2,1.037013887883991,0,9.7738625788335295E-2,3.6808292153328696E-2,7.7522374553458707E-3,1.612135239613494E-3]
[null,1750,1.0050915239772655,0.97994333281513668,1.0144959267193536,0.98070709297433856,1.0003754301795778,0.98904785294121655,1.0080209284030293,null,1.2961255638289007,0,5.7855867824659741E-4,5.5579289188464658E-2,7.7890391593239631E-3,1.6141546010773319E-2,4.5755905220384673E-4,5.7683254655537528E-4,6.1087188117516074E-2,1.0120411266910081,0,9.7628109769000992E-2,3.6200371466992023E-2,7.6331124663819912E-3,1.5699480389258643E-3]
[null,1751,1.001775070760234,0.99433676906000923,1.0293153098182926,1.0407603211712246,1.0232592484823315,1.0139674717009961,1.0203127643131942,null,1.3647676638616899,0,5.7366927475987117E-4,5.7633147981205779E-2,7.7730299430159456E-3,1.7209277218200481E-2,4.6338845870382543E-4,5.719997941264173E-4,6.2344392823440918E-2,1.0735640353301927,0,9.8833696727314874E-2,3.721453550496006E-2,8.1770344753558898E-3,1.5567948799306509E-3]
[null,1752,1.0109875994616213,1.0186817178789547,0.96403353427054694,0.97749381361456422,1.0092427488370364,0.99962237758020034,1.0060934189166439,null,1.287396966312476,0,6.3543796739869705E-4,5.2406915075049569E-2,7.6123112611944758E-3,1.5498827567171277E-2,4.2493080676488608E-4,6.3356219125134013E-4,5.9636160240066738E-2,1.0102092421978353,0,9.7857299185954538E-2,3.5182452203582515E-2,6.8463561201362955E-3,1.7243474308659321E-3]
[null,1753,1.0475549280887417,1.0101585863179552,0.99645027217361204,1.000126129935647,0.99930499665520667,1.017236313992161,0.97454791044763411,null,1.3069146800405831,0,5.8556573110073412E-4,5.3273238530426724E-2,7.3788593978364181E-3,1.6129967452461511E-2,4.2569499272586712E-4,5.8386710569442181E-4,5.6528957459617397E-2,1.0326148701499243,0,9.655673370977709E-2,3.507091317424961E-2,7.3480500090095258E-3,1.5890937899605516E-3]
[null,1754,0.97455661368638047,1.0176351782466191,1.0157665099379281,1.0201467954060215,1.0040049936759758,1.0091366166567901,0.98613697857977856,null,1.3421412557930068,0,5.9810147182493651E-4,5.76808424927161E-2,7.913041592202321E-3,1.6729855580934122E-2,4.654325602389267E-4,5.9635255673635903E-4,6.1014313428888883E-2,1.0527029475182426,0,9.8577902439608664E-2,3.7541148809310629E-2,7.8944452140835841E-3,1.6230750718688757E-3]
[null,1755,0.98899607307941872,0.98370372634930847,1.0143294920380057,1.0123885211991199,1.0024475718232078,1.0388526164357299,1.0165503997364229,null,1.339281818678564,0,6.1685063205370707E-4,5.9236548164472748E-2,7.9036427031127579E-3,1.663810565884383E-2,4.6421426682302977E-4,6.1509848765552513E-4,6.4051549565312726E-2,1.0447397339385371,0,9.8129556301493198E-2,3.8586221862081348E-2,7.8599030460471085E-3,1.6740953162363787E-3]
[null,1756,0.97307642252969961,1.0051659588980082,1.0403240008720047,0.98183276687304732,0.97556892632971148,0.97987462653165813,1.0072665035400659,null,1.3008317040249289,0,5.5536685283704085E-4,5.7670567967476029E-2,7.9704661975781108E-3,1.6460798685122558E-2,4.8034479551418074E-4,5.5369440237946891E-4,6.1931162172786491E-2,1.0124685754741118,0,9.7268585275575858E-2,3.7002382382691976E-2,8.073519886562722E-3,1.506973637966225E-3]
[null,1757,1.0065663952611335,0.97027034351045893,1.0180090568969296,1.0086721659722153,1.0401365102165991,0.98757038827932131,1.0361709801387442,null,1.3297163980351603,0,5.7492592814682708E-4,5.5818684722503925E-2,7.8094185590233418E-3,1.6633260462574146E-2,4.6036457460948933E-4,5.7320806859531483E-4,6.2993089695663404E-2,1.0407959327835763,0,9.951965723229611E-2,3.6281427601907494E-2,7.8461968578289066E-3,1.5600834047274183E-3]
[null,1758,0.96384240667659449,1.0127383140242705,1.0075148316848366,1.0117965344858415,1.0274817719737179,1.0324408217155789,0.97521881145421774,null,1.338831006521024,0,6.3063198859401935E-4,5.9325815027045141E-2,8.0143617777107216E-3,1.6544580122355018E-2,4.675231603772871E-4,6.2882957420009732E-4,6.1875543338714381E-2,1.0443318216350643,0,9.9987061244247125E-2,3.8799859204994784E-2,7.7747766175487645E-3,1.7114668073592413E-3]
[null,1759,0.97609253027365517,0.98311949471017768,1.0186925331626977,1.0296803672082606,0.98479799735015783,0.99094240487067697,1.0312753001983295,null,1.3542498610269196,0,5.9093650217566436E-4,5.7492147366889394E-2,8.0111363974641626E-3,1.6932883412285143E-2,4.7257711060717914E-4,5.8917681194801399E-4,6.4307204235550225E-2,1.0624526305852635,0,9.7611906988360919E-2,3.7354197612379618E-2,8.0133919483071948E-3,1.6035450600386334E-3]
[null,1760,1.0291811514404587,0.98759051632760408,0.99584014729849946,1.0072261776723581,0.96952557651001825,0.97909427354530998,1.0028718086612105,null,1.3148195384951178,0,5.7961238260231893E-4,5.2628514018794856E-2,7.5786333934131584E-3,1.6239418954414647E-2,4.3695155626472226E-4,5.7786552717779881E-4,5.8789682358698733E-2,1.039963922682396,0,9.5537800169320147E-2,3.4659081501383172E-2,7.4145212441983285E-3,1.5727594716581303E-3]
[null,1761,1.0116698818070824,1.0406341141821582,1.0199409152065351,0.99835765904430573,1.0171231986210398,1.0084869041831497,1.0167161203733237,null,1.3130963900820947,0,5.6573127420635769E-4,5.5250491191350448E-2,7.5559100719649061E-3,1.6448292774887619E-2,4.462770260122642E-4,5.6407594741935568E-4,5.9862909111606646E-2,1.0300966136305207,0,9.8284144427870548E-2,3.587151005288438E-2,7.7466683404932559E-3,1.5352287812893941E-3]
[null,1762,0.9982887510921209,1.0112813681701314,0.99970867762308235,0.98791029142025499,0.99998214707712274,1.0349596799657983,1.0051555502580027,null,1.3072724263080053,0,6.2068376525463095E-4,5.7029743200662501E-2,7.7403683076561185E-3,1.6082856655984752E-2,4.480174015834748E-4,6.1891410142845573E-4,6.1691058010359505E-2,1.0199062060130071,0,9.7760589409296134E-2,3.7471152618398854E-2,7.4597241957725987E-3,1.684480159109554E-3]
[null,1763,0.99944291298435983,1.0250894821135803,0.98006778335634837,1.0207820796693476,0.97348064713091054,1.0341129140694727,1.0095588719282269,null,1.3382242695214592,0,6.4168647015963338E-4,5.5560094380886896E-2,7.6848339450537161E-3,1.6288991972129553E-2,4.36059131473253E-4,6.3985542633445151E-4,6.1398342934863542E-2,1.0544454433587669,0,9.6428197901347684E-2,3.6937634142101938E-2,7.3050272564635201E-3,1.741475542197774E-3]
[null,1764,0.99218836175074798,1.005297308141675,0.96339908246659589,1.0107012250250478,0.99570073068825493,0.99923439709376671,1.011768271251823,null,1.326397728229034,0,6.5151155385011433E-4,5.3629329980971821E-2,7.797531949834592E-3,1.5969371324919816E-2,4.3498695323028962E-4,6.4958758265944334E-4,6.1530942766106031E-2,1.0445478452824377,0,9.7665828860676651E-2,3.6017073601281611E-2,7.038778217256938E-3,1.7679632635099315E-3]
[null,1765,1.0016910889562889,1.0053210894902906,1.0081583292466925,1.0330146189179541,0.99675267937081247,0.96453864105777565,0.96829870389268613,null,1.3438151146450052,0,5.6780505656056374E-4,5.3508549210607333E-2,7.7344064132448508E-3,1.6756810078371404E-2,4.514824531557632E-4,5.6606796206848278E-4,5.7347885576703707E-2,1.0662125628321677,0,9.7529466040975898E-2,3.498199197722214E-2,7.7530467685507582E-3,1.5406503884968655E-3]
[null,1766,1.0215717418217727,1.0070173886815383,1.0207799380380849,1.0041132414131335,1.0355623492317896,0.98864443646218347,1.0203787704319796,null,1.3184521246319487,0,5.5551557191516087E-4,5.4387093311296743E-2,7.581806877093567E-3,1.6550578612721856E-2,4.4818017831675753E-4,5.5385751311121556E-4,5.994798062078769E-2,1.0360106059022165,0,9.8939717922884376E-2,3.5293622944654428E-2,7.7867787491719478E-3,1.5074175716086012E-3]
[null,1767,0.98385567070929747,0.97716190983818174,1.0073925075537806,0.97525408896852728,0.97457340292009798,1.0247948997930059,1.0276452477575695,null,1.2988826310830817,0,6.2222152255083252E-4,5.8511744314441741E-2,7.9644205259335049E-3,1.6024540023866059E-2,4.6455291510623907E-4,6.2042987783828148E-4,6.4861490915983144E-2,1.0066178431866921,0,9.690415473296897E-2,3.8270212245792787E-2,7.5768582641861848E-3,1.6886056028215404E-3]
[null,1768,1.0031509354976247,0.96517093934142961,0.97747283126084072,0.99782256248092693,0.96401844916533885,0.99739632203679118,0.992246423520875,null,1.3116307973819974,0,6.3504907895244132E-4,5.4549589049901849E-2,7.8424845351666751E-3,1.592663712041912E-2,4.4383171354812846E-4,6.3317026686128509E-4,6.0961262712234905E-2,1.0308074807197325,0,9.5876039596288265E-2,3.6322751577999433E-2,7.1793184269224961E-3,1.7232807418740433E-3]
[null,1769,0.97457505799051092,0.95412371558434161,1.0188731982659149,0.96212331709838217,1.0071758986322812,1.0018396980135973,0.97732648655830023,null,1.2849688904555259,0,6.0534611784792477E-4,5.8928082132906498E-2,8.1203165021010333E-3,1.5959670424211703E-2,4.7910374774494922E-4,6.0356312605854717E-4,6.2369185926444366E-2,0.99274032432560344,0,9.8734366075836202E-2,3.8283112566365761E-2,7.7138118815007978E-3,1.6426998646003328E-3]
[null,1770,1.03130810757602,0.9718789683230018,0.99475041146754095,1.01286540609833,0.98863273804165985,1.0068627221532018,1.0071459306541384,null,1.3260565386912633,0,6.0000334196921824E-4,5.430539717342571E-2,7.6114118738570876E-3,1.6337653611125449E-2,4.3835973551183539E-4,5.9824490329925305E-4,6.0265822979351416E-2,1.0458194504681833,0,9.6411263622826385E-2,3.5786668195980864E-2,7.4540440542692279E-3,1.6282254154011959E-3]
[null,1771,0.96681473406405349,1.0177136274010443,0.99396115980737709,0.99180284532139629,0.98839306980047847,1.0169934189475986,1.0015679649573512,null,1.3137159960035303,0,6.3569930895925964E-4,5.7400777610157008E-2,7.9706584608926646E-3,1.6087531782424166E-2,4.5868444372567827E-4,6.3385481424460609E-4,6.2687502129254474E-2,1.0240950408759517,0,9.8001654234763327E-2,3.7844317797599489E-2,7.4465293092842201E-3,1.7251438541904585E-3]
[null,1772,0.99870054464508273,1.0006944676735987,1.0140131802106505,0.98161807839226789,0.98761915440194592,1.001970384205862,1.0070727917434421,null,1.2976492004765532,0,5.8553241479418472E-4,5.6169496540642724E-2,7.7733344653290234E-3,1.6143203045507513E-2,4.5641670562578557E-4,5.8380800740277512E-4,6.1129924399757819E-2,1.0129951225212954,0,9.7168227873574958E-2,3.6595171309947702E-2,7.6310950783688384E-3,1.5889329438924364E-3]
[null,1773,0.9817013579406263,0.98987643591303998,0.99415000671583642,0.98994141225281451,1.0004949589690568,0.95690135545487076,1.0407676351074571,null,1.3062605621912375,0,5.9540504422591462E-4,5.3783253320864866E-2,7.9374043015442864E-3,1.6072722206867781E-2,4.5685778005298745E-4,5.9356897454887806E-4,6.3159412931823061E-2,1.0221674035968891,0,9.8198622123826407E-2,3.5455286504376682E-2,7.4159364159085261E-3,1.6154990787621735E-3]
[null,1774,0.97295809046028314,1.033345818878586,0.9951574321521599,0.9554812352914368,1.0388834525404469,0.98172219316048659,1.0049149098060348,null,1.2714287784042433,0,6.0456991682419328E-4,5.4781940922052332E-2,7.8724825632447998E-3,1.559850294045978E-2,4.5358148634446984E-4,6.027527209484623E-4,6.0896132460103301E-2,0.98655662494633312,0,0.10028364676200893,3.6091938397405744E-2,7.2552509131242936E-3,1.6404942090406545E-3]
[null,1775,1.0112191233160879,1.0084431518575421,0.97989462851017328,0.99683489872312059,1.0152994409543379,0.97869797240685008,1.0093452530335867,null,1.3072987945928896,0,6.0438818794503538E-4,5.2294757747930562E-2,7.6452022130575736E-3,1.5952659288905234E-2,4.3373397313998841E-4,6.0256592477474463E-4,5.9519867496972426E-2,1.02971377290738,0,9.8162125763543287E-2,3.4770398202669431E-2,7.1681134510292758E-3,1.6399858114331371E-3]
[null,1776,0.9988674911663008,0.96752778656905525,0.97762712890517622,0.992237416986404,0.98106512945476942,0.97662711906962374,1.0064880371209231,null,1.3055278628194504,0,6.2368387861967082E-4,5.3594977442001472E-2,7.8684738143941606E-3,1.5869079141177966E-2,4.4537246801946707E-4,6.2179945058342964E-4,6.1372909693414815E-2,1.0250330478633165,0,9.6806657172484947E-2,3.5683776329731805E-2,7.1631201945904647E-3,1.6923331283542993E-3]
[null,1777,0.98359486444578426,0.98591601739917467,0.99225546385984909,0.980797045958688,0.98941951215952084,0.97211192943212332,0.99880510496056163,null,1.2952605160454627,0,6.0705226864756769E-4,5.452486502787704E-2,7.9343630438770841E-3,1.5886698359479739E-2,4.5581059932346105E-4,6.0520957290621238E-4,6.1099667848670575E-2,1.0127810418848875,0,9.7612138871741735E-2,3.598489034270573E-2,7.3357018124712084E-3,1.6471809501686205E-3]
[null,1778,0.96378444832279719,0.9875844248962693,1.0006399003795974,0.9751257061968065,0.96760110334578064,1.0147869993106173,1.0033412444838854,null,1.2983849476365845,0,6.3515291962964006E-4,5.8520291684729664E-2,8.0941228037390914E-3,1.593521646517734E-2,4.6893162882046088E-4,6.3330600329476966E-4,6.3953569292707083E-2,1.0066805366743539,0,9.7083907601179381E-2,3.8429238917234751E-2,7.4973293132772501E-3,1.723650171700485E-3]
[null,1779,1.016497508053894,0.99353452845867918,1.0070181705928529,0.98217874995850296,1.0099663997517072,1.0067462370116156,1.0017015288499687,null,1.2963407228504191,0,5.8817178887712288E-4,5.5244470472147589E-2,7.6575093845096982E-3,1.6065398160200882E-2,4.4648387598482934E-4,5.8644782566747832E-4,6.0107143684082633E-2,1.0137760630628312,0,9.7807038324039114E-2,3.6141212386648795E-2,7.5010098041915592E-3,1.5961176589931014E-3]
[null,1780,0.99865224201448322,0.96469575919471307,0.98787856601084723,1.0013527779642981,0.97868113133187418,1.0237102241472411,0.98215266435818238,null,1.3202603306604535,0,6.4092247453772079E-4,5.6818995109668799E-2,7.881952634966256E-3,1.6115485978135141E-2,4.5080104799379841E-4,6.390750263028925E-4,6.1440656557146624E-2,1.0341388547325083,0,9.6707985059208551E-2,3.7597399375341428E-2,7.3706960631472942E-3,1.7393515505706716E-3]
[null,1781,0.99053888221605824,1.0449300640723262,0.97377838154718366,1.0157022734992518,0.99206445362873075,0.96370923674463249,1.0259679213934496,null,1.3260561886893407,0,6.0660013608239188E-4,5.1521141398872587E-2,7.6931579512698016E-3,1.6141431376153814E-2,4.3374506153950193E-4,6.0474275806935481E-4,6.0123873511752281E-2,1.0493926667778288,0,9.7542974793401932E-2,3.4383091420849339E-2,7.1800533416179957E-3,1.6459104340681638E-3]
[null,1782,1.0005883272163816,0.99627422465826698,0.97629720653436747,0.95854648619442095,1.0211903501049031,0.97715666307239257,1.0212759848724213,null,1.2704866664219858,0,6.1739048313765705E-4,5.2841151492636018E-2,7.7631604072082184E-3,1.5410489765230927E-2,4.38816935136005E-4,6.1552608117563514E-4,6.121027046866255E-2,0.99026737995532377,0,9.8703372073273274E-2,3.5210207556717117E-2,6.9684230849187522E-3,1.6752590848419524E-3]
[null,1783,1.0314973309237496,1.0097461871347331,1.0402224774712618,0.97468149529288439,0.98657270922469242,0.99391257294375146,0.9902969812479836,null,1.2831503822469712,0,5.3056513102624941E-4,5.5080603438651544E-2,7.5053575186237237E-3,1.6283903801843313E-2,4.5226960542149358E-4,5.2898993597589694E-4,5.7709212214495278E-2,1.0050969924378947,0,9.6357539844816958E-2,3.5342684703299439E-2,7.8836576527335119E-3,1.4397362242408631E-3]
[null,1784,0.98377093304302399,1.0375435298572677,1.0181025950901217,0.99671974367078131,0.9878956103209583,1.0061755532372469,1.0059904211136372,null,1.3144376961340496,0,5.8335928077362243E-4,5.6656592371644568E-2,7.7789861934807773E-3,1.6408362987617799E-2,4.5861327952538599E-4,5.8164845348569316E-4,6.0935137779368896E-2,1.028460129747955,0,9.7562884016845292E-2,3.6824038476547534E-2,7.7716067583260637E-3,1.5830553500268965E-3]
[null,1785,1.0136174726726817,0.99748765284070839,0.96095045797998102,1.0004975563558278,1.0086043471243229,1.0432019914958459,0.99282845793770247,null,1.316865901994116,0,6.712597292876008E-4,5.4853364254613242E-2,7.6559402869691446E-3,1.5790331309186313E-2,4.2601603345000403E-4,6.6936098708088938E-4,6.0663555435746162E-2,1.0340781691688286,0,9.7759479169867242E-2,3.6894412098135029E-2,6.9247530274828334E-3,1.8217799520440919E-3]
[null,1786,1.0049215155950839,0.99786951936072721,1.0425143098259377,1.008009729612972,1.0282174487050075,0.99482415727026863,0.98371421161961159,null,1.3258624687006677,0,5.4506797409800017E-4,5.6978345318001174E-2,7.7409518179234523E-3,1.6852397258009192E-2,4.6751801201962612E-4,5.4345120439913718E-4,5.9245912016699709E-2,1.0393993197227822,0,9.9011145871885045E-2,3.6512203188072426E-2,8.1771972352403296E-3,1.4790950297330688E-3]
[null,1787,1.015629420730169,1.0006424321990357,0.99278944664729463,0.98880813863694605,0.9851571159237974,0.96158847916918899,1.0331023220650788,null,1.2971918369937403,0,5.7746273683055582E-4,5.1949219686418399E-2,7.6387936372531856E-3,1.5981885400364236E-2,4.3906741152214862E-4,5.7569067638477253E-4,6.0391453903233534E-2,1.0210375440254857,0,9.6611906250158253E-2,3.4274092473032342E-2,7.3028060219798791E-3,1.5668402447388842E-3]
[null,1788,1.0291482892964292,1.0171758250039007,1.0210476496534204,1.0073941814894962,1.0039341232037473,1.0412073124998458,0.96121040958333936,null,1.3211113376624823,0,5.7809427418791068E-4,5.6651919992673529E-2,7.4958984590796649E-3,1.6539455733619302E-2,4.4321979519013896E-4,5.7645592950250298E-4,5.7244489268039968E-2,1.0393879107692527,0,9.7231071181213297E-2,3.6757592029601993E-2,7.7924957670367613E-3,1.5689230114597241E-3]
[null,1789,0.9921706270072872,0.98939927990986132,0.99958923687946344,1.0107887930901689,0.98487783136873097,1.0326129494910177,1.0039578330023595,null,1.33308136286912,0,6.2872697503213437E-4,5.7747552157752666E-2,7.8565153572631354E-3,1.6408759429717458E-2,4.5468546297205672E-4,6.2693030491242424E-4,6.2653001013690507E-2,1.0435292792449589,0,9.7182840722062735E-2,3.7945480335046029E-2,7.5987481933239591E-3,1.706297622452148E-3]
[null,1790,0.99102844716770166,0.96805125679935711,0.98428681544697094,1.017040690822655,0.95264946098842818,0.97943635713266297,0.98220081047825691,null,1.3308983661851577,0,6.2166763877301095E-4,5.4509475743927976E-2,7.9306638756693679E-3,1.6263731755099643E-2,4.5193974484432922E-4,6.1979469017881667E-4,6.0440661783230785E-2,1.0504506664075064,0,9.5635680237952478E-2,3.6147113725832021E-2,7.3834290282843214E-3,1.6868768314020329E-3]
[null,1791,1.043211185222114,0.99443767331373578,0.97287778353811527,1.0010755864626579,0.96728390097811612,0.99122737037113318,1.0289942502697191,null,1.30698641631305,0,6.0539777351208579E-4,5.1283402208065078E-2,7.4506725686693757E-3,1.5889281534962715E-2,4.1968780862620996E-4,6.0359553879159463E-4,5.9633135642155971E-2,1.0343083734936536,0,9.508068395413885E-2,3.4243149245184262E-2,7.0370440109390883E-3,1.6427880813748338E-3]
[null,1792,1.0008804883204943,0.97818953922296914,1.0001957618182526,1.0069671957473694,0.99817984975308693,0.98327179165814049,0.98535837790894099,null,1.3215469720815123,0,5.9543628336971926E-4,5.4782285551357036E-2,7.8238743505106168E-3,1.6329466317023849E-2,4.5307256305743304E-4,5.9364936162651879E-4,5.9833804106735264E-2,1.0395657154367779,0,9.7609659186031664E-2,3.5984050887982393E-2,7.5511127378906926E-3,1.6157178658879182E-3]
[null,1793,0.97813630702635379,0.99186828747809053,0.99338711351539033,1.0446829602544041,0.99629837310687697,0.99386057377644865,0.9846687642954719,null,1.3653361632285042,0,6.2113814328197865E-4,5.5984946166596175E-2,7.9597391715787516E-3,1.6800754864849707E-2,4.5779091728770686E-4,6.1929394949191037E-4,6.1046751480398551E-2,1.0787148472570169,0,9.8086759352500608E-2,3.6923519064264082E-2,7.6773851674794497E-3,1.685513980321397E-3]
[null,1794,1.0174412926222283,0.98333201449379248,1.0253230680656844,0.98863092397852093,0.98905202928560432,0.96763836755156252,0.98683309097167127,null,1.2980190129618385,0,5.4595427286301254E-4,5.4184941442853678E-2,7.6865156905608668E-3,1.6329624597864568E-2,4.5642314325556834E-4,5.442893772553758E-4,5.833945271122451E-2,1.0199058512526264,0,9.6792968170184429E-2,3.506932632665901E-2,7.7741982622716154E-3,1.4813762599441426E-3]
[null,1795,0.97313996622548693,0.99605893010062663,1.0067483041490148,1.0141171983328299,1.0005076961962227,0.970361983968411,0.9724508125262632,null,1.3311292543760633,0,5.9190430823422328E-4,5.5543640512099195E-2,7.9905009916504677E-3,1.6517988787891114E-2,4.6577362316344782E-4,5.9010435365688138E-4,5.9756575169312522E-2,1.0467500814927408,0,9.8435515521454936E-2,3.6342728059895198E-2,7.7221806496254762E-3,1.6060695228061288E-3]
[null,1796,1.0394916576553925,1.0029573295554224,1.0380793669854365,0.97109910242973363,0.98910631052775733,0.97750491817185714,1.0036268448262122,null,1.2772125840732618,0,5.2151950896783047E-4,5.3790419378005938E-2,7.4672522272792464E-3,1.6207617853612459E-2,4.4902572671976393E-4,5.1994518021849514E-4,5.7761195467342485E-2,1.0014623422139586,0,9.6292857109911922E-2,3.4557489751144282E-2,7.810839293364142E-3,1.4151193806721497E-3]
[null,1797,1.011597962200389,0.96930722525472801,1.0149472021756907,0.96581617412145104,1.0367457926856061,1.0118606833668189,0.99876627611478286,null,1.2841864606654476,0,5.9011525660628006E-4,5.6770562249713927E-2,7.7729086954421798E-3,1.5958303424788583E-2,4.5681697836575356E-4,5.8839433954659918E-4,6.1188066415834678E-2,0.99666165394777351,0,9.9229644847135978E-2,3.696647968047212E-2,7.5823299148753366E-3,1.60141542810394E-3]
[null,1798,0.98304833174120898,0.99233494803716926,1.014287618672604,1.0122605538589537,1.0180209551696362,1.0136636056903678,0.99518728876053841,null,1.3358274853914951,0,6.0347577870100539E-4,5.794072780067392E-2,7.9237147281763023E-3,1.6620113442596701E-2,4.6537374761310932E-4,6.0171902932409753E-4,6.2009958766277747E-2,1.0446089209718619,0,9.9034619787290085E-2,3.7743063435500407E-2,7.8450686196869738E-3,1.6376808411954866E-3]
[null,1799,0.97131173487109446,0.99093881625676739,0.97812190490486561,1.0197966508253469,1.0059137278194132,1.0317890677122667,1.0293777430959441,null,1.3478348323096783,0,6.704684939131129E-4,5.7710994721023541E-2,8.0148087861930499E-3,1.6337991413880877E-2,4.5388380677092131E-4,6.6855101202247446E-4,6.5514986565237937E-2,1.0534878227355884,0,9.8712757727021969E-2,3.841274193031162E-2,7.3711866385961829E-3,1.8195754669432928E-3]
[null,1800,1.0114815354889797,1.0193169111238096,0.98686587779563628,0.99809363813722252,1.0379099315531963,0.98377731953618952,0.98689760508411584,null,1.3085950173643335,0,5.9610742568876713E-4,5.2678286101231223E-2,7.6121740940397432E-3,1.6046126220285752E-2,4.3492524812872364E-4,5.9431940909776364E-4,5.8003310017929993E-2,1.030803471171841,0,9.9257228375315268E-2,3.4878669683296067E-2,7.2650729546342319E-3,1.6175415142235575E-3]
[null,1801,0.99348498416119058,1.0083749479170334,0.99216639122438732,1.0016596750359759,1.0309901470674165,1.0194109066928749,0.98879981516510873,null,1.3209699697442785,0,6.2471413000981114E-4,5.6104054975150426E-2,7.7848982556881809E-3,1.6194819485378424E-2,4.4718398370266032E-4,6.2290580756973102E-4,6.0596075349978677E-2,1.0343266820278609,0,9.9372196711255259E-2,3.702908403253221E-2,7.4214389778117038E-3,1.6953442673605288E-3]
[null,1802,0.96186594626759403,1.036576046435461,0.98434397703726784,1.0041470374807555,0.99448178246608743,0.99418719571681358,1.0204247953102081,null,1.3242686181408201,0,6.3254187593028211E-4,5.5475035199828063E-2,7.9506158931348572E-3,1.615466400502891E-2,4.5310299882542036E-4,6.3066444082148345E-4,6.2831482467913646E-2,1.0371317187957605,0,9.8417247256343127E-2,3.678614412873004E-2,7.354024120924875E-3,1.7164607094390346E-3]
[null,1803,1.0350521988748105,0.98247841624526877,0.9901606708495061,0.99611929960469403,1.0157738330669726,1.0123163100140506,0.98553376883209876,null,1.3073953995845249,0,6.0418694237888049E-4,5.3931439496436161E-2,7.5499502617785525E-3,1.6042799687433041E-2,4.3281022019024071E-4,6.0242578194772529E-4,5.8573626343353301E-2,1.0286656145188333,0,9.7632234340442131E-2,3.563789763629608E-2,7.2911838513380362E-3,1.6396043888560613E-3]
[null,1804,0.98284558626662999,1.0081336037175193,1.008169747641511,0.99393054768605671,1.009407128766677,0.95747104918198256,0.97516591917095807,null,1.3062011518497618,0,5.7379687171540278E-4,5.4073842513276335E-2,7.873908165995893E-3,1.6234962702526511E-2,4.5963087573850422E-4,5.7202848866611336E-4,5.8560054813988058E-2,1.025872113528125,0,9.8616152832029791E-2,3.5351322320971802E-2,7.6040595031505289E-3,1.5568729770085508E-3]
[null,1805,1.0354057346105048,1.0077765347070486,1.0266153091335846,1.0265281007902278,0.98647562443972037,0.98576115906542661,0.99766468130178132,null,1.3356882414904603,0,5.3973342854541024E-4,5.3779702579693806E-2,7.4796364611856587E-3,1.6872165913611084E-2,4.4470778023152459E-4,5.3811776311271729E-4,5.7727837847499262E-2,1.0589634278137456,0,9.6246953236050509E-2,3.478086734557545E-2,7.9299790175801459E-3,1.4645791607198811E-3]
[null,1806,0.99582159609323195,1.022092718721803,0.98020429245505747,0.98828778383652471,1.0206401810758896,1.0387867771284818,0.98462465742692762,null,1.3063202907194948,0,6.4750598557011341E-4,5.6087856957656626E-2,7.7218507512494408E-3,1.585716219236194E-2,4.3822036254632387E-4,6.4566664905382851E-4,6.0333572392995478E-2,1.0208754545491907,0,9.8799627601649426E-2,3.7285429758406388E-2,7.165663715182605E-3,1.7572917747708636E-3]
[null,1807,0.99065841683770406,1.0041163629413055,0.99754057593449663,0.99525029955267208,1.012941915061438,1.0221874058341203,1.0087308035355969,null,1.3161470875055228,0,6.222969145274807E-4,5.68025867678437E-2,7.8216662581355734E-3,1.6179265604434483E-2,4.5173666955125358E-4,6.2050048187540661E-4,6.222592112931568E-2,1.0275482541162135,0,9.8576317356463744E-2,3.7370076806319076E-2,7.4842614661615606E-3,1.6887977637359798E-3]
[null,1808,1.0032459755808518,1.0181159937245141,0.99804220232412388,0.99236167746621595,1.0147810677092841,0.9941949596988684,0.98427538676925075,null,1.3047976997565023,0,5.9374253204561305E-4,5.4273960302646321E-2,7.6809933692357094E-3,1.6093156049342611E-2,4.4383618307398389E-4,5.9198027026892972E-4,5.8681354900098681E-2,1.0245510405207798,0,9.8351982883941161E-2,3.5695846312008048E-2,7.4161163477231935E-3,1.611175149428379E-3]
[null,1809,1.0054650055855108,1.0366914649501444,0.99948767597761301,1.0388435506441094,0.99851119508260844,1.0238670980270177,1.0288897929474465,null,1.3575707019557359,0,6.0390389695277912E-4,5.5449217813183162E-2,7.6091614936190464E-3,1.6791619401685384E-2,4.4032521917169358E-4,6.0216342085561388E-4,6.1530885338686024E-2,1.0724959010257071,0,9.7511999448807993E-2,3.6437462379310032E-2,7.6669799832110351E-3,1.6388903284506454E-3]
[null,1810,0.99157967335425301,1.0000949236821184,0.99249047307131721,1.0226189749208987,1.0123118629527292,0.99609751824479431,0.99666250465799255,null,1.3406686981983962,0,6.1320873149062476E-4,5.5121015499436495E-2,7.8257038657016959E-3,1.6482650291627664E-2,4.4967504595077549E-4,6.1139216921731051E-4,6.0750673988486131E-2,1.0559595846891892,0,9.8516935567809549E-2,3.6373221473697079E-2,7.5270463995349866E-3,1.6640079392351032E-3]
[null,1811,0.99368754540302862,0.99883854728200272,1.0184586410565908,1.0114509535303025,1.0182897525402423,1.0385178494183271,1.0128314408575778,null,1.3369289037402541,0,6.0478807823675918E-4,5.8806303498759219E-2,7.8194544584848369E-3,1.6668024660451763E-2,4.611624616258828E-4,6.030696433747927E-4,6.2993963980972997E-2,1.0436499292342793,0,9.8782361552573958E-2,3.8213274848652778E-2,7.8947907119023414E-3,1.6413567674116766E-3]
[null,1812,0.99732265475907178,1.0310242720331186,0.97274233920820241,0.99741324861149838,1.0265459631637854,0.98066293827009776,1.0060163271915941,null,1.3090450493184018,0,6.1768749771199012E-4,5.2301335609221997E-2,7.6816346320277605E-3,1.5888166307824549E-2,4.3263783342645284E-4,6.158288680366235E-4,5.9491702664649697E-2,1.0305285876775241,0,9.9039532612633499E-2,3.4925720224016216E-2,7.0815072158879628E-3,1.6760831708639002E-3]
[null,1813,1.0021011724035522,0.9772297035613996,1.0181920200201393,0.99145815949066241,0.98206979046455667,1.007256697736459,0.97499939563027371,null,1.3077868085106388,0,5.8709450274837865E-4,5.7034928529638727E-2,7.8218685803305692E-3,1.6309769684201697E-2,4.6118246771529339E-4,5.8537456919773229E-4,5.990048434338259E-2,1.0230284000396921,0,9.6820177980850991E-2,3.7067996424257135E-2,7.7505237854394718E-3,1.5931966086813523E-3]
[null,1814,1.0353792159799582,0.97784997130822127,1.0310166595564436,1.0066371078919907,0.9948795859177153,0.97688529737925534,0.98645865755537787,null,1.3158743673983146,0,5.3643451214170645E-4,5.4163503056749399E-2,7.5716246800552603E-3,1.664430193215255E-2,4.5214154835848994E-4,5.3481413183638132E-4,5.7756842525164144E-2,1.0383158481673078,0,9.6659096259218841E-2,3.4939618261324704E-2,7.9174235828616667E-3,1.4555877654274523E-3]
[null,1815,0.98918541774159152,1.0365463562415287,0.98616691724342986,0.99121564296805953,0.99776462814651834,1.0141012905009843,1.0226001863296414,null,1.3081821462069405,0,6.250371794911323E-4,5.5123147934737854E-2,7.7315680458307483E-3,1.5975216457758352E-2,4.4143429809943635E-4,6.2321844905582349E-4,6.1848698916289788E-2,1.0237209689969564,0,9.7866659218822483E-2,3.6512757779857519E-2,7.2673181145976916E-3,1.6961951744234342E-3]
[null,1816,1.0048738632941718,1.035714388686684,0.96116010790948136,0.97146293402439521,0.9691858741461703,1.008543259234695,0.98773363768331701,null,1.2788011911181696,0,6.445529009454072E-4,5.2699291320410235E-2,7.6073070783944678E-3,1.5346218425707193E-2,4.234010009294913E-4,6.4266704786855849E-4,5.8644443032104678E-2,1.0040627315012742,0,9.6065857763825924E-2,3.5441026266807521E-2,6.763672732627915E-3,1.7491278491628239E-3]
[null,1817,0.97861228565770408,0.98194477604706532,1.0317829119910231,1.0301235420673251,0.98383234681174869,1.0278431294594157,1.0004721289841885,null,1.357972714532022,0,5.9520865335717138E-4,6.024591227329374E-2,7.99765169193563E-3,1.7082807510637305E-2,4.7794353291017973E-4,5.9349987309999469E-4,6.3439929888846391E-2,1.0625186377286959,0,9.7514590846847146E-2,3.884597601992195E-2,8.235662811790681E-3,1.6153110073975996E-3]
[null,1818,1.0146118848160537,1.0002173620835981,1.0180195751778403,0.9966651544879519,0.99751308866102628,0.95297767530867794,1.0251021429440539,null,1.3061844922786152,0,5.4372448441997005E-4,5.2785316330088157E-2,7.6538628235911389E-3,1.6386155614610268E-2,4.5119930012752179E-4,5.4204088029314863E-4,5.9756356161792236E-2,1.0284062206270255,0,9.7262139300402381E-2,3.430956567316628E-2,7.7001034595087997E-3,1.4752565924297841E-3]
[null,1819,1.0088084461243567,1.0161338895169874,1.022544109232254,0.98613604868018523,1.0138834788290447,0.96657597311901444,1.0304890831367051,null,1.2981336703901181,0,5.4599936911710334E-4,5.3736967468146254E-2,7.6505311330302677E-3,1.6309061046233603E-2,4.5303577743431291E-4,5.4433250589683941E-4,6.032960222151685E-2,1.0174116735966119,0,9.8199835134439611E-2,3.4835807531155408E-2,7.7273297028828359E-3,1.481493641888853E-3]
[null,1820,1.0229040565196923,1.0262882640073652,0.99684786830546024,1.0072483449075342,0.98486778300800515,1.0278504369633232,1.0295119033004876,null,1.3215273308134516,0,6.0161092260005466E-4,5.4800436645934515E-2,7.5090444623125063E-3,1.6293301348474863E-2,4.3337900990084573E-4,5.9988377439324208E-4,6.0963707803003205E-2,1.0399564874594229,0,9.6428856022906489E-2,3.6067753635494873E-2,7.4434056919422519E-3,1.6326858822653229E-3]
[null,1821,0.98407409539644208,0.97845981228266721,1.0177661626203851,1.0199098559443536,1.00898885237844,0.98940618007465053,1.012390574548079,null,1.3424802849172621,0,5.874790742874189E-4,5.6995981640884888E-2,7.9610415419681599E-3,1.6773918282146305E-2,4.6918929526378527E-4,5.8572696334681146E-4,6.2728064289229224E-2,1.0523987580079912,0,9.8575288192878016E-2,3.705192914853439E-2,7.9337109199185372E-3,1.5941557093884461E-3]
[null,1822,0.99213649013329031,1.001846322651591,1.031495912199303,1.019569116555032,0.98040619907093096,1.0074719541860642,0.98616645981418272,null,1.3388774813420443,0,5.7120076181352893E-4,5.7762521611179118E-2,7.8255010196749738E-3,1.6877862408279955E-2,4.6752316389438566E-4,5.6952774759796532E-4,6.0403761185215968E-2,1.0516407342188894,0,9.7003099810330798E-2,3.7250907342270177E-2,8.0971768123355402E-3,1.5500667841901233E-3]
[null,1823,1.005560850382941,0.98521287989967021,1.0236826274741126,1.0331103950231619,1.0468075528618954,1.0257327410953692,0.99395583734210469,null,1.3573466413072199,0,5.871239393428671E-4,5.7993431800820471E-2,7.7709830684502129E-3,1.7029546115374838E-2,4.6068873420772755E-4,5.8543490146638105E-4,6.1156589554254515E-2,1.0658416236602133,0,9.9873506123880768E-2,3.7570152989325083E-2,8.0584474853411699E-3,1.5933608132280876E-3]
[null,1824,1.0044016704859202,0.97942596924711878,1.0264894357519914,0.99346010345994729,0.97267838953761199,1.0152074571615415,0.98372895677110317,null,1.3109018007389504,0,5.7974426106056497E-4,5.7749538783570149E-2,7.7990004622835833E-3,1.6435435204970057E-2,4.6363801001545726E-4,5.7805916184131738E-4,6.0473747384793608E-2,1.0248542007449397,0,9.6318387898522692E-2,3.7351010030509842E-2,7.8852408371840113E-3,1.5732864813805788E-3]
[null,1825,0.98366921853179645,0.99792904447690156,0.96355996083169082,0.9991194592468351,0.99007767144481662,0.99581555491752316,0.98644077102175953,null,1.3141243011708301,0,6.566176519921563E-4,5.4075437607562699E-2,7.8882806146767168E-3,1.5799985409953941E-2,4.4012201374907836E-4,6.5467194488018116E-4,6.0644860755916005E-2,1.0325732662249976,0,9.7610241561885372E-2,3.6313102006558226E-2,6.9991494612262877E-3,1.781801221415224E-3]
[null,1826,1.0137806710357518,0.99777091852302946,1.0092893020306046,0.99657631811260083,1.0012817048115537,1.0046802194287503,0.96546662887323031,null,1.3089092663124229,0,5.8477209653793921E-4,5.5302759525769664E-2,7.6655253379075E-3,1.6260415018754571E-2,4.4796816795841376E-4,5.830545733548115E-4,5.7897776647851285E-2,1.028569990362046,0,9.7454756854019997E-2,3.6130854815248456E-2,7.5940547612673983E-3,1.5868823447833466E-3]
[null,1827,0.97983303635899166,1.0089589307874876,0.98798828528735927,1.0009521391276843,1.0120678035999391,0.99119420151263393,1.0047738691515833,null,1.3191053304818818,0,6.2109425626526041E-4,5.5074233751252019E-2,7.8904955777697964E-3,1.6140666752334699E-2,4.5133976222651729E-4,6.1924523213604307E-4,6.1529182006585394E-2,1.0337217897945103,0,9.8799665265936587E-2,3.6440483306217485E-2,7.3739419014392567E-3,1.6853813877383975E-3]
[null,1828,0.98782662766987051,0.99233463905474661,1.0351883182151738,1.0335712815632438,1.0084315317649595,1.0006193801301775,0.9964825520342081,null,1.3565507525051119,0,5.6758304316086884E-4,5.8037807969482345E-2,7.8906166351047722E-3,1.7158302868043717E-2,4.7313435375796422E-4,5.6590924024359636E-4,6.1407965984129419E-2,1.0659735295638837,0,9.847240775853644E-2,3.7348511976754449E-2,8.2499307983243449E-3,1.5402184000121598E-3]
[null,1829,1.0015208558476016,1.0204895285025506,1.0116957069567512,1.0261947184707014,1.0341572800153842,1.0048935262198322,1.0038343299070458,null,1.3448190740721666,0,5.8382195470318228E-4,5.5615501927782592E-2,7.6903825204988861E-3,1.6766858125861015E-2,4.5050290978449148E-4,5.8210758614679506E-4,6.0213765275070712E-2,1.0590665152983603,0,9.9347287665463163E-2,3.6283675188319799E-2,7.80199457180265E-3,1.5843049577773749E-3]
[null,1830,0.99199935451547094,0.95801759426773658,1.0040176273458239,0.976552139289941,0.99707649817459565,1.0312942489452563,1.01311410384523,null,1.3009438867084548,0,6.3036322247022399E-4,5.8677347123247452E-2,7.9609522388528354E-3,1.6008412644360308E-2,4.6278298485487486E-4,6.2855957320390361E-4,6.4297785431636334E-2,1.008055176658178,0,9.7782240353576244E-2,3.8455238654010085E-2,7.5350223153517193E-3,1.7107319536534065E-3]
[null,1831,0.99857689747556666,1.0078690983529315,1.0026346626133253,0.97833749306089379,1.0230207026977414,1.0011406929527724,0.97756108624395899,null,1.2928031018224249,0,5.9740314143535392E-4,5.5372665307023873E-2,7.7493206836041885E-3,1.5961277301419025E-2,4.498558608505532E-4,5.9564231639326322E-4,5.9083461009543932E-2,1.009938263284351,0,9.8871246914218849E-2,3.6319219325351239E-2,7.438410929318442E-3,1.6211420317856348E-3]
[null,1832,0.9750032191035185,1.0230750105800366,0.99691426160700292,0.99793678110002126,1.0062498398577386,1.0015313490469964,0.993667744436461,null,1.3167208915732198,0,6.1569291920312013E-4,5.6090167854860658E-2,7.8878599861099408E-3,1.6194370261161904E-2,4.5527250593098401E-4,6.1387889352807075E-4,6.102387135393391E-2,1.0303405731081692,0,9.8653539557074441E-2,3.6915149834203305E-2,7.4911251543892162E-3,1.670775983060544E-3]
[null,1833,0.98931187825893674,0.99174738149151564,1.0102144458451849,0.99634320961585032,0.98294878621825332,1.0087562420380749,0.97571592208711466,null,1.3140564772833911,0,6.0196749513863118E-4,5.7088861371422564E-2,7.8743976079837796E-3,1.6296738220462695E-2,4.6060035259344704E-4,6.0020661163765062E-4,6.0278673760845454E-2,1.0283022294125741,0,9.7173565354589264E-2,3.7277419927142265E-2,7.6721876204553577E-3,1.633564538821334E-3]
[null,1834,1.024747135318131,0.96181291315531248,0.98529513252298639,0.97183080589056392,0.99463906224118948,0.99156856781441582,0.97332702105370061,null,1.2806531920428943,0,6.0896328759477017E-4,5.3560596203203102E-2,7.6898146763544539E-3,1.5635784408939854E-2,4.3866276225007196E-4,6.0715106234073772E-4,5.8484188683977617E-2,1.0037260160707624,0,9.6845262969585802E-2,3.5496342530047423E-2,7.1258709186286587E-3,1.6524650443975779E-3]
[null,1835,1.0087150705034182,0.99589510325304498,0.97486909511243414,0.99887182342113401,1.018782329480507,0.97886170128193961,1.0410725175728115,null,1.3126267817691541,0,6.1539177595439489E-4,5.2443194009825021E-2,7.7014420031946513E-3,1.59575896048284E-2,4.3469528123057043E-4,6.1353664671868373E-4,6.1959132173525507E-2,1.0319706929763894,0,9.8385845928768173E-2,3.4975285171627651E-2,7.130915248933457E-3,1.6698445000670231E-3]
[null,1836,0.99597558982491718,0.97867196696718473,1.0324211108214059,1.0048056882886274,1.0269040943669296,1.0032277498182887,1.0263969985372592,null,1.3287266443966188,0,5.7082914308721235E-4,5.7885423355149984E-2,7.8688853978660413E-3,1.6746455292683499E-2,4.7054486734117939E-4,5.6915014415731579E-4,6.3282469784503678E-2,1.0363861167495421,0,9.9157719630110372E-2,3.7310154155435683E-2,8.0715150908149836E-3,1.5490390721016162E-3]
[null,1837,1.0218548936508194,1.0076600695374047,1.0033722033027512,0.99603079677908513,0.99082393343393305,0.99617684320616029,0.97571312826734469,null,1.3048605931150403,0,5.8005933080501897E-4,5.3884202283212002E-2,7.5735951226189235E-3,1.6168663170801303E-2,4.3998033732144229E-4,5.7834110675517416E-4,5.749118479751715E-2,1.0281812690847418,0,9.6749069886466407E-2,3.5327476035782471E-2,7.4728167781337737E-3,1.5740538424929805E-3]
[null,1838,1.0230372155603469,1.0232714304235524,0.99791052548079484,1.0058773351570134,0.96734812607374776,0.99929219904259159,1.0000179339853204,null,1.3142476028910679,0,5.8421976202449361E-4,5.3383051076799505E-2,7.5171659905824331E-3,1.6240841972731471E-2,4.3431207840119695E-4,5.8249460923505609E-4,5.845903197650424E-2,1.0385090577318494,0,9.5579337974097414E-2,3.5112649824800543E-2,7.4285211110494756E-3,1.5853583070414947E-3]
[null,1839,1.0121402749714057,0.98268983481776628,0.99996840074044824,1.0208801595366346,1.0163986636793454,0.96066450455788943,1.0203858720659968,null,1.333936269425128,0,5.7448992794918003E-4,5.2815109974955129E-2,7.722588268954847E-3,1.6538940871722977E-2,4.4710500185068258E-4,5.727252945575106E-4,6.0419291423185147E-2,1.0539359913574087,0,9.8215314484853808E-2,3.4696588563254076E-2,7.5883346593920882E-3,1.5587694529429332E-3]
[null,1840,0.97145983742917563,1.0056246317031625,1.018487404979022,0.96626886694027514,0.97901564143840614,1.0214313779029451,0.99386333848740505,null,1.288075307024213,0,6.0676597387797782E-4,5.9000931214481848E-2,7.9767430640251338E-3,1.5998086789271247E-2,4.7045222493097391E-4,6.050130791219057E-4,6.246780897263253E-2,0.99702868414920187,0,9.7453023916255266E-2,3.8339101078341632E-2,7.6955823509644869E-3,1.6466461588618962E-3]
[null,1841,0.98055872599465899,1.032203075861218,0.99411528997980292,0.99110816633211496,1.0313742790081706,0.98615996419598795,0.99946395184424841,null,1.3072812027368486,0,6.0416570763872652E-4,5.4573890429372475E-2,7.8146610070469712E-3,1.6070076416675891E-2,4.4977722606902792E-4,6.0235789872974425E-4,6.0267402493635991E-2,1.0233731697061383,0,9.9721784862080179E-2,3.5977240351359172E-2,7.3955884202641471E-3,1.6394196331144136E-3]
[null,1842,1.0020865986218475,1.0299707995363543,0.968383506627291,1.0373831314657997,1.0031453976702831,1.0154783776603857,0.99937489206522812,null,1.3526969613155981,0,6.425932633360678E-4,5.3702371948268754E-2,7.6471926541208206E-3,1.6375593886779855E-2,4.2878410545221909E-4,6.4072598393575739E-4,5.9893401946449203E-2,1.0719640935523593,0,9.7784799169620407E-2,3.5956523785425326E-2,7.2022226335141035E-3,1.7438449130092921E-3]
[null,1843,0.98200917525588927,1.0010710402340801,1.0124649595588215,0.9658421889019646,0.97684572504576561,1.005311252540239,0.97886728708179027,null,1.2823265814633533,0,5.9930590081596756E-4,5.7223308384281933E-2,7.9038818057963096E-3,1.5891432788874595E-2,4.6336547720126552E-4,5.9754679555081144E-4,6.0515732314843265E-2,0.99675888290555736,0,9.7067140175596783E-2,3.7315708753603336E-2,7.562562566622009E-3,1.626325396241096E-3]
[null,1844,1.0022562009588183,1.0035778470881838,0.98570356664711101,0.98064984605135785,1.0199425182331741,0.98956462770062681,1.0171341100452453,null,1.2946643607574668,0,6.103784506736841E-4,5.375109741747245E-2,7.7299244411376481E-3,1.5821376294090975E-2,4.4113334111518706E-4,6.0855833559340206E-4,6.1014954368470528E-2,1.0128223993515379,0,9.861227879577307E-2,3.561384780446155E-2,7.2028738802047488E-3,1.6562951782838275E-3]
[null,1845,0.97269960718758774,0.99194343520705686,0.95733467517698045,1.0184177935818131,1.0180286232848652,1.0002165353707255,0.98486850343195198,null,1.3384632092965485,0,6.7719840666338542E-4,5.4728950092905078E-2,7.9948946048172282E-3,1.6023618530940646E-2,4.4322617768461422E-4,6.7520054360766457E-4,6.1559368268588557E-2,1.0527139945750765,0,9.9239126872782468E-2,3.6892532972332866E-2,7.0318217645757471E-3,1.8376732999006826E-3]
[null,1846,0.977208113898694,0.98791546975308975,1.0218877773582606,0.97443004142916556,0.9998788279135028,0.99076069000679123,1.0297534919976901,null,1.2964038011986447,0,5.851029537020339E-4,5.7475928744804353E-2,7.987238512168017E-3,1.6186173366848879E-2,4.7266619259385574E-4,5.8336031505243564E-4,6.3968914489325901E-2,1.0053530208396102,0,9.8316191731673885E-2,3.7273931250314099E-2,7.7837642370566142E-3,1.5877144728965557E-3]
[null,1847,1.0031417531473441,1.0220432419164549,1.0079341348763471,0.99046369875952156,1.0021781282035258,0.99334196984064826,1.0141974790079997,null,1.3042259911251277,0,5.8034512533821606E-4,5.4658148020567753E-2,7.6723714149723662E-3,1.6195625513225655E-2,4.4776079981786456E-4,5.7862114870957273E-4,6.0330384095194305E-2,1.0223007420362247,0,9.7755912406793558E-2,3.5738290555186944E-2,7.5536642353970377E-3,1.5748160243770481E-3]
[null,1848,1.0352537596918852,0.98294150469704555,0.96364272266703821,1.0296310801627491,0.97335396045438971,0.96910475851367295,0.9630271070574653,null,1.3324810574593264,0,6.1074695309344727E-4,5.0306268376009745E-2,7.5407500149396924E-3,1.6129626445501758E-2,4.2076746488179382E-4,6.0888728944715549E-4,5.5950834924066467E-2,1.0641038873029665,0,9.5546835576882122E-2,3.3780293817333051E-2,7.0464627181565662E-3,1.6571904822341361E-3]
[null,1849,1.0082244635727069,0.97406258508786436,0.99917281982183848,0.99987186225801605,1.0099500475638554,0.99086214983723853,1.0273353516388766,null,1.3170805685803124,0,5.9793763467300609E-4,5.4843924557413923E-2,7.7797791900022333E-3,1.6256597967268558E-2,4.5005597287782722E-4,5.9615695226382566E-4,6.2307079174063883E-2,1.0322711386044228,0,9.7997562021124349E-2,3.6046453161596152E-2,7.5072159129741921E-3,1.6225427009756367E-3]
[null,1850,0.97578648653157496,0.99590601331588136,0.99455869486524107,1.0174613012257085,1.0245359878227991,0.99150943996122942,1.0444558708370866,null,1.3418071980315094,0,6.1864853833206628E-4,5.5957963317634717E-2,7.966246786987442E-3,1.6502188206327824E-2,4.587068739430113E-4,6.1680738076957454E-4,6.4692143850247019E-2,1.0505707123677295,0,9.9515080116163279E-2,3.6879911227941688E-2,7.587340082140976E-3,1.6787463599563573E-3]
[null,1851,1.0053385705216542,0.98681164815039557,1.0324568345441467,0.95340682960567247,1.0238569231883736,0.97902521854031044,1.0440707837630427,null,1.270075667491769,0,5.5000373823649524E-4,5.5775542898402058E-2,7.769824602012562E-3,1.5993158243430082E-2,4.6463760272322192E-4,5.4834600142761498E-4,6.271785454501802E-2,0.98337084234245065,0,9.8778451818346769E-2,3.5949482838681053E-2,7.7651132838374359E-3,1.492417053675178E-3]
[null,1852,1.0259040908239574,1.0330255156182442,0.9984392390337008,0.97715862900641504,0.98262175709005284,0.96890912584522793,1.0028061784796216,null,1.280157357907959,0,5.6211765015561316E-4,5.1440816286547154E-2,7.467891360197064E-3,1.5836034111192679E-2,4.3169478126310178E-4,5.6040571230565417E-4,5.7267292075033775E-2,1.0088432805861782,0,9.6251105913741308E-2,3.3824500823650877E-2,7.2712142968018485E-3,1.5252396112025788E-3]
[null,1853,0.98150013668274227,0.9892461549163889,0.9847043828772265,0.9918195552822815,0.98383964958040293,0.95389569077935343,1.0242838355387367,null,1.3055387953124931,0,6.0553746732018002E-4,5.3157939382534755E-2,7.9386858586605515E-3,1.5963324965681001E-2,4.5258845354365546E-4,6.0366426817232447E-4,6.2087575935055629E-2,1.0243884928559461,0,9.7387578953581799E-2,3.5242008009699968E-2,7.2794989568443855E-3,1.6429751400925457E-3]
[null,1854,1.0145906811227519,1.0024580745605081,1.0043138243007599,1.0031000403526182,0.98149938123604785,0.99784885075320073,0.97033903221701123,null,1.3134594393570653,0,5.8526082585188622E-4,5.4522505878507502E-2,7.6438563340586472E-3,1.6279810099490682E-2,4.4448170061805867E-4,5.8353009907590001E-4,5.7793657338302468E-2,1.0354506916727559,0,9.6472662161521797E-2,3.5726020626117856E-2,7.5393077034302544E-3,1.5881765690391376E-3]
[null,1855,1.0216463187678422,1.0233264976208896,0.99142109228045638,1.0272827129574644,0.98803617588681991,0.95719758525375509,1.0275213304485304,null,1.334169189127872,0,5.6794732972777586E-4,5.0881574020892002E-2,7.525694407995818E-3,1.6483569007781765E-2,4.319694568640565E-4,5.6619647430338925E-4,5.8859866120946736E-2,1.0608083375866983,0,9.6605980403766889E-2,3.3597184493266277E-2,7.4357643286462388E-3,1.541000156436234E-3]
[null,1856,1.0060802914732723,1.0180016883575156,1.0117466845197249,1.003909612434732,1.0171452865209001,1.0021557504820393,1.0183951452663935,null,1.3204229599969726,0,5.8009746597524419E-4,5.5268762747269724E-2,7.6630210961907697E-3,1.6446319554896338E-2,4.4892293090561809E-4,5.7838938064082388E-4,6.0805881134296802E-2,1.0360660515037887,0,9.8412130103948933E-2,3.605637937653558E-2,7.6830144063763711E-3,1.5741852280962371E-3]
[null,1857,1.007482200142757,1.0040146934819236,1.0379003256736503,0.97899740061710983,0.98223888876733434,0.99420602695633753,0.98036276174443726,null,1.2915967187148754,0,5.472563382228875E-4,5.6417390495146665E-2,7.701209405537768E-3,1.6338647112781383E-2,4.6301258366743074E-4,5.4563206820805162E-4,5.8677528687743272E-2,1.0096126155613812,0,9.6718293931363067E-2,3.6248922878936066E-2,7.9356917062329956E-3,1.4850306220993718E-3]
[null,1858,0.99450372420483568,0.99533008157463132,1.0260854050547026,1.0126448242547335,0.99338421707511715,0.98015805809635892,0.98395497887339056,null,1.3283103847813527,0,5.621419753887904E-4,5.592212910935699E-2,7.8259340906372162E-3,1.6709776224794332E-2,4.6505298297795579E-4,5.6044961161993761E-4,5.9503093620574238E-2,1.0446570322461326,0,9.7565473100080347E-2,3.6177593982619313E-2,7.9606326972829957E-3,1.5253590906646533E-3]
[null,1859,1.0178431499303175,1.0097700927491322,0.99919840902257562,0.97913107961135371,1.0166247499208367,1.0199580021647812,1.009481567263401,null,1.2936353756923284,0,6.0093016704639024E-4,5.5127363536080373E-2,7.5960836431911774E-3,1.5939729391751704E-2,4.3944059404685834E-4,5.9919162365233041E-4,6.0361752653698676E-2,1.01085753711349,0,9.8088203551854505E-2,3.6232193489235842E-2,7.3640081862575615E-3,1.6308020761159922E-3]
[null,1860,0.99238399496767815,1.0199641466165548,1.0049819215527687,1.0391135622526828,0.998709345577665,1.0330166108481902,0.99808030533610415,null,1.3611942502451551,0,6.1431815057733867E-4,5.7350849898021243E-2,7.7611368267248423E-3,1.6863270890799233E-2,4.5160382812157416E-4,6.1256334154767729E-4,6.1286877153368037E-2,1.0726051061847479,0,9.7852631299616286E-2,3.7564436321701748E-2,7.7928971668418676E-3,1.6671954842415065E-3]
[null,1861,1.0434431428071984,0.96152406889087216,1.0204120218643258,1.0213811413653804,1.0101384598226142,1.0194516582358231,1.0098491351361367,null,1.3379290123910561,0,5.7172349438250434E-4,5.5916879303043329E-2,7.5613346216314272E-3,1.6776131837267703E-2,4.4680660944875053E-4,5.7006862690435402E-4,6.0472190620927783E-2,1.0538380053640219,0,9.7200539060490726E-2,3.6294160612081419E-2,7.8730803502574404E-3,1.5515388793612981E-3]
[null,1862,0.98090080392738221,0.99216730315454826,0.99751984476788702,0.97606115851189157,1.0314571575908702,1.034689095666272,0.97622346396202908,null,1.2992563022697581,0,6.392550380825055E-4,5.8348891650813764E-2,7.93738586041671E-3,1.5916257851226707E-2,4.5841043518143334E-4,6.3743194809617605E-4,6.1591463897573841E-2,1.0077369890825152,0,9.9720834098837668E-2,3.8387855311601819E-2,7.4251575382442512E-3,1.7348796333325751E-3]
[null,1863,1.0050643362632625,0.96337873147425102,0.98834931715201546,1.017610265822807,1.0117726313502604,1.0181825102094795,0.97424534967176757,null,1.3366908511394293,0,6.3312366194789621E-4,5.6206687039049352E-2,7.8360648462835556E-3,1.6353941165511424E-2,4.4839006317558727E-4,6.3128878590417261E-4,6.0435934511532848E-2,1.0509142130893141,0,9.8150952337076727E-2,3.7181729503350282E-2,7.4466134892394661E-3,1.7181599709388141E-3]
[null,1864,0.99666842919911458,0.99980867475422175,1.0118454861020603,1.0238692647440513,1.0096179139518295,0.99640078490273476,1.015168942894825,null,1.3432637172103763,0,5.8630718636364879E-4,5.5876102948802173E-2,7.7914082185738063E-3,1.6740043301054722E-2,4.5648927516386671E-4,5.8457084554583189E-4,6.160089768804889E-2,1.0566620600775729,0,9.8280724654432328E-2,3.6450476860942153E-2,7.8162413887538536E-3,1.5910091378483107E-3]
[null,1865,0.98871943241281346,1.0352052045007321,0.98430741475462225,1.0258237995964581,1.0279776531934857,0.98830636365782965,1.0038699671904288,null,1.3417936175801752,0,6.1209232410294777E-4,5.3674686419614349E-2,7.7387646570489096E-3,1.6430185331332711E-2,4.4101331639818437E-4,6.1026477455656148E-4,5.99961665284722E-2,1.0595216630518844,0,9.9337855985912188E-2,3.5593094910830646E-2,7.401075385614464E-3,1.6609395426140942E-3]
[null,1866,0.98382328566349442,1.0128200117224737,1.0101161589237695,1.0401907498244647,1.0340183744476916,1.0127960081327345,1.0041348288382677,null,1.3644414333887702,0,6.0278315861113211E-4,5.7149925214031921E-2,7.8519880518885254E-3,1.6974369022155142E-2,4.5924442176870865E-4,6.0102692231969995E-4,6.1806989252151098E-2,1.073559249360885,0,9.9783984963198125E-2,3.7319455494088813E-2,7.9021866908129471E-3,1.6357971540825289E-3]
[null,1867,1.0032383758970673,1.0384258244865148,1.0256586068981746,0.99592027021326102,0.98059545805938519,0.98958741806683981,0.9892525985191829,null,1.3068228230909171,0,5.536419717233177E-4,5.5007289601529091E-2,7.6272721558641151E-3,1.6435834990445271E-2,4.5305592566597888E-4,5.5199107973429289E-4,5.8246824447288924E-2,1.027416099151061,0,9.6729151691028456E-2,3.559460458432883E-2,7.8120036804683818E-3,1.5023377552262145E-3]
[null,1868,1.0014345357127838,1.0081554084724209,0.99811573940117582,0.99210976983028942,1.0029562954842137,0.98658844532230994,1.0296217223818747,null,1.3068301077402551,0,5.9250111661269254E-4,5.4171275208128436E-2,7.7252256172920704E-3,1.6122827654075984E-2,4.4642511854933563E-4,5.9072898094500686E-4,6.1583077108291875E-2,1.024288785979881,0,9.7824708752080755E-2,3.562675106989515E-2,7.435033815351098E-3,1.6077695523760759E-3]
[null,1869,0.95462021274373188,0.96570360344380923,0.99583543721839118,0.9677746107046219,0.9842204072503018,0.99851381239336101,0.96123562848354183,null,1.2899361618304248,0,6.4302207628294604E-4,5.838868391216049E-2,8.2441380629891068E-3,1.5765722272391609E-2,4.7531945080684127E-4,6.4112180491409764E-4,6.2093083097785079E-2,0.99923020266903262,0,9.8129331717290033E-2,3.8452612163394871E-2,7.4140465487111161E-3,1.7449222072299844E-3]
[null,1870,1.0057996304571837,0.96724840743027063,1.0111251994449288,1.0006248242844005,0.99966636663874642,0.9921349648572948,0.99726855892825317,null,1.3173851028412329,0,5.8708734357649801E-4,5.5828219003263777E-2,7.8234233694858355E-3,1.6382281652845537E-2,4.5803535857289726E-4,5.8534121676469036E-4,6.0909522960781157E-2,1.0326943461849063,0,9.757266827401935E-2,3.6434693770324156E-2,7.6905525594930454E-3,1.5931058343532393E-3]
[null,1871,1.0143822483188167,0.98351271181288547,1.0111196845194996,1.0043215689722109,0.99860014568722344,1.0108925399537836,0.99340538989883498,null,1.3204653075141746,0,5.8918947543428466E-4,5.6030286676463301E-2,7.705659364807692E-3,1.642117791628098E-2,4.5113818310881919E-4,5.8746961261722547E-4,6.0188065405657326E-2,1.0365097327080441,0,9.7312563200725871E-2,3.6566686280425448E-2,7.6828190152392313E-3,1.5988986262383356E-3]
[null,1872,1.0396380523891933,0.98761925636950765,1.0255701426719344,1.014105604857211,0.98530098436668256,0.97996778184913869,0.96715233214360341,null,1.3206997932232223,0,5.398871450280246E-4,5.3624791964051136E-2,7.5093849199826162E-3,1.6657896874814952E-2,4.4601438026627404E-4,5.3826146523536103E-4,5.6176522510240356E-2,1.0461791443557948,0,9.6091478377867634E-2,3.4701793840213109E-2,7.8494214092563012E-3,1.464970270526325E-3]
[null,1873,0.96345446709656812,0.98008507686976098,1.0102265388299754,1.0146647144252325,0.99430224695753544,0.98581976537141658,1.0255011958479583,null,1.3401834081450932,0,6.0691847681994553E-4,5.7556570569476023E-2,8.1240848317607264E-3,1.6634574927620868E-2,4.7521115317545253E-4,6.0510180426093067E-4,6.4716966150659638E-2,1.0472110591066204,0,9.8395286848221492E-2,3.7582552918085398E-2,7.842030672588195E-3,1.6468876394420879E-3]
[null,1874,1.0196827073837378,1.0184805565522628,0.99421495735730536,0.98620498648932098,1.0168094870086293,0.99528368012129842,0.97731695636613936,null,1.294883790720216,0,5.893854349898446E-4,5.3256303661426405E-2,7.5551837015787431E-3,1.5940019691030618E-2,4.3488657059741133E-4,5.8763801888217016E-4,5.7344365101193354E-2,1.01830742664237,0,9.804767347751861E-2,3.5106546415739869E-2,7.2937759022903429E-3,1.5993569725764047E-3]
[null,1875,0.97922387532473643,0.98192294989145601,0.97353889811469141,1.0217273497693995,1.011930854823085,0.99285946242896206,1.0176919540110596,null,1.3432592370660541,0,6.4841427107913043E-4,5.503764758229919E-2,7.9780146749832415E-3,1.6281188155949779E-2,4.4969560068408657E-4,6.4648715176562769E-4,6.3313885660098906E-2,1.0556250680537129,0,9.8792598832860068E-2,3.6735201578695677E-2,7.2883391334110734E-3,1.7595249126737351E-3]
[null,1876,1.024267867818464,1.0358196107215063,1.0133606566049596,1.0066184176051522,1.0249249022502958,1.0300020527414331,0.99591824842217613,null,1.3211553963913789,0,5.7963139913653529E-4,5.5498479855183011E-2,7.4752730919417218E-3,1.6473711635921585E-2,4.3863020131254657E-4,5.7797082743882018E-4,5.8684730264371078E-2,1.0388138715929522,0,9.8352836045284497E-2,3.6171870153910476E-2,7.6746080579432798E-3,1.5730460642564086E-3]
[null,1877,0.98560249212067286,1.0331706439591481,1.044050526110899,1.0126669048700967,0.96662861749184115,0.99248050904585272,0.96203357333122175,null,1.32730891441762,0,5.4503501544411184E-4,5.7238704819389537E-2,7.7840676459450019E-3,1.6884132009153785E-2,4.7083141217389273E-4,5.4341452588969592E-4,5.7917161589034621E-2,1.0441572080727872,0,9.6516278323716384E-2,3.6646688644910261E-2,8.2164671871402875E-3,1.4789952029214369E-3]
[null,1878,1.0080754294410537,1.0009503454818849,1.0401503973729207,1.0241701058443295,0.98926427327249944,1.0008454399615723,0.97927282675140226,null,1.3404346851839917,0,5.486783423916499E-4,5.6949834087613678E-2,7.7066448285549073E-3,1.7025948087662106E-2,4.6436618179603869E-4,5.4706065492215832E-4,5.8873110949948119E-2,1.0561320330546982,0,9.7046296394638673E-2,3.6543600683007903E-2,8.2055498393386345E-3,1.4889187642016873E-3]
[null,1879,1.0281021668297481,0.96440930554793969,1.0156192561148281,0.97350039419101264,1.0039740572181635,1.0004263762842558,1.0209801490372044,null,1.2879089040035017,0,5.7444188799490414E-4,5.5373088412792849E-2,7.6638061038024384E-3,1.6050425915626332E-2,4.5070678277975469E-4,5.7274753152300321E-4,6.1361153123655414E-2,1.0045721102175187,0,9.7251465366052045E-2,3.604227966414781E-2,7.5867327989640994E-3,1.5588299746325909E-3]
[null,1880,1.0135292685866115,0.97532216472106825,0.97564074528878308,1.0157569593047227,1.0033440664808619,1.0151449737469025,1.0280574977462955,null,1.3340086353412406,0,6.3947622014218144E-4,5.4628981211715083E-2,7.7293154012494213E-3,1.6198863343103932E-2,4.3661175665854251E-4,6.376173881052098E-4,6.2717340691858386E-2,1.0493914288683379,0,9.7523309810182909E-2,3.6415989331048323E-2,7.2332694192170227E-3,1.7353843399068819E-3]
[null,1881,0.97256193174171757,0.98801229515210998,0.97259703094704297,1.0217172813169397,0.99749854194457388,0.97466359953197623,1.021805750469869,null,1.3412720028269771,0,6.4055314390130253E-4,5.4212573675179586E-2,8.0125857841543986E-3,1.6261249209781687E-2,4.51210437029706E-4,6.3861384729014864E-4,6.3205741561217485E-2,1.0556440843966013,0,9.8266768134547003E-2,3.6205199426517759E-2,7.2764331252323832E-3,1.7380963733256037E-3]
[null,1882,0.97681808833437989,1.0246659984183211,0.97108711090910693,1.0077425320552189,1.0040602872561819,0.98510017350394963,0.95637046577515039,null,1.3205164091487118,0,6.3725106962365995E-4,5.3688854213607091E-2,7.8619017655276995E-3,1.5984509614588888E-2,4.4204300151934811E-4,6.3534220998210766E-4,5.8064884019719473E-2,1.0412518669523041,0,9.8471485944796253E-2,3.5888357480595587E-2,7.1352229606250926E-3,1.7291920550680647E-3]
[null,1883,1.0276230557492865,0.97829643528999277,0.98355681702338538,0.99762108584114939,0.95917195923246923,0.98278205781185812,1.0219126671756795,null,1.306052922185565,0,5.9995497800810797E-4,5.2490161883634513E-2,7.6159305003286907E-3,1.5976586833645844E-2,4.3368303517464648E-4,5.9815359832458273E-4,6.040387710140218E-2,1.0304151502924088,0,9.5060087927885867E-2,3.4823335843651125E-2,7.207933233756683E-3,1.6279769133588202E-3]
[null,1884,0.99567034602879878,0.99476837088776393,0.99140074829533686,1.0406567889920169,1.0178524407542602,1.0256154944692231,1.0350413528792815,null,1.3655608135274684,0,6.3155509892368208E-4,5.6588292639061434E-2,7.8099490805695129E-3,1.6767615221560547E-2,4.4827626023864232E-4,6.2973803380785172E-4,6.3948863588465188E-2,1.0746195154753535,0,9.8681066289698152E-2,3.7365794777199215E-2,7.6193179254972869E-3,1.7139393349379197E-3]
[null,1885,0.98840742209752019,1.0017962354672612,1.0264143202668681,0.95401048385516385,0.98282416248978999,0.9660105702113303,0.99137401314795925,null,1.2655269344807765,0,5.5562246325480428E-4,5.5325966522280327E-2,7.8539155545550906E-3,1.5869922318516104E-2,4.668678823060734E-4,5.5392522920757158E-4,5.9678981818342809E-2,0.98416001980153867,0,9.7208657406092108E-2,3.5785066538787887E-2,7.6716319999046252E-3,1.5076018725002766E-3]
[null,1886,0.9853376064439211,1.0330032270079375,1.0169779150503073,1.0110816416289519,0.97386942418415767,0.97352517622256152,0.99568595560198581,null,1.3240343682880042,0,5.6584336962474575E-4,5.4763845300156211E-2,7.7799769087792871E-3,1.6568242846717485E-2,4.5815844184790967E-4,5.6412825613630575E-4,5.9360678691037151E-2,1.0433126345425472,0,9.6842931778128832E-2,3.5617318386475909E-2,7.7969253574275655E-3,1.5353711483733685E-3]
[null,1887,1.0026502779459874,0.97830301288563171,1.0291705030645026,1.0057226145228297,1.0104840383143987,1.0068028274884318,1.0333743123514216,null,1.3282848754015721,0,5.7300420632319193E-4,5.7540012002765616E-2,7.8168743245689912E-3,1.6709838214633607E-2,4.6593549711249044E-4,5.7132479451724812E-4,6.341155218654608E-2,1.0374261840783199,0,9.8193781760220186E-2,3.715752135858387E-2,8.009897637119295E-3,1.5549577535080531E-3]
[null,1888,1.0228012240505759,0.99921937919570714,1.0356713443749777,0.95862625612637875,1.0146754705661907,1.0317305163912636,0.99244481455385058,null,1.2745645086649013,0,5.6308986621363382E-4,5.7667372618975907E-2,7.5998674287216248E-3,1.6051212939646634E-2,4.5591758434756623E-4,5.6147938651844001E-4,5.9772214532813443E-2,0.98866569660201986,0,9.7916705867331061E-2,3.7099769818562639E-2,7.8091999537029787E-3,1.5281617984731724E-3]
[null,1889,0.99529401687218155,0.96856650522648413,1.0028843906151532,0.96704936652051943,1.0193247258289859,0.97656432663052173,1.0176727825550353,null,1.2837455555734119,0,5.9372887627949901E-4,5.5069532299663909E-2,7.8996356075382319E-3,1.5847063924110859E-2,4.5869674602177222E-4,5.9193484035942421E-4,6.2265057399516203E-2,0.99827835644452956,0,9.8774588916541547E-2,3.6115043711904889E-2,7.4283230553126144E-3,1.6110515041906708E-3]
[null,1890,1.0099589187828171,0.98927068521672878,1.0251778438124197,0.96849296672479246,1.0243747368494955,1.0245968273634478,0.96952052199830185,null,1.2856025585116879,0,5.8114859650342009E-4,5.7662461791753702E-2,7.7247989241699608E-3,1.6077948772820132E-2,4.5863036289323181E-4,5.7947489500518549E-4,5.9230876264822818E-2,0.9991349191191885,0,9.8682428894527191E-2,3.7323188840058204E-2,7.7318396025955662E-3,1.5771396403563146E-3]
[null,1891,0.99826968404649818,1.0015819872519547,1.0074249039562144,0.9913414907815935,1.006452916408785,0.98053767882490939,0.98626278862391148,null,1.3044324799062452,0,5.809498756182219E-4,5.462891228336015E-2,7.7723106175664036E-3,1.6191276648862534E-2,4.5336212997144708E-4,5.7920156661284909E-4,5.9211504174630052E-2,1.0232216601083155,0,9.8082742661512651E-2,3.5729921785607563E-2,7.5661420748485524E-3,1.5763957305750561E-3]
[null,1892,1.0329582871047374,1.0339063625922438,0.99441847499757774,0.98689791970479024,0.99043268711464838,1.0113267612605206,0.99533714149190788,null,1.2938828531884101,0,5.8739699593865708E-4,5.3111794408156866E-2,7.4134217116739705E-3,1.593472256604013E-2,4.2681413952954723E-4,5.8568310161670088E-4,5.7654480395702111E-2,1.0190169034708025,0,9.6459585960111907E-2,3.5007032187377773E-2,7.2657759111172853E-3,1.5940363322181005E-3]
[null,1893,0.99346222571602083,0.98521737027848411,1.026057594990021,1.0287096160211484,0.9906336419101508,0.98121322881390405,1.0418190954989746,null,1.3497412180510138,0,5.6567571075111461E-4,5.6269130475581484E-2,7.8661982172974348E-3,1.699328395141695E-2,4.6743278218753576E-4,5.6397453981329266E-4,6.3449819550341138E-2,1.0612305012195988,0,9.7458490055897698E-2,3.6402668360970301E-2,8.0704418254454301E-3,1.5349527832146988E-3]
[null,1894,1.0085383256365281,1.0038726134176976,0.99781627656212146,1.0089693198256973,1.0073652263347126,0.99204789037146013,0.97735261715010191,null,1.3212379721582657,0,5.9295970846947395E-4,5.4165063524355572E-2,7.6838126836934898E-3,1.63126850380798E-2,4.4389815893338135E-4,5.9119596115876942E-4,5.8338928666007109E-2,1.0417041861927074,0,9.7863356170399124E-2,3.5629016873250742E-2,7.4897480795715135E-3,1.609040518577952E-3]
[null,1895,0.9718943416993483,0.98733902327109513,0.98684342327667218,0.99953396701699992,0.96559611327039774,1.0204666992587625,0.98409636279131207,null,1.3208890419458126,0,6.518127120335674E-4,5.7603306545423269E-2,8.0238810288872451E-3,1.6091237038280252E-2,4.5843789982716706E-4,6.4992790103486013E-4,6.2374392429850233E-2,1.0322916798120993,0,9.6756975894198488E-2,3.8140075236133039E-2,7.3820513741713377E-3,1.7688894979418933E-3]
[null,1896,0.99945368127928058,1.0186557136534622,0.97482727279023706,1.0106019522148526,1.0079945469308262,0.98519165101234996,0.96659596013072679,null,1.3207645514703692,0,6.1953936560501133E-4,5.2790990839937248E-2,7.7028560644865031E-3,1.6056216046710568E-2,4.3475656143557496E-4,6.1768373296807247E-4,5.7544134225283365E-2,1.0440908041201227,0,9.8091579388722025E-2,3.520812972289105E-2,7.165808631665372E-3,1.6811315017512443E-3]
[null,1897,0.97176432919545019,1.0381686115740019,1.0053085348991251,1.0011479340646565,0.99996976818097327,0.97085301422473835,1.0334229394064376,null,1.3183994245058028,0,5.8504687143118165E-4,5.4662046918744149E-2,7.8700126727270781E-3,1.6351316479571835E-2,4.5808901997140182E-4,5.8326866983268179E-4,6.2206646114723159E-2,1.0334061296713901,0,9.8443918964094879E-2,3.5796366390584623E-2,7.619211430773036E-3,1.5874650448192251E-3]
[null,1898,0.98048942837330766,1.015285108254369,1.0074023142227264,0.97703840139651477,0.99980422785298395,0.96641312930347045,1.0347278557599509,null,1.2926441655627594,0,5.7983167178271501E-4,5.4517639111416244E-2,7.8703528026293646E-3,1.603317611913517E-2,4.5907059017486732E-4,5.7806122478078865E-4,6.2334966424392367E-2,1.0084592552546188,0,9.8211305956547035E-2,3.5657619756256059E-2,7.5292578985684394E-3,1.5732920960217715E-3]
[null,1899,1.0118486418337775,1.0245931678533711,0.99763809855387142,0.99438031450662623,1.0020315100332278,1.0109649842778305,0.97593406279871142,null,1.3057620029537389,0,5.9760858863135136E-4,5.4563386945025674E-2,7.5962987473765318E-3,1.6096041917452709E-2,4.3876374090696339E-4,5.9586427515911217E-4,5.7982298541609162E-2,1.0266471428099158,0,9.7524744156983936E-2,3.5894836279022686E-2,7.3984879985405268E-3,1.6217461303775879E-3]
[null,1900,0.99852407512106467,0.97675016227380285,1.0058381394230349,0.98544991610450017,1.0009090444099995,1.0014653853557525,0.99731008357470685,null,1.3030062176156934,0,6.0116236435584077E-4,5.6262897183396297E-2,7.8483594329594262E-3,1.6114628858404843E-2,4.5707115954339691E-4,5.993910336168837E-4,6.1316283006419635E-2,1.0171868548516863,0,9.7806431901432581E-2,3.6833165440865255E-2,7.5509523074201463E-3,1.6313448043040295E-3]
[null,1901,1.0052979650136908,1.0038780898662965,0.99574925469043174,0.9698868640029813,0.99385469736538745,1.0251428088347438,1.0164377016695294,null,1.2864526670028837,0,6.1735466822675396E-4,5.6047708401043297E-2,7.7080592788161097E-3,1.5780100717938866E-2,4.4437300279428414E-4,6.1557764057703301E-4,6.1885411074264825E-2,1.0014136090365682,0,9.7286676526107105E-2,3.6912829897077865E-2,7.3002766833860045E-3,1.6753994125360049E-3]
[null,1902,0.98622044500507922,0.98787789801251336,0.99862459947581383,1.0101203103279406,1.0130306582475375,0.98328232903977464,0.97100870071262957,null,1.3266712678821784,0,6.0388095932850823E-4,5.5296111919173399E-2,7.9085416973354843E-3,1.6365848545868394E-2,4.5725261686665591E-4,6.0206871428637656E-4,5.9521282829218931E-2,1.0428681726727311,0,9.8694399333128457E-2,3.6355509810475174E-2,7.5673281340337814E-3,1.6386325683891926E-3]
[null,1903,0.9935806874583808,0.99237267971734944,0.9741110941065394,1.0153260081592725,1.0014849063479145,0.95738495984328786,0.98618771151432394,null,1.3261060099077253,0,6.1288352026907039E-4,5.2106210924727857E-2,7.8296538066286291E-3,1.6130862987462701E-2,4.415905942620384E-4,6.1099450633441039E-4,5.9047018363475805E-2,1.0489936026411808,0,9.7922432980745072E-2,3.4766523852852442E-2,7.207077138366381E-3,1.6629256319573827E-3]
[null,1904,1.0144133179494443,1.0059430068496316,1.0043735454603699,0.98179962409758814,0.99748218755567497,0.99304694072969346,1.0007707014793463,null,1.2928908418037099,0,5.816660274846851E-4,5.4196614437126124E-2,7.6346019758020455E-3,1.6011757237241596E-2,4.4397015701286654E-4,5.7993761362608266E-4,5.9361465695094394E-2,1.0134615849914579,0,9.7250219967420296E-2,3.5511223191283921E-2,7.4427335572230212E-3,1.5783990079072448E-3]
[null,1905,1.0283701356449886,0.99114334649623648,0.98599360444299899,1.0000932125023267,0.97418385325496859,1.0106307308277209,0.97612067235243394,null,1.3090677726689193,0,6.1021370806356554E-4,5.3787100168388037E-2,7.5713680752563526E-3,1.6017535986791575E-2,4.322117861840482E-4,6.0843201340512521E-4,5.806410352005479E-2,1.0328948953651182,0,9.5771378284114375E-2,3.5631490239502767E-2,7.2435195672370441E-3,1.6559513709294357E-3]
[null,1906,1.0130298566170266,0.97532793136011764,0.95588921530124016,1.0091980504628451,1.0273802348237131,0.99264071601289894,1.0034507149847074,null,1.3229441930495518,0,6.5162557274450056E-4,5.2430844630354106E-2,7.7283004731685543E-3,1.5859674188618292E-2,4.278093047434325E-4,6.4968848250449376E-4,6.0539744089041468E-2,1.0432290849925892,0,9.8676174328623564E-2,3.5374830977772359E-2,6.9114292752532466E-3,1.7682378796265335E-3]
[null,1907,1.0331644695214166,0.99914364876877981,0.96443297707231546,1.0277315500338446,0.99456251044110933,1.0059228692870499,0.9980193135272214,null,1.3372206656433325,0,6.3006400884147091E-4,5.2027582824668718E-2,7.5069339794250631E-3,1.6163568761381853E-2,4.1922015450726521E-4,6.2821574567493998E-4,5.8678066778943473E-2,1.0621157105135397,0,9.6621835603406703E-2,3.4919264829451527E-2,7.060534292711031E-3,1.7097961684622814E-3]
[null,1908,1.0287681135248359,1.0084302458151613,0.97763929225705393,1.0017525206427016,1.0096774098071994,1.0129309475556749,1.0062786571771751,null,1.3128459156306618,0,6.1773481325523767E-4,5.3091476915629161E-2,7.514292353414726E-3,1.5982712830966903E-2,4.2533030403281544E-4,6.1593525439784011E-4,5.9343764900155686E-2,1.0348622758167505,0,9.746978146690545E-2,3.5348283316702145E-2,7.1334245654933268E-3,1.6763727194688772E-3]
[null,1909,0.98170164126829762,0.98485676059684879,1.0378224352525363,0.99050027515314421,1.0174268147453305,1.0233695850636437,1.0097634078936839,null,1.3175427959245198,0,5.8266931687517471E-4,6.0059161973405349E-2,7.9645734568789036E-3,1.6606004289382251E-2,4.7880985741137727E-4,5.8098922333556561E-4,6.3591353109613488E-2,1.0214774179530921,0,9.9067310077508117E-2,3.8590543486744344E-2,8.1280406711511776E-3,1.58126114287341E-3]
[null,1910,0.98957501078301691,1.0349738544874685,0.98542572638597237,0.96343061074306624,1.0045281571337736,1.0061876921762989,1.0043874695257873,null,1.2771895843138019,0,6.2124437087831175E-4,5.4664719994878409E-2,7.7330380457933424E-3,1.5565909004661664E-2,4.4118680701938127E-4,6.1942245934836968E-4,6.0529949000360517E-2,0.99504632892206391,0,9.8183139967682381E-2,3.6225236571402579E-2,7.1160341696815373E-3,1.6858637417874161E-3]
[null,1911,0.99350939915988379,0.9819622806912125,1.0113300565824308,1.0107379591143406,1.0028241426651989,0.98863052403434981,1.0191831444119923,null,1.3303277607317094,0,5.8843417753545008E-4,5.5990316656988275E-2,7.8725681543358461E-3,1.6555020002741911E-2,4.6100695476106114E-4,5.866778411736794E-4,6.2398190650919429E-2,1.0431255079841208,0,9.8030537556519651E-2,3.6536072643729461E-2,7.7635527785764801E-3,1.5967436853763892E-3]
[null,1912,1.013618815675603,0.98874730284169476,0.97836987320734226,1.0008633532705475,0.9642609450268943,1.0045755563357457,1.0201928850601099,null,1.3137580781780409,0,6.2577184995730409E-4,5.3899947601409155E-2,7.6871462776137763E-3,1.5982666541242932E-2,4.3543790562468565E-4,6.2393371567694047E-4,6.1454365852529155E-2,1.0339214744945799,0,9.5633703839479361E-2,3.5870710137855248E-2,7.1763217676087156E-3,1.6981418943785367E-3]
[null,1913,0.99382655291094757,1.0413857242831419,0.96737053208042634,1.0438047712582335,0.96578154721235776,1.0001150142037429,0.96976230477342806,null,1.3546376670218285,0,6.3665376953332751E-4,5.3040658490126374E-2,7.6765865801745594E-3,1.6402460787903347E-2,4.299863061657111E-4,6.3477533014596663E-4,5.7806561343065901E-2,1.0786322861583924,0,9.6181963814324131E-2,3.5535411149468135E-2,7.2059816365679106E-3,1.7276491950259769E-3]
[null,1914,1.0002963940855132,1.0464885237765167,0.95403611311690473,1.0016580273267357,0.9745225112580389,1.0202852642840845,1.0128761373588373,null,1.3134425695335143,0,6.6198027041328221E-4,5.2969923215458688E-2,7.6088446984452149E-3,1.5703882692503304E-2,4.2039296988798742E-4,6.6006571804487295E-4,6.0428508281509308E-2,1.035492561413484,0,9.6428997995784818E-2,3.5779360955856071E-2,6.8155305690417367E-3,1.79648129391267E-3]
[null,1915,1.0194186400977017,0.97447877668928795,1.0159291991024624,0.99557277945563127,0.9765451087915612,1.0040071800167951,1.0077343561770935,null,1.3102496555466827,0,5.7862500987929772E-4,5.5829100912556551E-2,7.6971168665692716E-3,1.6345768660505359E-2,4.5280560711661097E-4,5.7692440194512674E-4,6.0850635936541116E-2,1.027339951284266,0,9.6130128655363536E-2,3.6332486856484082E-2,7.7031633361958245E-3,1.570198039016647E-3]
[null,1916,0.97044809381143904,0.97511182669532359,0.97569950454956511,0.95314779070399736,1.0346148465561082,1.0025460572113383,1.0072774149349308,null,1.2752461060115583,0,6.5955252073157851E-4,5.6352009998479329E-2,8.0731548989781791E-3,1.5382465808994848E-2,4.5606178381491034E-4,6.5761123765063854E-4,6.3781858490910948E-2,0.98470739300592447,0,0.10012099493463288,3.7563232753036468E-2,7.021074612468722E-3,1.7898010073988083E-3]
[null,1917,1.0112766339950501,1.0272942238462612,1.0344638682162888,1.0041265066704848,1.0286754792308566,1.0141449170954142,1.0241361576985548,null,1.3228172054237413,0,5.5502516640936676E-4,5.6632179043198873E-2,7.6014602836016239E-3,1.6723635560728679E-2,4.5547057422941334E-4,5.5341022609640001E-4,6.0928363444183814E-2,1.0356265685105086,0,9.8869064124727096E-2,3.6459232042526303E-2,8.0166465765454126E-3,1.5062002038023976E-3]
[null,1918,1.0303361448998896,0.9758007908323767,1.0110202054748751,0.95822184886941308,0.97650414342562319,1.0095712653456983,1.0029837773494727,null,1.2689624761300347,0,5.8125535805314608E-4,5.5258965359294317E-2,7.610245523127823E-3,1.5743836141772855E-2,4.4550777279445347E-4,5.7955643462016641E-4,6.0040748657264269E-2,0.98893533820599611,0,9.5865069505734257E-2,3.6065417569020625E-2,7.4216847541532325E-3,1.5773615643087664E-3]
[null,1919,1.0233477264809856,0.98960403782688344,1.0167584259881111,0.97415486206429691,0.98108672142108933,1.0166741222334725,0.98663781766710512,null,1.2864177828897678,0,5.7909120842528376E-4,5.6016126701467057E-2,7.6206708546243725E-3,1.6029642346382652E-2,4.4867891525846059E-4,5.7741043558922006E-4,5.923490055409765E-2,1.0052149699404771,0,9.6257415713498065E-2,3.6436467507527798E-2,7.5890702668952514E-3,1.5715208623749207E-3]
[null,1920,0.99550459336053787,1.0343845822083368,1.0068094681892008,1.0269491706797529,0.97432821863387364,0.96447972303780671,0.97595624671923054,null,1.3358111077655788,0,5.6640738829026246E-4,5.3159866796687626E-2,7.6939274944561025E-3,1.6640982784279362E-2,4.4851355328232674E-4,5.6467446385139017E-4,5.7272250226543392E-2,1.0599931119497881,0,9.6596852770567468E-2,3.4781744742393782E-2,7.6887326263007155E-3,1.5368577457165022E-3]
[null,1921,0.98011197843492215,1.0025317053957046,0.97838592386618461,1.0031831695849718,1.0339435702317905,1.0438629105067569,0.99219985502017638,null,1.3281928630199706,0,6.6873848640896074E-4,5.7610001034073717E-2,7.9060436919328632E-3,1.6086422307831676E-2,4.4784464816778456E-4,6.6684807352163479E-4,6.256707642679589E-2,1.0363174237491146,0,9.983984406851279E-2,3.8339398947129101E-2,7.2657579295805534E-3,1.8149406297175328E-3]
[null,1922,0.96583404186776844,0.98485609094497606,0.99522912151583942,1.0154819371967727,0.99173420597530137,0.98159766254854164,0.99383989251634064,null,1.3365222663859955,0,6.2067992028599396E-4,5.6253883363946322E-2,8.0845058789258163E-3,1.6431249541322135E-2,4.658310923602812E-4,6.1881406482277776E-4,6.2252619600885573E-2,1.0485065695399971,0,9.8190733238217823E-2,3.706011184733999E-2,7.5944202460188704E-3,1.6842078924459564E-3]
[null,1923,0.99953203424105752,1.0072193794051691,1.0102452949865564,0.99239592305601876,1.0078572553194856,0.99249771576757218,0.9778311140384901,null,1.3061116143568592,0,5.8255346389349694E-4,5.5250180757317184E-2,7.7457783659696184E-3,1.6234009003587447E-2,4.5309094521423345E-4,5.8082145510493543E-4,5.8813489520401517E-2,1.0242274265137183,0,9.8122492272848721E-2,3.6076157080227086E-2,7.6099173733063623E-3,1.5808045330544167E-3]
[null,1924,0.98217798267531409,0.96529734139947698,1.0106479288421597,1.0194178930048545,1.0153342206350444,1.0097545315240533,1.0046737461117963,null,1.3453995587188536,0,6.1298590917164739E-4,5.8210111025735409E-2,8.0179309473463432E-3,1.6697037382104155E-2,4.6919933084456914E-4,6.1119456721130529E-4,6.3463637347389384E-2,1.0521040475776611,0,9.8922850302486195E-2,3.7999853140454495E-2,7.8532128750770733E-3,1.6634701317142404E-3]
[null,1925,0.98373723228864096,1.0370395189940489,0.96505900740957962,1.0283413487855215,0.97392104190422701,0.99945056348232497,1.00160474944755,null,1.3427027140374397,0,6.4691005470201798E-4,5.3519019597015181E-2,7.7677378164014658E-3,1.6205502382461226E-2,4.3406304804677863E-4,6.4500008533247086E-4,6.0429569138483803E-2,1.0627260693357192,0,9.6828724333491947E-2,3.5906528853637779E-2,7.1319318934977855E-3,1.7554776080539996E-3]
[null,1926,1.0215477738370198,1.0211899416158656,0.97714276004791445,0.99085803830193087,0.96866324932008741,0.99103560280892333,1.0004949933112994,null,1.2967641319426897,0,6.062220858427729E-4,5.2020421580040221E-2,7.5293213839053045E-3,1.5788622951455913E-2,4.2596564912916366E-4,6.0441704798017094E-4,5.8371759886295595E-2,1.0236226876264822,0,9.5655601844929133E-2,3.4645582424007254E-2,7.0609496757297451E-3,1.6450239585757071E-3]
[null,1927,0.9988221230250135,1.0075658097344717,0.97279975733660606,0.97954510674714623,1.0303844288050958,0.98414973224234892,0.96852287716843866,null,1.2899725066191634,0,6.2460354146487505E-4,5.2896695693422979E-2,7.7410549587085733E-3,1.5624247333539464E-2,4.3600999673525472E-4,6.227307600880828E-4,5.80028116651203E-2,1.0120654817539501,0,9.9187967974891683E-2,3.5322057339713227E-2,7.0031848386390696E-3,1.6948678458198693E-3]
[null,1928,0.99761577731130491,1.0085055562907232,1.0135922114284415,0.99803964706493886,1.0078619183691455,1.0336341461100638,1.0017835812464786,null,1.3191656460314503,0,6.0334289593918589E-4,5.7809777003161533E-2,7.7575185397702265E-3,1.6392034812842227E-2,4.5529682747215492E-4,6.0162046755358523E-4,6.1589193392031796E-2,1.029953933486627,0,9.8174116255410726E-2,3.7673158452400657E-2,7.7249271015722111E-3,1.6374125885470308E-3]
[null,1929,1.0044845951341124,0.98757428613403908,1.0105948962225024,0.97590652222247964,1.0041138070059594,0.98223564136157104,1.0139282178458489,null,1.2900610265260151,0,5.7780549920516801E-4,5.4856035120219804E-2,7.7686406072553053E-3,1.6030187820511434E-2,4.5458707908144945E-4,5.7606965877147619E-4,6.1011542722079183E-2,1.0071990720030608,0,9.7819506961835848E-2,3.5811414857460401E-2,7.5439034850788532E-3,1.5678717098639814E-3]
[null,1930,0.9767636915602862,1.0211366910524879,1.0180382314256706,0.97110027490619932,0.965013456797439,1.018535997184923,1.0036322644593401,null,1.2904164724280802,0,5.9864634216259718E-4,5.813207620145968E-2,7.8848887794341106E-3,1.6046035772922289E-2,4.6482703400400254E-4,5.969119880714789E-4,6.2137490053181164E-2,1.002026639824376,0,9.6636487605945259E-2,3.778445638968566E-2,7.6807074616146113E-3,1.6245976595465814E-3]
[null,1931,0.96842766844998029,1.018934188182075,1.0036637300689104,1.0107919919128048,0.99186798661673814,0.98013102434478083,0.99878900293931194,null,1.3291497836188015,0,5.9916515646207043E-4,5.5705346412500321E-2,7.9560095601877642E-3,1.6450569205226535E-2,4.6233151361905317E-4,5.973612823256104E-4,6.122694755306711E-2,1.0434101947304171,0,9.8137986990730924E-2,3.6515141796046438E-2,7.6612392407443119E-3,1.6258204903965162E-3]
[null,1932,0.97616559495434641,1.0327194344421298,1.0055879858926264,1.0021025302797379,0.99381722609363521,1.017168215601528,1.0014356156360109,null,1.32256206500316,0,6.1112447143833249E-4,5.7154668149355471E-2,7.8511079092699453E-3,1.6354292209696798E-2,4.5711663139661802E-4,6.0935158584015867E-4,6.1612016993535169E-2,1.0343831941833779,0,9.803158652672346E-2,3.7422512214975001E-2,7.6388889264652907E-3,1.6584541439606253E-3]
[null,1933,1.0011853239154938,1.0069951530511794,1.005050004316437,0.99374319140646694,1.0050877622372307,1.0201546522718861,0.99631688389240192,null,1.3113590299203606,0,6.0433669176901666E-4,5.6428575409279973E-2,7.7324044588211989E-3,1.6215667926095391E-2,4.4996266055251328E-4,6.0258863003185463E-4,6.0666656316064119E-2,1.0257704046809657,0,9.7941731791853073E-2,3.6958862837078464E-2,7.5564642937282671E-3,1.6400476076582052E-3]
[null,1934,0.9899562414010058,1.035666624407122,0.98501064397692961,1.0157345267800688,1.0242285162213771,1.0041454170823996,0.99791487699935633,null,1.3323653195452889,0,6.2011126716162346E-4,5.4496230753350527E-2,7.7278901034545343E-3,1.6295737320412965E-2,4.4070767563164686E-4,6.1828897993812515E-4,6.0032827507260564E-2,1.0490793737528934,0,9.9125983137516999E-2,3.6122597223497657E-2,7.363015574009305E-3,1.6827787844841176E-3]
[null,1935,0.99383849580293115,1.016400119270636,1.0077347925298168,0.98023586877755453,1.0009303016978079,1.0297180148181706,1.024249438436819,null,1.3007875195092882,0,6.0882710750854367E-4,5.7312170289653928E-2,7.7613129570705749E-3,1.6084999968586554E-2,4.5286108341605768E-4,6.0708241262129781E-4,6.281879922548593E-2,1.0117499236537335,0,9.7926613643714938E-2,3.7478038663801498E-2,7.5522665162200964E-3,1.6522782024916366E-3]
[null,1936,1.035438300725841,1.0184892562670034,0.99390377185014223,0.99139110004342967,1.0030539486887045,1.0015086346089295,1.0066717783617714,null,1.2993295915732228,0,5.8442210521184718E-4,5.2759151012566077E-2,7.4401227815235659E-3,1.6008733989912684E-2,4.2812912867885172E-4,5.8270017417212997E-4,5.8350861351400364E-2,1.0236715932953686,0,9.7012114945928818E-2,3.478528673082066E-2,7.2894024810282549E-3,1.5859177870357465E-3]
[null,1937,1.0485428953737075,0.96292266164741369,1.0276852269937986,1.0169984439454047,0.98384615389107821,1.0042149581743549,1.014046438238132,null,1.3298203031139197,0,5.5169616064395383E-4,5.5152352778020143E-2,7.52192035361373E-3,1.6772788731295903E-2,4.4769587594046585E-4,5.500750334391833E-4,5.9931225469835266E-2,1.0491011503768477,0,9.5820890835376732E-2,3.5646404291894973E-2,7.9303726194635306E-3,1.497122908835418E-3]
[null,1938,0.96871170151825015,0.99824092878621162,1.012787194353733,0.99323955897851435,1.0018794277816299,1.0288951702137137,0.98417261076585161,null,1.3186533125373516,0,6.2207263349713592E-4,5.9458948062104867E-2,8.0215386402859475E-3,1.6333259909474387E-2,4.7041440057250203E-4,6.2028855571069641E-4,6.2505204101222775E-2,1.0250238389042003,0,9.8625154905356019E-2,3.8766232990045994E-2,7.762283731298579E-3,1.6882209705770801E-3]
[null,1939,1.028655080257733,0.95844319070302286,0.99803403973002436,0.9847194696958097,1.0175948775375423,0.99543024740143071,0.97109550260933664,null,1.2959839629309799,0,5.9398406188141068E-4,5.4294899933704961E-2,7.6744503816193292E-3,1.5974815089892999E-2,4.4345446261388711E-4,5.922232710138443E-4,5.836348347714003E-2,1.0166611811942192,0,9.7877925984434816E-2,3.5709791764966102E-2,7.3738849159043791E-3,1.6118365173508626E-3]
[null,1940,0.99989082818454544,1.0075973035597121,1.021855557560142,0.99145159825320139,1.0179284240262403,1.0069517866775972,0.96859479236037826,null,1.3074818292385848,0,5.7664551494134681E-4,5.6642351909175305E-2,7.7446858334096645E-3,1.6359764307832255E-2,4.582978244566525E-4,5.749556808790151E-4,5.8662653454745355E-2,1.0229156771006331,0,9.8613945621675053E-2,3.6734036616524961E-2,7.7872665749311957E-3,1.5648398292634157E-3]
[null,1941,1.0031662780674007,1.0072599257317754,1.0362368945099094,1.0191645476919959,1.0026343867223615,1.0311347465973004,0.99771488912006334,null,1.3410218735631727,0,5.7126896238159476E-4,5.8604702421669E-2,7.7239570217147906E-3,1.6947567156555481E-2,4.6362006309884379E-4,5.6963414583137417E-4,6.098656184422184E-2,1.0510844693248496,0,9.780923035728141E-2,3.7690474552537163E-2,8.1625692726862483E-3,1.5503563651072941E-3]
[null,1942,1.0269385849164812,0.98177145346400641,0.99461728344159528,1.0135945523026624,0.96506090352266038,1.0156518042132594,0.97105343980486625,null,1.3245746773924103,0,6.0552594464430417E-4,5.4784585763254234E-2,7.6128639723849062E-3,1.6305375336799821E-2,4.383845249358746E-4,6.0376667775158559E-4,5.8292625283984628E-2,1.0465763576106175,0,9.5373065043098615E-2,3.6105316988514102E-2,7.4446082705035607E-3,1.6432538652079863E-3]
[null,1943,1.0169312399721535,0.99383921259784025,1.0127909950204987,1.034779474603559,0.96874686991354431,1.0206521408881437,0.99349448770478455,null,1.3510746683533976,0,5.8886391536248212E-4,5.6284130524126293E-2,7.6547037364297337E-3,1.6850269926150751E-2,4.48903469896604E-4,5.8716143931771252E-4,6.0000959904616465E-2,1.067892941944141,0,9.58088441387248E-2,3.669622334980633E-2,7.8413339554431472E-3,1.5980598801063621E-3]
[null,1944,0.99011608883424118,0.99944968395577394,1.0049686371571329,0.98179793002251481,1.0145912378501323,0.98477093214548428,0.99135229515109102,null,1.2972023892619402,0,5.9177479240104646E-4,5.523630165808982E-2,7.8423889839286109E-3,1.6049662804802346E-2,4.5632563936328795E-4,5.9000156244589416E-4,6.0203064801609849E-2,1.0134425270048568,0,9.8678164625932221E-2,3.6179705417004979E-2,7.5102317972914135E-3,1.6057897590149351E-3]
[null,1945,0.97609144289163552,0.99187973090396608,1.0149607210987557,1.0057287392209142,1.0030003360627469,0.98202486932986621,0.969668383539525,null,1.3240027705163184,0,5.8809138198417585E-4,5.6573141183844558E-2,7.9818243516963684E-3,1.6498511074667419E-2,4.6910135783943292E-4,5.863242615563889E-4,5.9903024065586674E-2,1.0378485166099045,0,9.8488384971985726E-2,3.6837635293052055E-2,7.8086173699538136E-3,1.595781358215614E-3]
[null,1946,1.0111242993747891,1.0003017541248536,0.97505587191720799,0.95986951248724328,1.0000128702473687,0.98662769115990057,0.9966597315800898,null,1.2681908405346531,0,6.1746599453759625E-4,5.2650966507242956E-2,7.6695802273803399E-3,1.5371484727880318E-2,4.3297931510521363E-4,6.1561926386373249E-4,5.9268027910385893E-2,0.99167052103732234,0,9.741967581519477E-2,3.5109876517266506E-2,6.9240625101452801E-3,1.6755126974012883E-3]
[null,1947,1.0162962954761054,1.0213764879384577,0.99709719801438335,0.9945973589598246,0.97368807258228018,1.0203092720195888,0.98814720146471713,null,1.3058452547408403,0,6.0192319143687804E-4,5.4869039610030423E-2,7.5724438199791435E-3,1.608412423972503E-2,4.3714778592912661E-4,6.001823746676451E-4,5.8823947081919861E-2,1.0268872853635158,0,9.604581959986086E-2,3.6107541827551118E-2,7.3861476553198427E-3,1.633498573778694E-3]
[null,1948,0.99011168792616888,1.0044235054286914,0.98835572739457378,0.98679104072024415,0.96950454002967279,0.96244789499747541,0.98999447046644728,null,1.2959824496067445,0,5.9744251587173661E-4,5.3031129959914471E-2,7.8227573512035884E-3,1.5885226120346055E-2,4.4763149355130441E-4,5.9561078056519245E-4,5.9264435876019816E-2,1.0190861580674837,0,9.6478633016848975E-2,3.5080906766088583E-2,7.26634648893844E-3,1.6210562016574087E-3]
[null,1949,0.98112356484246399,1.0237489296650091,1.0067718905134777,1.0220578019209299,0.97484396478349233,0.969699678072656,1.0314518036261446,null,1.3381769703102606,0,5.8025907304671426E-4,5.4454629529607328E-2,7.8390343114694231E-3,1.6640483904201555E-2,4.5695528479816009E-4,5.7849332592571601E-4,6.1924549144420409E-2,1.054945489992472,0,9.6986703056219273E-2,3.5629681079532322E-2,7.7267416217658242E-3,1.5744681328961592E-3]
[null,1950,0.99048991165874478,0.99183959039168801,1.0169076938359816,1.0176818993513967,0.97579819450937455,1.0056419780323669,0.98437856992204198,null,1.3364715161657241,0,5.9109183326156172E-4,5.7200892695157997E-2,7.8664074751905264E-3,1.6678776509105053E-2,4.6321589632351406E-4,5.8935740882488116E-4,6.0650211726671698E-2,1.0501253846459742,0,9.6805302415964134E-2,3.720385775682962E-2,7.8751648837382237E-3,1.6040365852037215E-3]
[null,1951,0.97418421249089893,0.99615667712103706,1.0011310674241662,0.9752826067357443,1.0297794908576399,1.0288676432798334,0.99731930163197591,null,1.3002579820875257,0,6.3424615011605683E-4,5.8525855810943841E-2,7.9802040423032402E-3,1.5967957463608393E-2,4.6255996744819683E-4,6.3242711053669803E-4,6.3042014653349826E-2,1.0068282688424097,0,9.9817964049007515E-2,3.842168281804427E-2,7.4920353646501037E-3,1.7212581153399334E-3]
[null,1952,0.97589695543087895,1.0239491707806596,1.0045500046726026,0.99538310489442106,1.0330969591681052,1.0281836615873055,1.004294648577164,null,1.3196537972438984,0,6.2136174990141751E-4,5.7932018367882768E-2,7.8798471882820329E-3,1.6284476360201205E-2,4.5831283083462853E-4,6.195784777182382E-4,6.2429105676352986E-2,1.0274779134054786,0,9.9937695071675992E-2,3.7954803392584613E-2,7.6151198504289521E-3,1.6862883723587564E-3]
[null,1953,0.99810410451637588,1.0443148199404626,0.98015586892284479,1.0294697095686418,0.98660365914244474,0.9699140030641461,1.0405304922854761,null,1.3408949641154539,0,5.9808557952251097E-4,5.1788925496473535E-2,7.6381816085042201E-3,1.6410683901228181E-2,4.3345074913382739E-4,5.9626598793574277E-4,6.0734515586839587E-2,1.0634168209868853,0,9.7096312917078528E-2,3.4428642875216221E-2,7.3264101255496377E-3,1.6228394601309954E-3]
[null,1954,1.0057867831158711,0.99958656806282009,0.96733557379093982,0.98992591996083212,0.98808020884785563,0.98293384762540814,1.0147688071212675,null,1.3004469080477303,0,6.285359786257186E-4,5.2356100327122422E-2,7.7106116355199379E-3,1.5708387607183426E-2,4.3187668716340608E-4,6.2664907521038378E-4,6.0567187556986604E-2,1.0229567808589917,0,9.696405729523766E-2,3.5077528699049072E-2,6.9707320759799483E-3,1.7055322079105398E-3]
[null,1955,1.0210387026513015,0.97843216261909693,1.010876189001273,1.0042120707940034,0.96767932567345438,0.97843984266214556,0.99416843723643677,null,1.3139745570827717,0,5.6801915851247128E-4,5.3972115812712509E-2,7.6712404712981344E-3,1.6378122369765213E-2,4.4901383625752791E-4,5.6630609812222555E-4,5.9034281319142907E-2,1.0364039233435816,0,9.5657026655470406E-2,3.5228529340560741E-2,7.6407184780393853E-3,1.5412985163336243E-3]
[null,1956,0.99857854537961843,1.0249540856604358,0.99262435230113533,1.033977668256792,0.99912854444949073,1.0068338408683493,1.0146460061251859,null,1.3512528080708595,0,6.0928981608716025E-4,5.4792651524756292E-2,7.694942093712063E-3,1.6634881494867044E-2,4.4222105843736385E-4,6.0750411018816711E-4,6.094000438985387E-2,1.0676844562591299,0,9.7704195371554559E-2,3.6153647013263096E-2,7.5541686469265228E-3,1.6534259242560897E-3]
[null,1957,0.99547262746162368,0.99949717216499601,0.97848255315014476,1.0282113239268573,0.96942079506317336,0.97105387445645741,1.0197583493543143,null,1.3412030072184435,0,6.1311566883127185E-4,5.2822462936615897E-2,7.7935177058330932E-3,1.6368196324197906E-2,4.4151391528624104E-4,6.1125253990719844E-4,6.1138033174846389E-2,1.0621692145615518,0,9.632894500091399E-2,3.5151243480942659E-2,7.3281153328951147E-3,1.6636279142817677E-3]
[null,1958,1.0005339030802822,0.99595197537981983,1.0284396460160932,0.9958636823932917,0.99908376068975735,0.96714620844151467,1.0011538052342646,null,1.3093069987549222,0,5.4850232525744812E-4,5.495172515806887E-2,7.7774051580398757E-3,1.650178391779104E-2,4.6324780235851255E-4,5.4682880814410878E-4,5.9761958596896425E-2,1.0272775092135098,0,9.7693647403167022E-2,3.5501159619211971E-2,7.8919476492905587E-3,1.4882877537001063E-3]
[null,1959,1.0433347765308187,0.96447935873409829,1.0108418072655583,0.98299452793905306,0.96898778143688391,1.0077591255120082,1.0196457926660047,null,1.2939137090637471,0,5.7587768926187352E-4,5.471795475131444E-2,7.5505529568099467E-3,1.6091935845074155E-2,4.419345601962711E-4,5.7419145724062529E-4,6.0601293890340684E-2,1.0145072084440057,0,9.5201503679640725E-2,3.5716074872096756E-2,7.5241764318430132E-3,1.5627598644459737E-3]
[null,1960,1.0004494919058566,0.98615137462031111,1.0118156792844759,1.0219752109299163,1.010086886014649,1.0007774323525553,0.96509554633878836,null,1.3390459615050541,0,5.8992991638126188E-4,5.6217027441166204E-2,7.8047753898992543E-3,1.6674669254202641E-2,4.57258830766888E-4,5.881904872647336E-4,5.890306290329423E-2,1.0547082389130613,0,9.8209385712195188E-2,3.6673520782647184E-2,7.7989010975460767E-3,1.6008606093925895E-3]
[null,1961,1.0222654158949089,0.97792302288992894,0.98479611166411207,1.0018486544902325,0.99091007780573737,0.9709804779587019,0.96240798798583094,null,1.3080998611287227,0,5.9442185707547389E-4,5.2199469739382526E-2,7.6573138920412948E-3,1.6024509289999291E-2,4.3658789202890891E-4,5.926153981539742E-4,5.6855444657547966E-2,1.0347441460307101,0,9.672303383895528E-2,3.4604663857452249E-2,7.2435946313637858E-3,1.6129037581616196E-3]
[null,1962,1.0173128230970077,0.99548181793309298,0.99537344497342506,1.0284529378089933,1.008311467800779,0.9934955610439441,0.9836097783393376,null,1.3411823766504778,0,5.9368210436364663E-4,5.3832417606981701E-2,7.6425665506418845E-3,1.6557342105862398E-2,4.4043050188014379E-4,5.9191878147316123E-4,5.8509428343637093E-2,1.0618949630807606,0,9.7694480140894269E-2,3.5461794622245732E-2,7.5397092232679392E-3,1.6110077971960735E-3]
[null,1963,1.032345449309731,1.0145965414003557,0.98029243272512245,0.97482116548197273,0.98239542335435182,0.95723096101368432,1.0106878149997869,null,1.2758748069049368,0,5.7715201430482744E-4,4.99948961068062E-2,7.4706410568350498E-3,1.5597140391380217E-2,4.2400201643214372E-4,5.7537284491953364E-4,5.7551343063900251E-2,1.0069621815423044,0,9.606959729812678E-2,3.3233254072998299E-2,7.0075553132739558E-3,1.5659752122636182E-3]
[null,1964,0.99719915954203697,0.95396485200296699,0.98927237785930489,0.99238394829719623,0.99477110064397034,0.98569808470295284,1.005368192031634,null,1.3095077072706318,0,6.1900557714986387E-4,5.5101642434649156E-2,7.9291842988724638E-3,1.6027497958264868E-2,4.5414227793046617E-4,6.1715249587481033E-4,6.2172465708960525E-2,1.0248347269486546,0,9.7524007175676289E-2,3.6430553189850716E-2,7.355654709538674E-3,1.6796856495056454E-3]
[null,1965,1.020598968896536,1.0199526733025814,0.98615439707064556,1.0052289309599176,1.001605598316496,0.99035675053408678,0.99554329685623355,null,1.3138957481642444,0,5.9546124427293276E-4,5.2509130617630323E-2,7.5421206348130886E-3,1.611274069089819E-2,4.306123268182672E-4,5.9368703169916963E-4,5.8163052383583672E-2,1.0381941800892589,0,9.7281469254162936E-2,3.478153304334463E-2,7.2668629448997164E-3,1.6158203914077378E-3]
[null,1966,1.0203473007160226,1.0152895847874428,0.96419496708942676,1.0235859829196625,1.0039660063140532,1.0167449635746502,1.0002654911089863,null,1.3358709757577307,0,6.4103517653547003E-4,5.2897034557380186E-2,7.5525913310398414E-3,1.612294675732124E-2,4.216669462082384E-4,6.3917474518002213E-4,5.9361240101014533E-2,1.0578389596352382,0,9.737752885564939E-2,3.5507979910761017E-2,7.0532651419927322E-3,1.7396229524819001E-3]
[null,1967,1.010780690159492,0.97076057657389947,1.0047169602361326,1.02201253781801,1.0019032440498634,1.0334772813888407,1.0198323929404129,null,1.3449783032063711,0,6.1579728967442037E-4,5.7443025711595444E-2,7.7720148797974014E-3,1.6639758682777051E-2,4.5211669131530797E-4,6.1403903954786675E-4,6.3142598650188259E-2,1.0549609217925848,0,9.7552293227469361E-2,3.7630713815618125E-2,7.715406157417044E-3,1.6712118477343074E-3]
[null,1968,0.98511315229860941,0.98988367247179276,1.0023601399814586,1.00465897329834,0.98667834841775992,0.9990662574674648,0.99392230724169595,null,1.3233644136515736,0,6.0902828857623188E-4,5.6403050343734711E-2,7.9119447527617234E-3,1.6341911235532202E-2,4.5916980381645707E-4,6.0722947153787486E-4,6.141977675087093E-2,1.0371181287001461,0,9.745198961645514E-2,3.7001078994855129E-2,7.6064838220555927E-3,1.6526784483846008E-3]
[null,1969,0.97214626497779599,0.98373726285386576,0.98387926813660564,0.99874535065845704,1.0114469967479645,1.0006881101246181,0.99704792555552357,null,1.3206616255160217,0,6.4388633333862665E-4,5.6391734737137905E-2,8.0327852913752978E-3,1.6079287256848703E-2,4.5757012504549151E-4,6.4198764236455435E-4,6.2676306298001347E-2,1.031566629881651,0,9.8964967399808729E-2,3.7404478480087162E-2,7.3424860056912448E-3,1.7472787313468883E-3]
[null,1970,0.97266167056651343,0.97459683596981661,1.0055656513568019,0.96999778350469246,1.000328252974825,0.97279585862887985,1.000552662334782,null,1.2884863481951216,0,6.0034843153594446E-4,5.6135614496222508E-2,8.0640883170466672E-3,1.5915390779585554E-2,4.6950652424175478E-4,5.9852736637613587E-4,6.2315975602918142E-2,1.0012449005269828,0,9.8438022287771598E-2,3.6755763807305601E-2,7.5199127314258705E-3,1.6289941867825427E-3]
[null,1971,0.97500372313682782,0.97811315219944572,1.0027900296634686,0.99127185282885133,0.99980385912459646,1.0190810687117875,0.98976211056044983,null,1.3152085783975123,0,6.3011867536871455E-4,5.8435490620625773E-2,8.0324313137566921E-3,1.6189515427956779E-2,4.6636343561651825E-4,6.2829411836706664E-4,6.2821396220666598E-2,1.02328583736775,0,9.8348312461861001E-2,3.8324610833960798E-2,7.5964357992240137E-3,1.7100094730946999E-3]
[null,1972,0.98649478249413025,0.99356172186701064,0.97090491920832744,0.98947509471625339,1.0037858957718606,0.98892991374724459,0.98885853830982073,null,1.304170911597947,0,6.4155361731218856E-4,5.402216811218076E-2,7.8813208874430555E-3,1.5760307666219119E-2,4.4305239600031125E-4,6.396393117444239E-4,6.0558209914203166E-2,1.0223825252775252,0,9.8209259094354073E-2,3.6115162769862104E-2,7.0599324361992205E-3,1.7408873495258746E-3]
[null,1973,0.98013548545519735,0.99962040225676774,1.0194750166201825,0.95305729378544179,0.98260215756031855,0.98057481649456379,1.0245608380072744,null,1.2697848653625345,0,5.7753661596493544E-4,5.6319498572272218E-2,7.9253463942945152E-3,1.5823571953164705E-2,4.6788036311029449E-4,5.7579864463937289E-4,6.272829716150026E-2,0.98336905347688353,0,9.7401785314005743E-2,3.6575536105696291E-2,7.6084998941977015E-3,1.5671340987361809E-3]
[null,1974,1.0183992005313982,1.0413217953502019,1.0308208004677928,0.96626795462927328,0.98174661889799608,0.96814342578695456,1.0076218489961259,null,1.2714917590473931,0,5.2728620645967061E-4,5.3206924851501657E-2,7.5065897044807395E-3,1.6057321434640729E-2,4.4817121710386616E-4,5.2567907823543769E-4,5.772511853457634E-2,0.9966817424336929,0,9.6422704926092534E-2,3.4326451460654106E-2,7.6876164519780864E-3,1.4307251608952937E-3]
[null,1975,1.0002602946187831,0.97825985571927443,1.0386142688358122,1.0007267336769474,1.0059875852358826,0.97100459521273452,0.98855455147912785,null,1.31648834477528,0,5.4315964008792828E-4,5.6111636075222376E-2,7.838039885806827E-3,1.6694549967621881E-2,4.7157036245480693E-4,5.4150900898211585E-4,5.9726400832287592E-2,1.0320010120794876,0,9.8045998502549331E-2,3.6037629963688568E-2,8.089348723213383E-3,1.4738090140524838E-3]
[null,1976,0.99438073449409392,0.99639836462606768,0.98876284938376036,1.0042320167828047,1.0333698919510999,0.98860433041489426,1.0264246456978166,null,1.3227867560158766,0,6.1249187650292618E-4,5.4438363121596514E-2,7.8143070702390918E-3,1.6214595529704064E-2,4.4733214277428701E-4,6.106636851819007E-4,6.2272437758848838E-2,1.0370856232290568,0,9.9461020178563661E-2,3.6003021215704631E-2,7.3898587148745207E-3,1.6620252458354155E-3]
[null,1977,1.0433818505279309,0.98125118896112606,0.99958346150326061,1.0227793181477918,1.0003317121777169,0.98416413999883046,0.98775081934592412,null,1.3305832717096227,0,5.7171147765022073E-4,5.2502446927219303E-2,7.4956539739872317E-3,1.6500163063340404E-2,4.3379856750843255E-4,5.6999731040220517E-4,5.7464632370292992E-2,1.0559083656056654,0,9.6704459338183668E-2,3.4499079765098695E-2,7.5250414862230207E-3,1.5513447793519279E-3]
[null,1978,1.0033631255164512,1.0145390464766748,0.95200662942007896,1.0082184433548507,1.0181359789493261,1.0379057279086317,1.0207004175240222,null,1.3266834385116162,0,6.8257870596433558E-4,5.4285809470612664E-2,7.6797639346794407E-3,1.5819977911496023E-2,4.2342368868990884E-4,6.8063809426466585E-4,6.2264666186123967E-2,1.0423383656920708,0,9.8460356255475209E-2,3.6714134475378142E-2,6.8464089884877214E-3,1.8524725203009475E-3]
[null,1979,0.9942624230657785,1.0061859156891471,0.99327145030919839,0.98058869521224934,0.9883765471740672,0.95628065681952801,1.0008569872598492,null,1.2896651831126795,0,5.8473738076044281E-4,5.2679453541092679E-2,7.7858478310442814E-3,1.5868404243730136E-2,4.4773760060533361E-4,5.8293303690393607E-4,5.9423884898424116E-2,1.012536027808977,0,9.7292515360705836E-2,3.4745862342391569E-2,7.3007022669349117E-3,1.5865515626285436E-3]
[null,1980,0.9543471123816466,0.99373488507319285,0.96756863461696363,0.97647416356485206,1.0149980544026935,1.0027021010431618,0.95521093818520442,null,1.2967789785672497,0,6.769996054531277E-4,5.6436214585675638E-2,8.1453833297439708E-3,1.5565312062365708E-2,4.5633739427879442E-4,6.7500727988246555E-4,6.0880992032650579E-2,1.0090491840649383,0,9.9593667753388085E-2,3.7805748823360491E-2,7.0109835466684962E-3,1.8371472997500602E-3]
[null,1981,1.0208150774780169,0.97099570560759374,0.99765225643469368,1.0123229311031166,1.0059381179704934,0.97119903936868612,1.0182502031616789,null,1.324761558563496,0,5.8140444397659604E-4,5.3079809880629526E-2,7.6931529421777568E-3,1.6382234354877925E-2,4.4436439069263004E-4,5.7963794284011147E-4,6.049043307242933E-2,1.0451715550373037,0,9.7498620509285219E-2,3.4918562242843738E-2,7.5070092315755932E-3,1.5775834028142789E-3]
[null,1982,1.0199634626989791,0.98474800780099037,1.0157111845010118,0.98620356125845754,1.0064660508831862,0.98789467961981048,1.0083205206434189,null,1.2990062206190127,0,5.6691085454850813E-4,5.4660248365702185E-2,7.6607615707034882E-3,1.6218194202729078E-2,4.5056900850564324E-4,5.6521749982211156E-4,6.0022394820085867E-2,1.0176780745568845,0,9.7564531405696792E-2,3.5576372905129938E-2,7.6384314276843118E-3,1.538335710617047E-3]
[null,1983,1.0298776342527776,0.96056842971388878,0.99447148171307809,1.0006764140663635,0.97175039324243895,1.0040259922789485,0.99298405122838285,null,1.3122996728219518,0,6.0230405134877117E-4,5.4467240737273617E-2,7.6576894546109275E-3,1.6146303136132086E-2,4.4090096972153027E-4,6.0053388269168937E-4,5.9790918972132963E-2,1.0332422367858223,0,9.5627646996691379E-2,3.5899297647564325E-2,7.3947530279142451E-3,1.634455262745554E-3]
[null,1984,1.0142462771754697,0.97217040181323711,1.0312709094564487,0.99292590936649294,1.0039738958693334,0.98523182879912219,1.0226075638205665,null,1.3094648978931982,0,5.5328563685873972E-4,5.590921781296472E-2,7.7474813009900459E-3,1.6516299511987322E-2,4.6275911117601076E-4,5.5162851372234241E-4,6.1573237480479492E-2,1.0241658789004975,0,9.7598412470323498E-2,3.6060420691638388E-2,7.9314967662154987E-3,1.5013509700615392E-3]
[null,1985,1.0084895772034719,1.001777636008107,0.97833885224477135,1.0333295236429043,1.000302723018281,0.9867669702184062,0.99937492584495269,null,1.3462127572659655,0,6.146172031813085E-4,5.2931374729687182E-2,7.6858793335731505E-3,1.6431761466276989E-2,4.3535240036157995E-4,6.1277925219198294E-4,5.9544928097573203E-2,1.0674609645060236,0,9.7501321755042197E-2,3.5226780284886169E-2,7.3284495216910011E-3,1.6677831218403821E-3]
[null,1986,1.0121114476929787,1.0027125255081528,0.99776369812933274,0.99419859035353253,0.98881275010103231,0.96959937769748306,0.97355293559594869,null,1.3012418974066307,0,5.7782610687408969E-4,5.2770624638515194E-2,7.6602154232013227E-3,1.6076641527346117E-2,4.4251151567258718E-4,5.7606758145567049E-4,5.7284252496075223E-2,1.0264557965048795,0,9.6879051277911965E-2,3.4712861234677463E-2,7.3938352576748976E-3,1.5678660560951455E-3]
[null,1987,0.97150619453397724,1.0217720432527604,1.0119277834249178,0.98577150080114473,1.0061111397548592,1.0294098013318944,1.0004165935089344,null,1.3096727925818024,0,6.1593582188821565E-4,5.8719940183519462E-2,7.9240530162130035E-3,1.6220099436060606E-2,4.6429893042258032E-4,6.1417022732800921E-4,6.258579265930253E-2,1.0173417033466237,0,9.87553092705898E-2,3.8303782748733216E-2,7.6880096872718991E-3,1.6715688976258153E-3]
[null,1988,1.0206356211047296,1.030526375099919,0.97999088121345612,0.96824518340418397,1.01428432307669,0.96314175512887013,0.96026022941491651,null,1.2692268341545414,0,5.8409371100884148E-4,5.0551027011153458E-2,7.5093400598075476E-3,1.5492726777196857E-2,4.2606781036629959E-4,5.8230419273630973E-4,5.5012462180126273E-2,1.0001782454468551,0,9.7887090448793956E-2,3.3609051023098628E-2,6.9777728593118137E-3,1.5848400561026886E-3]
[null,1989,0.98472272035908415,1.0091396724245469,1.0185395917994258,0.98700973094310829,1.0141282783178522,1.0063155337650302,0.96228422737531405,null,1.3047531418866449,0,5.888488003274651E-4,5.7265218553277576E-2,7.8583444809221109E-3,1.626685749442458E-2,4.6349338085060836E-4,5.8712211405487691E-4,5.9107619244931256E-2,1.0184282997017944,0,9.8808231603174534E-2,3.7210088837091919E-2,7.7487624267462661E-3,1.5979528497044931E-3]
[null,1990,0.99758576222191242,0.99156520324768826,1.0151041601540693,1.0180029463801148,1.0059328217776113,1.034598025247919,0.95754428489412957,null,1.3387840744454103,0,6.0612167599803223E-4,5.8341796706031915E-2,7.8108715982946669E-3,1.6662855549488782E-2,4.5911990494476861E-4,6.0439292681189365E-4,5.9435993311149342E-2,1.050510441829446,0,9.8083232970888251E-2,3.7986096022847499E-2,7.8504369927966701E-3,1.6449583087071976E-3]
[null,1991,0.97250608828936969,1.0081488017484035,1.0135922336730367,0.97509808460865133,1.0145372235524517,0.99694144552313535,1.0281524199023448,null,1.2973781431831861,0,5.9703450243801944E-4,5.7199309241057317E-2,7.9589406344091462E-3,1.6107890425829385E-2,4.6711850996255518E-4,5.9526735169848773E-4,6.3673701154120813E-2,1.0062787686800172,0,9.9138629541260126E-2,3.7275331681394581E-2,7.6600989643809984E-3,1.6201215014935344E-3]
[null,1992,0.99209234964916304,1.0331866867751762,0.98265128713813754,1.0330240420562833,1.0128398840112154,1.0258656598129285,1.0009847663085696,null,1.3524763084290847,0,6.3586355579803105E-4,5.5486648183809453E-2,7.7180745420942975E-3,1.6510506478933682E-2,4.3909592265809405E-4,6.3403454082689651E-4,6.0823005711993075E-2,1.0670101972443824,0,9.8518569262949524E-2,3.6831366340899327E-2,7.4150407456331866E-3,1.7256330107006011E-3]
[null,1993,1.0050416523957064,0.99692984989478006,1.0147383768593807,0.98360718038766182,0.99434375016386756,1.0327712326807992,1.0181702712705365,null,1.3037539852464315,0,5.997240022039157E-4,5.7662012996985861E-2,7.7361221428209268E-3,1.6200985023660335E-2,4.5456037169063287E-4,5.9801047455468684E-4,6.2492778213272697E-2,1.0150268785946024,0,9.7337782756259594E-2,3.7551559175107774E-2,7.6654321220433882E-3,1.6275873776379019E-3]
[null,1994,1.000782603686672,0.99924475733230589,0.99401137419287433,1.0191955003036619,1.0388315850966472,1.046062314728186,1.038975727849466,null,1.3456601482081776,0,6.3625463186964141E-4,5.7464287519240924E-2,7.7567516505651973E-3,1.6516238114436772E-2,4.4639743633702377E-4,6.344598270843501E-4,6.4361890204885086E-2,1.0523780432017091,0,9.9571719788563662E-2,3.7885053795666646E-2,7.5547708018596912E-3,1.726790499697813E-3]
[null,1995,1.000226896250507,0.99150179208176381,1.0003714911072508,0.96806229420750833,0.9582261459067738,0.9828597635815044,0.96115016902909334,null,1.2762770527104297,0,5.9214825722027798E-4,5.4508637767619945E-2,7.7868136136339597E-3,1.5731944364812643E-2,4.5100605959694484E-4,5.9037045797481335E-4,5.7966847007335981E-2,0.99939628454586438,0,9.5693195159456387E-2,3.5800565302181744E-2,7.3367429181354533E-3,1.6067937710382743E-3]
[null,1996,1.0307078313887459,0.97868375686158882,1.016071164121253,1.0147528189148272,1.0022710807030946,0.98262268028918742,1.0367875775349416,null,1.3283790823082884,0,5.5896930268581975E-4,5.3952252742132563E-2,7.5997451801775497E-3,1.6637737814200793E-2,4.4714067170408E-4,5.5729071129099431E-4,6.1113782886189988E-2,1.0471277764097897,0,9.7108619680908212E-2,3.5108145487868656E-2,7.7687984214106897E-3,1.5167616053004828E-3]
[null,1997,0.99474218345954768,0.99086252564926602,0.96598340631955248,0.9902505587115813,1.0228469713193167,0.99266731964636867,1.0038800608180682,null,1.305658258410606,0,6.4586157037259991E-4,5.3581008630426655E-2,7.8232738299994792E-3,1.5731042956624749E-2,4.375806815778692E-4,6.4394166626319314E-4,6.1168315149512251E-2,1.0233334433133816,0,9.8917543553838347E-2,3.5927826513718161E-2,6.987546745379377E-3,1.7525969402551788E-3]
[null,1998,1.0141808765431461,0.96897884563874892,0.98584737263109623,1.0142527660017937,0.98972950892147082,1.0116735454619394,1.0314700118496096,null,1.3325251584343785,0,6.2520753812638256E-4,5.5084526262257835E-2,7.7470304532907723E-3,1.6294613800554386E-2,4.4217396953302095E-4,6.2338394632768714E-4,6.3006676791003274E-2,1.0475233397499097,0,9.68602906370188E-2,3.6494182751801281E-2,7.3775020073667957E-3,1.6966456034412864E-3]
[null,1999,0.97364761783382792,0.97483685419059363,0.99501418962654287,1.0189855959474561,1.0083168911119207,1.0351044082342078,0.97778170374391926,null,1.3460778152336967,0,6.5221210029175255E-4,5.9082550794204713E-2,8.0524413090973402E-3,1.649268406255236E-2,4.6388302279471246E-4,6.5035280438970348E-4,6.274777823930712E-2,1.0521307220607552,0,9.8786780507041136E-2,3.8928632407992769E-2,7.6241561810487316E-3,1.7700459448044244E-3]
[null,2000,0.97819442109172505,0.98717453649125286,0.97480349655709386,1.0230221548042711,1.0088166224801787,0.98937648161736935,0.98694879492272602,null,1.3419599789511891,0,6.4375702790043967E-4,5.4851328915673764E-2,7.9697067209596826E-3,1.628412456912353E-2,4.4980696599460703E-4,6.4183701468018396E-4,6.1183398861266204E-2,1.0569233238516698,0,9.8670002513229771E-2,3.658276750212492E-2,7.3005702919221854E-3,1.746868772444435E-3]

{"sheet":"Cash Flow Analysis","index":10,"n_rows":282,"n_cols":33,"rows_kept":282,"cut":false,"hidden":false,"merged":[[14,3,14,4],[52,22,52,23]]}
[]
["TABLE OF CONTENTS"]
["DCF Calculations"]
["Yearly Cash Flow Calculations"]
["Specific Item Cost Calculation"]
["Feedstock, Utility, and Byproduct Cost Information"]
[]
[]
[]
[]
[]
[]
[]
[]
["DCF CALCULATION INPUTS:",null,null,"DCF CALCULATION OUTPUTS:"]
["Process",null,null,{"$f":"\"Hydrogen Cost (Year \"&TEXT(ref_year,\"0\")&\" Real $/kg)\"","v":"Hydrogen Cost (Year 2016 Real $/kg)"},{"$f":"H2_price_nominal/INFLATION_FACTOR","v":1.3158315472358177}]
["Actual Hydrogen Produced (kg/yr)",{"$f":"output_kgyear","v":124628629.5},null,"Hydrogen Cost (Start-up Year Nominal $/kg)",{"$f":"+SUM(X57:AB57)/AC57*(1+inflation_rate)^construct","v":2.0671915002238399}]
["Actual Hydrogen Energy Produced (MMBtu(LHV)/yr)",{"$f":"B17*H2_LHV_MJ_p_kg/1000/mmBTU_to_GJ","v":14200769.412962679},null,"After Tax Real IRR",{"$f":"((E20+1)/(1+B30))-1","v":8.0000000000001847E-2}]
["Actual Hydrogen Energy Produced (MJ(LHV)/yr)",{"$f":"B17*H2_LHV_MJ_p_kg","v":14981811730.675625},null,"Pre Tax Real IRR",{"$f":"((E21+1)/(1+B30))-1","v":9.1874854577058462E-2}]
["Design Capacity (kg/day)",{"$f":"design_cap","v":379387},null,"After Tax Nominal IRR",{"$f":"IRR(AA65:AA113)","v":0.10052000000000172}]
["Design Capacity (kg/yr)",{"$f":"B20*365","v":138476255},null,"Pre Tax Nominal IRR",{"$f":"IRR(AC65:AC113)","v":0.11262047681402243}]
["Capacity Factor",{"$f":"cap_factor","v":0.9},null,"After Tax Real Capital Recovery Factor",{"$f":"(real_irr*(1+real_irr)^anal_period)/(((1+real_irr)^anal_period)-1)","v":8.3860161500585326E-2}]
[null,null,null,"After Tax Nominal Capital Recovery Factor",{"$f":"(nominal_irr*(1+nominal_irr)^anal_period)/(((1+nominal_irr)^anal_period)-1)","v":0.10274768859314053}]
["Financial",null,null,"Total Real Fixed Charge Rate",{"$f":"(E22*(1-total_tax_rate*INDEX(Depreciation!B12:H37,MATCH(\"NPV - Real IRR\",Depreciation!B12:B37,0),MATCH(depr_length,recovery_period,0))))/(1-total_tax_rate)","v":9.8212531813322054E-2}]
["Start-up Year",{"$f":"startup_year","v":2040},null,"Total Nominal Fixed Charge Rate",{"$f":"(E23*(1-total_tax_rate*INDEX(Depreciation!B12:H37,MATCH(\"NPV - Nominal IRR\",Depreciation!B12:B37,0),MATCH(depr_length,recovery_period,0))))/(1-total_tax_rate)","v":0.12265813940348715}]
["After-Tax Real IRR",{"$f":"real_irr","v":0.08},null,"NPV",{"$f":"NPV(nominal_irr,AA65:AA113)","v":1.7183245081931535E-6}]
["After-Tax Nominal IRR",{"$f":"((1+B26)*(1+B30))-1","v":0.10051999999999994}]
["Analysis Period (yrs)",{"$f":"anal_period","v":40}]
["Plant Life (yrs)",{"$f":"plant_life","v":40}]
["Inflation Rate",{"$f":"inflation_rate","v":1.9E-2}]
["Debt Financing",{"$f":"100%-equity","v":0.6}]
["Equity Financing",{"$f":"equity","v":0.4}]
["Total Tax Rate",{"$f":"total_tax_rate","v":0.25739999999999996}]
[]
["Cost of Debt Financing"]
["Debt Financing Period (yrs)",{"$f":"debt_period","v":0}]
["Interest Rate on Debt",{"$f":"debt_interest","v":3.6999999999999998E-2}]
[]
["Construction/Start Up Information"]
["Construction Period (yrs)",{"$f":"construct","v":3}]
["Start-up Period (yrs)",{"$f":"start_time","v":1}]
["% Revenue During Start-up",{"$f":"percnt_revs","v":0.5}]
["% Variable Costs During Start-up",{"$f":"percnt_var","v":0.75}]
["% Fixed Costs During Start-up",{"$f":"percnt_fixed","v":0.75}]
[]
["Depreciation Parameters"]
["Depreciation Type",{"$f":"depr_type","v":"MACRS"}]
["Depreciation Period (yrs)",{"$f":"depr_length","v":20}]
[]
["Plant Costs (Inflated to Start-up Year $)"]
["Total Depreciable Capital Costs",{"$f":"(total_cap-non_dep_cap)*INFLATION_FACTOR","v":292147173.59329897}]
["Total Non-Depreciable Capital Costs",{"$f":"non_dep_cap*INFLATION_FACTOR","v":864627.27220309037}]
["Total Capital Investment",{"$f":"SUM(B51:B52)","v":293011800.86550206},null,null,null,null,null,null,null,null,null,null,null,null,null,null,null,null,null,null,null,null,"Closed form formulas for calculating price of hydrogen."]
["Decommissioning",{"$f":"decom_percent*depr_cap_infl","v":29214717.359329898},null,null,null,null,null,null,null,null,null,null,null,null,null,null,null,null,null,null,null,null,null,"Capital Costs","Depr","Principal","Op costs","Tax incentives","H2 sales (kg)"]
["Salvage Value",{"$f":"salvage_perct*B53","v":29301180.086550206},null,null,null,null,null,null,null,null,null,null,null,null,null,null,null,null,null,null,null,null,"Discounted values",{"$f":"-SUM(H116:K116)","v":144954728.2130954},{"$f":"-U116","v":108525465.79088719},{"$f":"-Z116","v":2965629.7429944077},{"$f":"-SUM(L116:S116)","v":2231055023.2701507},{"$f":"+AF116","v":0},{"$f":"+AE116","v":1224665447.1183949}]
["Fixed Operating Costs ($/year)",{"$f":"fixed*INFLATION_FACTOR","v":11624521.223124225},null,null,null,null,null,null,null,null,null,null,null,null,null,null,null,null,null,null,null,null,"Tax coefficient",1,{"$f":"-total_tax_rate","v":-0.25739999999999996},1,{"$f":"1-total_tax_rate","v":0.74260000000000004},-1,{"$f":"1-total_tax_rate","v":0.74260000000000004}]
["Other Raw Material ($/year)",{"$f":"total_other_raw*INFLATION_FACTOR","v":0},null,null,null,null,null,null,null,null,null,null,null,null,null,null,null,null,null,null,null,null,"LCOE cost contribution factors",{"$f":"+X55*X56","v":144954728.2130954},-27934454.894574359,2965629.7429944077,{"$f":"+AA55*AA56","v":1656781460.2804139},{"$f":"+AB55*AB56","v":0},{"$f":"+AC55*AC56","v":909436561.03012002}]
["Other Variable O&M Costs (not including tax credits and incentives)",{"$f":"(var_misc+royalties+operator_profit+CO2_OandMcost+waste_treat+solidwaste_treat)*INFLATION_FACTOR","v":4756270.2261542184}]
[null,null,null,null,null,null,null,null,null,null,null,null,null,null,null,null,null,null,null,null,null,null,"Target after-tax nominal IRR",{"$f":"+(1+real_irr)*(1+inflation_rate)-1","v":0.10051999999999994}]
[null,null,null,null,null,null,null,null,null,null,null,null,null,null,null,null,null,null,null,null,null,null,{"$f":"+D16","v":"Hydrogen Cost (Year 2016 Real $/kg)"},{"$f":"+SUM(X57:AB57)/AC57*(1+inflation_rate)^construct/INFLATION_FACTOR","v":1.3158315472358177}]
[]
[]
["CASH FLOW ANALYSIS"]
["Actual Year\n(beginning of year)","Analysis Year","Operation Year","Plant Life","Inflation Price Increase Factor","Revenue from Hydrogen Sales","Portion of Initial Depreciable Capital Investment Financed with Debt (value ONLY used in debt financing calculations)","Initial Equity Depreciable Capital","Yearly Replacement Costs","Cash from Working Capital Reserve","Other Non-Depreciable Capital Costs","Salvage Value","Decommissioning Costs","Fixed Operating Cost","Feedstock Cost","Other Raw Material Cost","Revenue from Byproduct Sales","Other Variable Operating Costs","Debt Interest","Pre-Depreciation Income","Depreciation Charge","Taxable Income","Tax Rate","Total Taxes","After-Tax Income","Principal Payment","After-Tax Post-Depreciation Cash Flow","Cumulative Cash Flow","Pre-Tax Cash Flow",null,"H2 sales (kg/year)","Tax Credit"]
[{"$f":"startup_year-construct","v":2037},1,{"$f":"IF(construct=0,1,-construct)","v":-3},{"$f":"IF(C65=\"\",\"\",IF(C65<=plant_life,C65,IF(D64=plant_life,1,D64+1)))","v":-3},{"$f":"IF(C65=\"\",\"\",(1+inflation_rate)^(A65-$B$25))","v":0.94509931410277337},{"$f":"IF(C65=\"\",\"\",IF(C65<0,0,IF(AND(C65=1,start_time<1),E65*(H2_price_nominal*output_kgyear*start_time*percnt_revs+H2_price_nominal*output_kgyear*(1-start_time)),IF(C65<=start_time,H2_price_nominal*E65*output_kgyear*percnt_revs,H2_price_nominal*output_kgyear*E65))))","v":0},{"$f":"-$B$31*depr_cap_infl*E65","v":-165664856.02805442},{"$f":"IF(C65<0,-E65*equity*depr_cap_infl*percent_cap1,IF(C65=1,-E65*equity*depr_cap_infl,0))","v":-8835458.9881629031},{"$f":"IF(OR(C65<0,C65=\"\"),\"\",-E65*INDEX('Replacement Costs'!$A$16:$H$57,MATCH(C65,'Replacement Costs'!$C$16:$C$57,0),MATCH(\"Total Yearly Replacement Costs\",'Replacement Costs'!$A$16:$H$16,0)))","v":""},{"$f":"IF(AND(C65>=1,C65<anal_period),WorkingCap*SUM(N65:R65)-WorkingCap*SUM(N64:R64),0)","v":0},{"$f":"IF(C65=-construct,-E65*non_dep_infl,\"\")","v":-817158.64191369258},{"$f":"IF(C65=anal_period,salvage*E65,\"\")","v":""},{"$f":"IF(D65=plant_life,-E65*decom,\"\")","v":""},{"$f":"IF(C65=\"\",\"\",IF(C65<0,0,IF(AND(C65=1,start_time<1),-(inflated_fixed*percnt_fixed*start_time+(inflated_fixed*(1-start_time))),IF(C65<=start_time,-inflated_fixed*percnt_fixed*E65,-inflated_fixed*E65))))","v":0},{"$f":"IF(C65=\"\",\"\",IF(C65<0,0,IF(AND(C65=1,start_time<1),-(SUM(B139:E139)*output_kgyear*E65*percnt_var*start_time+SUM(B139:E139)*output_kgyear*E65*(1-start_time)),IF(C65<=start_time,-SUM(B139:E139)*output_kgyear*E65*percnt_var,-SUM(B139:E139)*output_kgyear*E65))))","v":0},{"$f":"IF(C65=\"\",\"\",IF(C65<0,0,IF(AND(C65=1,start_time<1),-(inflated_otherraw*E65*percnt_var*start_time+inflated_otherraw*E65*(1-start_time)),IF(C65<=start_time,-inflated_otherraw*E65*percnt_var,-(inflated_otherraw*E65)))))","v":0},{"$f":"IF(C65=\"\",\"\",IF(C65<0,0,IF(AND(C65=1,start_time<1),SUM(K139:N139,T139:V139)*output_kgyear*E65*percnt_revs*start_time+SUM(K139:N139,T139:V139)*output_kgyear*E65*(1-start_time),IF(C65<=start_time,SUM(K139:N139,T139:V139)*output_kgyear*E65*percnt_revs,SUM(K139:N139,T139:V139)*output_kgyear*E65))))","v":0},{"$f":"IF(C65=\"\",\"\",IF(C65<0,0,IF(AND(C65=1,start_time<1),-((SUM(F139:J139,P139:R139)*output_kgyear+inflated_othervar)*E65*percnt_var*start_time+(SUM(F139:J139,P139:R139)*output_kgyear+inflated_othervar)*E65*(1-start_time)),IF(C65<=start_time,-(SUM(F139:J139,P139:R139)*output_kgyear+inflated_othervar)*E65*percnt_var,-E65*(SUM(F139:J139,P139:R139)*output_kgyear+inflated_othervar)))))","v":0},{"$f":"IF(B65=\"\",\"\",IF($B$31=0,\"\",-'Debt Financing Calculations'!E14))","v":-6129599.6730380133},{"$f":"IF(C65=\"\",\"\",F65+SUM(L65:S65))","v":-6129599.6730380133},{"$f":"IF(C65=\"\",\"\",IF(C65<-1,0,IF(C65=anal_period,-LOOKUP(C65,depr_yr,depr_cost)-Depreciation!$C$141-Depreciation!$B$166,-LOOKUP(C65,depr_yr,depr_cost))))","v":0},{"$f":"IF(C65=\"\",\"\",SUM(T65:U65))","v":-6129599.6730380133},{"$f":"IF(C65=\"\",\"\",$B$33)","v":0.25739999999999996},{"$f":"IF(C65=\"\",\"\",tax_credit-(V65*W65 +Upstream_CO2_taxpYear + Proc_CO2_taxpYear))","v":1577758.9558399844},{"$f":"IF(C65=\"\",\"\",SUM(T65,X65))","v":-4551840.7171980292},{"$f":"IF(C65=\"\",\"\",IF($B$31=0,\"\",-'Debt Financing Calculations'!F14))","v":0},{"$f":"IF(C65=\"\",\"\",SUM(H65,I65,J65,K65,T65,X65,Z65))","v":-14204458.347274626},{"$f":"AA65","v":-14204458.347274626},{"$f":"IF(C65=\"\",\"\",SUM(H65,I65,J65,K65,T65,Z65))","v":-15782217.30311461},null,{"$f":"IF(C65=\"\",\"\",IF(C65<0,0,IF(AND(C65=1,start_time<1),(output_kgyear*start_time*percnt_revs+output_kgyear*(1-start_time)),IF(C65<=start_time,output_kgyear*percnt_revs,output_kgyear))))","v":0},{"$f":"IF(C65=\"\",\"\",tax_credit)","v":0}]
[{"$f":"IF(B66<>\"\",A65+1,\"\")","v":2038},{"$f":"IF(MAX($B$65:B65)<(construct+anal_period),B65+1,\"\")","v":2},{"$f":"IF(B66=\"\",\"\",IF(C65=-1,1,C65+1))","v":-2},-2,0.96305620107072598,0,null,{"$f":"IF(C66<0,-E66*equity*depr_cap_infl*percent_cap2,0)","v":-67524995.31703499},{"$f":"IF(OR(C66<0,C66=\"\"),\"\",-E66*INDEX('Replacement Costs'!$A$16:$H$57,MATCH(C66,'Replacement Costs'!$C$16:$C$57,0),MATCH(\"Total Yearly Replacement Costs\",'Replacement Costs'!$A$16:$H$16,0)))","v":""},{"$f":"IF(AND(C66>=1,C66<anal_period),WorkingCap*SUM(N66:R66)-WorkingCap*SUM(N65:R65),IF(C66<0,0,IF(B66=\"\",\"\",-SUM(J$65:J65))))","v":0},"","","",0,0,0,0,0,{"$f":"IF(B66=\"\",\"\",IF($B$31=0,\"\",-'Debt Financing Calculations'!E15))","v":-6129599.6730380133},-6129599.6730380133,{"$f":"IF(C66=\"\",\"\",IF(C66<-1,0,IF(C66=anal_period,-LOOKUP(C66,depr_yr,depr_cost)-Depreciation!$C$141-Depreciation!$B$166,-LOOKUP(C66,depr_yr,depr_cost))))","v":0},-6129599.6730380133,0.25739999999999996,1577758.9558399844,-4551840.7171980292,{"$f":"IF(C66=\"\",\"\",IF($B$31=0,\"\",-'Debt Financing Calculations'!F15))","v":0},-72076836.034233004,{"$f":"IF(C66=\"\",\"\",AB65+AA66)","v":-86281294.381507635},-73654594.990072995,null,0,0]
[2039,{"$f":"IF(MAX($B$65:B66)<(construct+anal_period),B66+1,\"\")","v":3},-1,-1,0.9813542688910698,0,null,{"$f":"IF(C67<0,-E67*equity*depr_cap_infl*percent_cap3,0)","v":-36697584.12163128},{"$f":"IF(OR(C67<0,C67=\"\"),\"\",-E67*INDEX('Replacement Costs'!$A$16:$H$57,MATCH(C67,'Replacement Costs'!$C$16:$C$57,0),MATCH(\"Total Yearly Replacement Costs\",'Replacement Costs'!$A$16:$H$16,0)))","v":""},{"$f":"IF(AND(C67>=1,C67<anal_period),WorkingCap*SUM(N67:R67)-WorkingCap*SUM(N66:R66),IF(C67<0,0,IF(B67=\"\",\"\",-SUM(J$65:J66))))","v":0},"","","",0,0,0,0,0,{"$f":"IF(B67=\"\",\"\",IF($B$31=0,\"\",-'Debt Financing Calculations'!E16))","v":-6129599.6730380133},-6129599.6730380133,{"$f":"IF(C67=\"\",\"\",IF(C67<-1,0,IF(C67=anal_period,-LOOKUP(C67,depr_yr,depr_cost)-Depreciation!$C$141-Depreciation!$B$166,-LOOKUP(C67,depr_yr,depr_cost))))","v":0},-6129599.6730380133,0.25739999999999996,1577758.9558399844,-4551840.7171980292,{"$f":"IF(C67=\"\",\"\",IF($B$31=0,\"\",-'Debt Financing Calculations'!F16))","v":0},-41249424.838829309,-127530719.22033694,-42827183.794669293,null,0,0]
[2040,{"$f":"IF(MAX($B$65:B67)<(construct+anal_period),B67+1,\"\")","v":4},1,1,1,128815621.79347305,null,{"$f":"IF(C68<0,-E68*equity*depr_cap_infl*percent_cap4,0)","v":0},{"$f":"IF(OR(C68<0,C68=\"\"),\"\",-E68*INDEX('Replacement Costs'!$A$16:$H$57,MATCH(C68,'Replacement Costs'!$C$16:$C$57,0),MATCH(\"Total Yearly Replacement Costs\",'Replacement Costs'!$A$16:$H$16,0)))","v":-1460735.8679664948},{"$f":"IF(AND(C68>=1,C68<anal_period),WorkingCap*SUM(N68:R68)-WorkingCap*SUM(N67:R67),IF(C68<0,0,IF(B68=\"\",\"\",-SUM(J$65:J67))))","v":-23777598.931252372},"","","",-8718390.9173431695,-135859838.0960815,0,0,-13939097.19492447,{"$f":"IF(B68=\"\",\"\",IF($B$31=0,\"\",-'Debt Financing Calculations'!E17))","v":-6129599.6730380133},-35831304.087914094,{"$f":"IF(C68=\"\",\"\",IF(C68<-1,0,IF(C68=anal_period,-LOOKUP(C68,depr_yr,depr_cost)-Depreciation!$C$141-Depreciation!$B$166,-LOOKUP(C68,depr_yr,depr_cost))))","v":-10506886.137106877},-46338190.225020975,0.25739999999999996,11927450.163920397,{"$f":"IF(C68=\"\",\"\",SUM(T68,X68))","v":-23903853.923993699},{"$f":"IF(C68=\"\",\"\",IF($B$31=0,\"\",-'Debt Financing Calculations'!F17))","v":0},-49142188.723212563,-176672907.94354951,-61069638.887132958,null,62314314.75,0]
[2041,{"$f":"IF(MAX($B$65:B68)<(construct+anal_period),B68+1,\"\")","v":5},2,2,1.0189999999999999,262526237.21509805,null,{"$f":"IF(C69=\"\",\"\",0)","v":0},{"$f":"IF(OR(C69<0,C69=\"\"),\"\",-E69*INDEX('Replacement Costs'!$A$16:$H$57,MATCH(C69,'Replacement Costs'!$C$16:$C$57,0),MATCH(\"Total Yearly Replacement Costs\",'Replacement Costs'!$A$16:$H$16,0)))","v":-1488489.8494578581},{"$f":"IF(AND(C69>=1,C69<anal_period),WorkingCap*SUM(N69:R69)-WorkingCap*SUM(N68:R68),IF(C69<0,0,IF(B69=\"\",\"\",-SUM(J$65:J68))))","v":-8546528.575982485},"","","",-11845387.126363585,-184737527.81711566,0,0,-18911268.438086469,{"$f":"IF(B69=\"\",\"\",IF($B$31=0,\"\",-'Debt Financing Calculations'!E18))","v":-6129599.6730380133},40902454.160494328,{"$f":"IF(C69=\"\",\"\",IF(C69<-1,0,IF(C69=anal_period,-LOOKUP(C69,depr_yr,depr_cost)-Depreciation!$C$141-Depreciation!$B$166,-LOOKUP(C69,depr_yr,depr_cost))))","v":-20282274.642361216},20620179.518133111,0.25739999999999996,-5307634.207967462,35594819.952526867,{"$f":"IF(C69=\"\",\"\",IF($B$31=0,\"\",-'Debt Financing Calculations'!F18))","v":0},25559801.527086526,-151113106.41646299,30867435.735053986,null,124628629.5,0]
[2042,{"$f":"IF(MAX($B$65:B69)<(construct+anal_period),B69+1,\"\")","v":6},3,3,1.0383609999999999,267514235.7221849,null,0,{"$f":"IF(OR(C70<0,C70=\"\"),\"\",-E70*INDEX('Replacement Costs'!$A$16:$H$57,MATCH(C70,'Replacement Costs'!$C$16:$C$57,0),MATCH(\"Total Yearly Replacement Costs\",'Replacement Costs'!$A$16:$H$16,0)))","v":-1516771.1565975572},{"$f":"IF(AND(C70>=1,C70<anal_period),WorkingCap*SUM(N70:R70)-WorkingCap*SUM(N69:R69),IF(C70<0,0,IF(B70=\"\",\"\",-SUM(J$65:J69))))","v":-887681.09357916191},"","","",-12070449.481764492,-190060079.10096556,0,0,-19281528.756030079,{"$f":"IF(B70=\"\",\"\",IF($B$31=0,\"\",-'Debt Financing Calculations'!E19))","v":-6129599.6730380133},39972578.710386753,{"$f":"IF(C70=\"\",\"\",IF(C70<-1,0,IF(C70=anal_period,-LOOKUP(C70,depr_yr,depr_cost)-Depreciation!$C$141-Depreciation!$B$166,-LOOKUP(C70,depr_yr,depr_cost))))","v":-18872193.997261468},21100384.713125285,0.25739999999999996,-5431239.0251584472,34541339.685228303,{"$f":"IF(C70=\"\",\"\",IF($B$31=0,\"\",-'Debt Financing Calculations'!F19))","v":0},32136887.435051586,-118976218.9814114,37568126.460210033,null,124628629.5,0]
[2043,{"$f":"IF(MAX($B$65:B70)<(construct+anal_period),B70+1,\"\")","v":7},4,4,1.0580898589999999,272597006.2009064,null,0,{"$f":"IF(OR(C71<0,C71=\"\"),\"\",-E71*INDEX('Replacement Costs'!$A$16:$H$57,MATCH(C71,'Replacement Costs'!$C$16:$C$57,0),MATCH(\"Total Yearly Replacement Costs\",'Replacement Costs'!$A$16:$H$16,0)))","v":-1545589.8085729107},{"$f":"IF(AND(C71>=1,C71<anal_period),WorkingCap*SUM(N71:R71)-WorkingCap*SUM(N70:R70),IF(C71<0,0,IF(B71=\"\",\"\",-SUM(J$65:J70))))","v":-1059486.970177006},"","","",-12299788.021918017,-196498255.10182351,0,0,-19677260.682865292,{"$f":"IF(B71=\"\",\"\",IF($B$31=0,\"\",-'Debt Financing Calculations'!E20))","v":-6129599.6730380133},37992102.721261561,{"$f":"IF(C71=\"\",\"\",IF(C71<-1,0,IF(C71=anal_period,-LOOKUP(C71,depr_yr,depr_cost)-Depreciation!$C$141-Depreciation!$B$166,-LOOKUP(C71,depr_yr,depr_cost))))","v":-17573784.639907014},20418318.081354547,0.25739999999999996,-5255675.0741406595,32736427.6471209,{"$f":"IF(C71=\"\",\"\",IF($B$31=0,\"\",-'Debt Financing Calculations'!F20))","v":0},30131350.868370987,-88844868.113040417,35387025.942511648,null,124628629.5,0]
[2044,{"$f":"IF(MAX($B$65:B71)<(construct+anal_period),B71+1,\"\")","v":8},5,5,1.0781935663209998,277776349.31872362,null,0,{"$f":"IF(OR(C72<0,C72=\"\"),\"\",-E72*INDEX('Replacement Costs'!$A$16:$H$57,MATCH(C72,'Replacement Costs'!$C$16:$C$57,0),MATCH(\"Total Yearly Replacement Costs\",'Replacement Costs'!$A$16:$H$16,0)))","v":-1574956.0149357961},{"$f":"IF(AND(C72>=1,C72<anal_period),WorkingCap*SUM(N72:R72)-WorkingCap*SUM(N71:R71),IF(C72<0,0,IF(B72=\"\",\"\",-SUM(J$65:J71))))","v":-952882.36328152567},"","","",-12533483.994334459,-202206160.65225136,0,0,-20088208.248564523,{"$f":"IF(B72=\"\",\"\",IF($B$31=0,\"\",-'Debt Financing Calculations'!E21))","v":-6129599.6730380133},36818896.75053528,{"$f":"IF(C72=\"\",\"\",IF(C72<-1,0,IF(C72=anal_period,-LOOKUP(C72,depr_yr,depr_cost)-Depreciation!$C$141-Depreciation!$B$166,-LOOKUP(C72,depr_yr,depr_cost))))","v":-16370746.607312424},20448150.143222854,0.25739999999999996,-5263353.8468655618,31555542.903669719,{"$f":"IF(C72=\"\",\"\",IF($B$31=0,\"\",-'Debt Financing Calculations'!F21))","v":0},29027704.525452394,-59817163.587588027,34291058.372317955,null,124628629.5,0]
[2045,{"$f":"IF(MAX($B$65:B72)<(construct+anal_period),B72+1,\"\")","v":9},6,6,1.0986792440810986,283054099.95577931,null,0,{"$f":"IF(OR(C73<0,C73=\"\"),\"\",-E73*INDEX('Replacement Costs'!$A$16:$H$57,MATCH(C73,'Replacement Costs'!$C$16:$C$57,0),MATCH(\"Total Yearly Replacement Costs\",'Replacement Costs'!$A$16:$H$16,0)))","v":-1604880.1792195761},{"$f":"IF(AND(C73>=1,C73<anal_period),WorkingCap*SUM(N73:R73)-WorkingCap*SUM(N72:R72),IF(C73<0,0,IF(B73=\"\",\"\",-SUM(J$65:J72))))","v":-1071643.8247568905},"","","",-12771620.190226812,-208693870.78071338,0,0,-20506654.089256074,{"$f":"IF(B73=\"\",\"\",IF($B$31=0,\"\",-'Debt Financing Calculations'!E22))","v":-6129599.6730380133},34952355.222545028,{"$f":"IF(C73=\"\",\"\",IF(C73<-1,0,IF(C73=anal_period,-LOOKUP(C73,depr_yr,depr_cost)-Depreciation!$C$141-Depreciation!$B$166,-LOOKUP(C73,depr_yr,depr_cost))))","v":-15263511.354962545},19688843.867582485,0.25739999999999996,-5067908.4115157314,29884446.811029296,{"$f":"IF(C73=\"\",\"\",IF($B$31=0,\"\",-'Debt Financing Calculations'!F22))","v":0},27207922.807052828,-32609240.780535199,32275831.21856856,null,124628629.5,0]
[2046,{"$f":"IF(MAX($B$65:B73)<(construct+anal_period),B73+1,\"\")","v":10},7,7,1.1195541497186396,288432127.85493916,null,0,{"$f":"IF(OR(C74<0,C74=\"\"),\"\",-E74*INDEX('Replacement Costs'!$A$16:$H$57,MATCH(C74,'Replacement Costs'!$C$16:$C$57,0),MATCH(\"Total Yearly Replacement Costs\",'Replacement Costs'!$A$16:$H$16,0)))","v":-1635372.9026247482},{"$f":"IF(AND(C74>=1,C74<anal_period),WorkingCap*SUM(N74:R74)-WorkingCap*SUM(N73:R73),IF(C74<0,0,IF(B74=\"\",\"\",-SUM(J$65:J73))))","v":-1004492.8517554924},"","","",-13014280.973841121,-214720108.0384182,0,0,-20934375.059640225,{"$f":"IF(B74=\"\",\"\",IF($B$31=0,\"\",-'Debt Financing Calculations'!E23))","v":-6129599.6730380133},33633764.110001594,{"$f":"IF(C74=\"\",\"\",IF(C74<-1,0,IF(C74=anal_period,-LOOKUP(C74,depr_yr,depr_cost)-Depreciation!$C$141-Depreciation!$B$166,-LOOKUP(C74,depr_yr,depr_cost))))","v":-14238509.35448028},19395254.755521312,0.25739999999999996,-4992338.5740711847,28641425.53593041,{"$f":"IF(C74=\"\",\"\",IF($B$31=0,\"\",-'Debt Financing Calculations'!F23))","v":0},26001559.781550169,-6607680.9989850298,30993898.355621353,null,124628629.5,0]
[2047,{"$f":"IF(MAX($B$65:B74)<(construct+anal_period),B74+1,\"\")","v":11},8,8,1.1408256785632938,293912338.28418303,null,0,{"$f":"IF(OR(C75<0,C75=\"\"),\"\",-E75*INDEX('Replacement Costs'!$A$16:$H$57,MATCH(C75,'Replacement Costs'!$C$16:$C$57,0),MATCH(\"Total Yearly Replacement Costs\",'Replacement Costs'!$A$16:$H$16,0)))","v":-1666444.9877746182},{"$f":"IF(AND(C75>=1,C75<anal_period),WorkingCap*SUM(N75:R75)-WorkingCap*SUM(N74:R74),IF(C75<0,0,IF(B75=\"\",\"\",-SUM(J$65:J74))))","v":-1059475.4593397751},"","","",-13261552.312344102,-221103418.91142574,0,0,-21366962.577061534,{"$f":"IF(B75=\"\",\"\",IF($B$31=0,\"\",-'Debt Financing Calculations'!E24))","v":-6129599.6730380133},32050804.810313642,{"$f":"IF(C75=\"\",\"\",IF(C75<-1,0,IF(C75=anal_period,-LOOKUP(C75,depr_yr,depr_cost)-Depreciation!$C$141-Depreciation!$B$166,-LOOKUP(C75,depr_yr,depr_cost))))","v":-13296114.187921835},18754690.622391805,0.25739999999999996,-4827457.3662036499,27223347.444109991,{"$f":"IF(C75=\"\",\"\",IF($B$31=0,\"\",-'Debt Financing Calculations'!F24))","v":0},24497426.996995598,17889745.998010568,29324884.363199249,null,124628629.5,0]
[2048,{"$f":"IF(MAX($B$65:B75)<(construct+anal_period),B75+1,\"\")","v":12},9,9,1.1625013664559962,299496672.71158248,null,0,{"$f":"IF(OR(C76<0,C76=\"\"),\"\",-E76*INDEX('Replacement Costs'!$A$16:$H$57,MATCH(C76,'Replacement Costs'!$C$16:$C$57,0),MATCH(\"Total Yearly Replacement Costs\",'Replacement Costs'!$A$16:$H$16,0)))","v":-1698107.4425423357},{"$f":"IF(AND(C76>=1,C76<anal_period),WorkingCap*SUM(N76:R76)-WorkingCap*SUM(N75:R75),IF(C76<0,0,IF(B76=\"\",\"\",-SUM(J$65:J75))))","v":-1354284.5322974622},"","","",-13513521.80627864,-229434112.4694275,0,0,-21812863.073774993,{"$f":"IF(B76=\"\",\"\",IF($B$31=0,\"\",-'Debt Financing Calculations'!E25))","v":-6129599.6730380133},28606575.689063311,{"$f":"IF(C76=\"\",\"\",IF(C76<-1,0,IF(C76=anal_period,-LOOKUP(C76,depr_yr,depr_cost)-Depreciation!$C$141-Depreciation!$B$166,-LOOKUP(C76,depr_yr,depr_cost))))","v":-13207211.518790336},15399364.170272974,0.25739999999999996,-3963796.3374282629,24642779.351635046,{"$f":"IF(C76=\"\",\"\",IF($B$31=0,\"\",-'Debt Financing Calculations'!F25))","v":0},21590387.376795247,39480133.374805816,25554183.714223512,null,124628629.5,0]
[2049,{"$f":"IF(MAX($B$65:B76)<(construct+anal_period),B76+1,\"\")","v":13},10,10,1.1845888924186601,305187109.49310249,null,0,{"$f":"IF(OR(C77<0,C77=\"\"),\"\",-E77*INDEX('Replacement Costs'!$A$16:$H$57,MATCH(C77,'Replacement Costs'!$C$16:$C$57,0),MATCH(\"Total Yearly Replacement Costs\",'Replacement Costs'!$A$16:$H$16,0)))","v":-1730371.4839506401},{"$f":"IF(AND(C77>=1,C77<anal_period),WorkingCap*SUM(N77:R77)-WorkingCap*SUM(N76:R76),IF(C77<0,0,IF(B77=\"\",\"\",-SUM(J$65:J76))))","v":-965239.33781262487},"","","",-13770278.720597932,-235162589.1604614,0,0,-22262558.387172662,{"$f":"IF(B77=\"\",\"\",IF($B$31=0,\"\",-'Debt Financing Calculations'!E26))","v":-6129599.6730380133},27862083.551832497,{"$f":"IF(C77=\"\",\"\",IF(C77<-1,0,IF(C77=anal_period,-LOOKUP(C77,depr_yr,depr_cost)-Depreciation!$C$141-Depreciation!$B$166,-LOOKUP(C77,depr_yr,depr_cost))))","v":-13284229.040311828},14577854.511520669,0.25739999999999996,-3752339.7512654196,24109743.800567076,{"$f":"IF(C77=\"\",\"\",IF($B$31=0,\"\",-'Debt Financing Calculations'!F26))","v":0},21414132.978803813,60894266.353609629,25166472.730069231,null,124628629.5,0]
[2050,{"$f":"IF(MAX($B$65:B77)<(construct+anal_period),B77+1,\"\")","v":14},11,11,1.2070960813746145,310985664.57347143,null,0,{"$f":"IF(OR(C78<0,C78=\"\"),\"\",-E78*INDEX('Replacement Costs'!$A$16:$H$57,MATCH(C78,'Replacement Costs'!$C$16:$C$57,0),MATCH(\"Total Yearly Replacement Costs\",'Replacement Costs'!$A$16:$H$16,0)))","v":-1763248.5421457021},{"$f":"IF(AND(C78>=1,C78<anal_period),WorkingCap*SUM(N78:R78)-WorkingCap*SUM(N77:R77),IF(C78<0,0,IF(B78=\"\",\"\",-SUM(J$65:J77))))","v":-1233235.6046046168},"","","",-14031914.016289294,-242664711.69360712,0,0,-22720371.255699661,{"$f":"IF(B78=\"\",\"\",IF($B$31=0,\"\",-'Debt Financing Calculations'!E27))","v":-6129599.6730380133},25439067.934837341,{"$f":"IF(C78=\"\",\"\",IF(C78<-1,0,IF(C78=anal_period,-LOOKUP(C78,depr_yr,depr_cost)-Depreciation!$C$141-Depreciation!$B$166,-LOOKUP(C78,depr_yr,depr_cost))))","v":-13368351.917339951},12070716.017497391,0.25739999999999996,-3107002.3029038277,22332065.631933514,{"$f":"IF(C78=\"\",\"\",IF($B$31=0,\"\",-'Debt Financing Calculations'!F27))","v":0},19335581.485183194,80229847.838792831,22442583.788087022,null,124628629.5,0]
[2051,{"$f":"IF(MAX($B$65:B78)<(construct+anal_period),B78+1,\"\")","v":15},12,12,1.2300309069207322,316894392.20036739,null,0,{"$f":"IF(OR(C79<0,C79=\"\"),\"\",-E79*INDEX('Replacement Costs'!$A$16:$H$57,MATCH(C79,'Replacement Costs'!$C$16:$C$57,0),MATCH(\"Total Yearly Replacement Costs\",'Replacement Costs'!$A$16:$H$16,0)))","v":-1796750.2644464707},{"$f":"IF(AND(C79>=1,C79<anal_period),WorkingCap*SUM(N79:R79)-WorkingCap*SUM(N78:R78),IF(C79<0,0,IF(B79=\"\",\"\",-SUM(J$65:J78))))","v":-1004106.6967333108},"","","",-14298520.382598789,-248650029.24240986,0,0,-23162491.985476188,{"$f":"IF(B79=\"\",\"\",IF($B$31=0,\"\",-'Debt Financing Calculations'!E28))","v":-6129599.6730380133},24653750.916844547,{"$f":"IF(C79=\"\",\"\",IF(C79<-1,0,IF(C79=anal_period,-LOOKUP(C79,depr_yr,depr_cost)-Depreciation!$C$141-Depreciation!$B$166,-LOOKUP(C79,depr_yr,depr_cost))))","v":-13448431.106433887},11205319.81041066,0.25739999999999996,-2884249.3191997032,21769501.597644843,{"$f":"IF(C79=\"\",\"\",IF($B$31=0,\"\",-'Debt Financing Calculations'!F28))","v":0},18968644.636465061,99198492.475257888,21852893.955664765,null,124628629.5,0]
[2052,{"$f":"IF(MAX($B$65:B79)<(construct+anal_period),B79+1,\"\")","v":16},13,13,1.253401494152226,322915385.65217435,null,0,{"$f":"IF(OR(C80<0,C80=\"\"),\"\",-E80*INDEX('Replacement Costs'!$A$16:$H$57,MATCH(C80,'Replacement Costs'!$C$16:$C$57,0),MATCH(\"Total Yearly Replacement Costs\",'Replacement Costs'!$A$16:$H$16,0)))","v":-1830888.5194709534},{"$f":"IF(AND(C80>=1,C80<anal_period),WorkingCap*SUM(N80:R80)-WorkingCap*SUM(N79:R79),IF(C80<0,0,IF(B80=\"\",\"\",-SUM(J$65:J79))))","v":-1028301.9019467011},"","","",-14570192.269868165,-254782974.46196029,0,0,-23613220.891634379,{"$f":"IF(B80=\"\",\"\",IF($B$31=0,\"\",-'Debt Financing Calculations'!E29))","v":-6129599.6730380133},23819398.355673492,{"$f":"IF(C80=\"\",\"\",IF(C80<-1,0,IF(C80=anal_period,-LOOKUP(C80,depr_yr,depr_cost)-Depreciation!$C$141-Depreciation!$B$166,-LOOKUP(C80,depr_yr,depr_cost))))","v":-13535673.822718328},10283724.532955164,0.25739999999999996,-2647030.6947826589,21172367.660890833,{"$f":"IF(C80=\"\",\"\",IF($B$31=0,\"\",-'Debt Financing Calculations'!F29))","v":0},18313177.239473179,117511669.71473107,20960207.934255838,null,124628629.5,0]
[2053,{"$f":"IF(MAX($B$65:B80)<(construct+anal_period),B80+1,\"\")","v":17},14,14,1.277216122541118,329050777.97956556,null,0,{"$f":"IF(OR(C81<0,C81=\"\"),\"\",-E81*INDEX('Replacement Costs'!$A$16:$H$57,MATCH(C81,'Replacement Costs'!$C$16:$C$57,0),MATCH(\"Total Yearly Replacement Costs\",'Replacement Costs'!$A$16:$H$16,0)))","v":-1865675.4013409009},{"$f":"IF(AND(C81>=1,C81<anal_period),WorkingCap*SUM(N81:R81)-WorkingCap*SUM(N80:R80),IF(C81<0,0,IF(B81=\"\",\"\",-SUM(J$65:J80))))","v":-1053082.8832655549},"","","",-14847025.922995657,-261067188.58415514,0,0,-24072725.67141572,{"$f":"IF(B81=\"\",\"\",IF($B$31=0,\"\",-'Debt Financing Calculations'!E30))","v":-6129599.6730380133},22934238.12796104,{"$f":"IF(C81=\"\",\"\",IF(C81<-1,0,IF(C81=anal_period,-LOOKUP(C81,depr_yr,depr_cost)-Depreciation!$C$141-Depreciation!$B$166,-LOOKUP(C81,depr_yr,depr_cost))))","v":-13618932.128014455},9315305.9999465849,0.25739999999999996,-2397759.7643862506,20536478.363574788,{"$f":"IF(C81=\"\",\"\",IF($B$31=0,\"\",-'Debt Financing Calculations'!F30))","v":0},17617720.078968331,135129389.79369938,20015479.843354583,null,124628629.5,0]
[2054,{"$f":"IF(MAX($B$65:B81)<(construct+anal_period),B81+1,\"\")","v":18},15,15,1.3014832288693996,335302742.76117742,null,0,{"$f":"IF(OR(C82<0,C82=\"\"),\"\",-E82*INDEX('Replacement Costs'!$A$16:$H$57,MATCH(C82,'Replacement Costs'!$C$16:$C$57,0),MATCH(\"Total Yearly Replacement Costs\",'Replacement Costs'!$A$16:$H$16,0)))","v":-1901123.2339663785},{"$f":"IF(AND(C82>=1,C82<anal_period),WorkingCap*SUM(N82:R82)-WorkingCap*SUM(N81:R81),IF(C82<0,0,IF(B82=\"\",\"\",-SUM(J$65:J81))))","v":-1078463.8769342378},"","","",-15129119.415532578,-267506402.65176243,0,0,-24541177.290833101,{"$f":"IF(B82=\"\",\"\",IF($B$31=0,\"\",-'Debt Financing Calculations'!E31))","v":-6129599.6730380133},21996443.730011284,{"$f":"IF(C82=\"\",\"\",IF(C82<-1,0,IF(C82=anal_period,-LOOKUP(C82,depr_yr,depr_cost)-Depreciation!$C$141-Depreciation!$B$166,-LOOKUP(C82,depr_yr,depr_cost))))","v":-13709414.36370893},8287029.3663023543,0.25739999999999996,-2133081.3588862256,19863362.371125057,{"$f":"IF(C82=\"\",\"\",IF($B$31=0,\"\",-'Debt Financing Calculations'!F31))","v":0},16883775.260224439,152013165.05392382,19016856.619110666,null,124628629.5,0]
[2055,{"$f":"IF(MAX($B$65:B82)<(construct+anal_period),B82+1,\"\")","v":19},16,16,1.3262114102179181,341673494.87363976,null,0,{"$f":"IF(OR(C83<0,C83=\"\"),\"\",-E83*INDEX('Replacement Costs'!$A$16:$H$57,MATCH(C83,'Replacement Costs'!$C$16:$C$57,0),MATCH(\"Total Yearly Replacement Costs\",'Replacement Costs'!$A$16:$H$16,0)))","v":-1937244.5754117395},{"$f":"IF(AND(C83>=1,C83<anal_period),WorkingCap*SUM(N83:R83)-WorkingCap*SUM(N82:R82),IF(C83<0,0,IF(B83=\"\",\"\",-SUM(J$65:J82))))","v":-1104459.4662486911},"","","",-15416572.684427697,-274104439.73360342,0,0,-25018750.04842164,{"$f":"IF(B83=\"\",\"\",IF($B$31=0,\"\",-'Debt Financing Calculations'!E32))","v":-6129599.6730380133},21004132.734149039,{"$f":"IF(C83=\"\",\"\",IF(C83<-1,0,IF(C83=anal_period,-LOOKUP(C83,depr_yr,depr_cost)-Depreciation!$C$141-Depreciation!$B$166,-LOOKUP(C83,depr_yr,depr_cost))))","v":-13795973.739283869},7208158.9948651697,0.25739999999999996,-1855380.1252782943,19148752.608870745,{"$f":"IF(C83=\"\",\"\",IF($B$31=0,\"\",-'Debt Financing Calculations'!F32))","v":0},16107048.567210313,168120213.62113413,17962428.692488607,null,124628629.5,0]
[2056,{"$f":"IF(MAX($B$65:B83)<(construct+anal_period),B83+1,\"\")","v":20},17,17,1.3514094270120585,348165291.27623892,null,0,{"$f":"IF(OR(C84<0,C84=\"\"),\"\",-E84*INDEX('Replacement Costs'!$A$16:$H$57,MATCH(C84,'Replacement Costs'!$C$16:$C$57,0),MATCH(\"Total Yearly Replacement Costs\",'Replacement Costs'!$A$16:$H$16,0)))","v":-1974052.2223445626},{"$f":"IF(AND(C84>=1,C84<anal_period),WorkingCap*SUM(N84:R84)-WorkingCap*SUM(N83:R83),IF(C84<0,0,IF(B84=\"\",\"\",-SUM(J$65:J83))))","v":-1123215.0478624105},"","","",-15709487.565431822,-280811626.71614361,0,0,-25506748.503960043,{"$f":"IF(B84=\"\",\"\",IF($B$31=0,\"\",-'Debt Financing Calculations'!E33))","v":-6129599.6730380133},20007828.817665458,{"$f":"IF(C84=\"\",\"\",IF(C84<-1,0,IF(C84=anal_period,-LOOKUP(C84,depr_yr,depr_cost)-Depreciation!$C$141-Depreciation!$B$166,-LOOKUP(C84,depr_yr,depr_cost))))","v":-13889819.765592465},6118009.0520729925,0.25739999999999996,-1574775.5300035879,18433053.287661869,{"$f":"IF(C84=\"\",\"\",IF($B$31=0,\"\",-'Debt Financing Calculations'!F33))","v":0},15335786.017454896,183455999.63858902,16910561.547458485,null,124628629.5,0]
[2057,{"$f":"IF(MAX($B$65:B84)<(construct+anal_period),B84+1,\"\")","v":21},18,18,1.3770862061252875,354780431.81048745,null,0,{"$f":"IF(OR(C85<0,C85=\"\"),\"\",-E85*INDEX('Replacement Costs'!$A$16:$H$57,MATCH(C85,'Replacement Costs'!$C$16:$C$57,0),MATCH(\"Total Yearly Replacement Costs\",'Replacement Costs'!$A$16:$H$16,0)))","v":-2011559.2145691093},{"$f":"IF(AND(C85>=1,C85<anal_period),WorkingCap*SUM(N85:R85)-WorkingCap*SUM(N84:R84),IF(C85<0,0,IF(B85=\"\",\"\",-SUM(J$65:J84))))","v":-1150096.7894050479},"","","",-16007967.829175025,-287682934.9265722,0,0,-26004271.959155258,{"$f":"IF(B85=\"\",\"\",IF($B$31=0,\"\",-'Debt Financing Calculations'!E34))","v":-6129599.6730380133},18955657.422546983,{"$f":"IF(C85=\"\",\"\",IF(C85<-1,0,IF(C85=anal_period,-LOOKUP(C85,depr_yr,depr_cost)-Depreciation!$C$141-Depreciation!$B$166,-LOOKUP(C85,depr_yr,depr_cost))))","v":-13979806.843803197},4975850.5787437856,0.25739999999999996,-1280783.9389686503,17674873.483578332,{"$f":"IF(C85=\"\",\"\",IF($B$31=0,\"\",-'Debt Financing Calculations'!F34))","v":0},14513217.479604173,197969217.11819321,15794001.418572824,null,124628629.5,0]
[2058,{"$f":"IF(MAX($B$65:B85)<(construct+anal_period),B85+1,\"\")","v":22},19,19,1.4032508440416678,361521260.01488662,null,0,{"$f":"IF(OR(C86<0,C86=\"\"),\"\",-E86*INDEX('Replacement Costs'!$A$16:$H$57,MATCH(C86,'Replacement Costs'!$C$16:$C$57,0),MATCH(\"Total Yearly Replacement Costs\",'Replacement Costs'!$A$16:$H$16,0)))","v":-2049778.839645922},{"$f":"IF(AND(C86>=1,C86<anal_period),WorkingCap*SUM(N86:R86)-WorkingCap*SUM(N85:R85),IF(C86<0,0,IF(B86=\"\",\"\",-SUM(J$65:J85))))","v":-1177624.6917952076},"","","",-16312119.217929348,-294722380.32232618,0,0,-26511506.453281671,{"$f":"IF(B86=\"\",\"\",IF($B$31=0,\"\",-'Debt Financing Calculations'!E35))","v":-6129599.6730380133},17845654.348311424,{"$f":"IF(C86=\"\",\"\",IF(C86<-1,0,IF(C86=anal_period,-LOOKUP(C86,depr_yr,depr_cost)-Depreciation!$C$141-Depreciation!$B$166,-LOOKUP(C86,depr_yr,depr_cost))))","v":-14077145.699097659},3768508.6492137648,0.25739999999999996,-970014.12630762288,16875640.222003803,{"$f":"IF(C86=\"\",\"\",IF($B$31=0,\"\",-'Debt Financing Calculations'!F35))","v":0},13648236.690562671,211617453.80875587,14618250.816870295,null,124628629.5,0]
[2059,{"$f":"IF(MAX($B$65:B86)<(construct+anal_period),B86+1,\"\")","v":23},20,20,1.4299126100784596,368390163.9551695,null,0,{"$f":"IF(OR(C87<0,C87=\"\"),\"\",-E87*INDEX('Replacement Costs'!$A$16:$H$57,MATCH(C87,'Replacement Costs'!$C$16:$C$57,0),MATCH(\"Total Yearly Replacement Costs\",'Replacement Costs'!$A$16:$H$16,0)))","v":-2088724.6375991947},{"$f":"IF(AND(C87>=1,C87<anal_period),WorkingCap*SUM(N87:R87)-WorkingCap*SUM(N86:R86),IF(C87<0,0,IF(B87=\"\",\"\",-SUM(J$65:J86))))","v":-1205814.3420593366},"","","",-16622049.483070008,-301934077.12914312,0,0,-27028641.661719613,{"$f":"IF(B87=\"\",\"\",IF($B$31=0,\"\",-'Debt Financing Calculations'!E36))","v":-6129599.6730380133},16675796.008198738,{"$f":"IF(C87=\"\",\"\",IF(C87<-1,0,IF(C87=anal_period,-LOOKUP(C87,depr_yr,depr_cost)-Depreciation!$C$141-Depreciation!$B$166,-LOOKUP(C87,depr_yr,depr_cost))))","v":-14170691.970044987},2505104.0381537508,0.25739999999999996,-644813.77942077536,16030982.228777964,{"$f":"IF(C87=\"\",\"\",IF($B$31=0,\"\",-'Debt Financing Calculations'!F36))","v":0},12736443.249119431,224353897.05787531,13381257.028540207,null,124628629.5,0]
[2060,{"$f":"IF(MAX($B$65:B87)<(construct+anal_period),B87+1,\"\")","v":24},21,21,1.4570809496699502,375389577.07031769,null,0,{"$f":"IF(OR(C88<0,C88=\"\"),\"\",-E88*INDEX('Replacement Costs'!$A$16:$H$57,MATCH(C88,'Replacement Costs'!$C$16:$C$57,0),MATCH(\"Total Yearly Replacement Costs\",'Replacement Costs'!$A$16:$H$16,0)))","v":-2128410.4057135792},{"$f":"IF(AND(C88>=1,C88<anal_period),WorkingCap*SUM(N88:R88)-WorkingCap*SUM(N87:R87),IF(C88<0,0,IF(B88=\"\",\"\",-SUM(J$65:J87))))","v":-1234681.7043027505},"","","",-16937868.423248336,-309322240.24563277,0,0,-27555870.967069961,{"$f":"IF(B88=\"\",\"\",IF($B$31=0,\"\",-'Debt Financing Calculations'!E37))","v":-6129599.6730380133},15443997.761328578,{"$f":"IF(C88=\"\",\"\",IF(C88<-1,0,IF(C88=anal_period,-LOOKUP(C88,depr_yr,depr_cost)-Depreciation!$C$141-Depreciation!$B$166,-LOOKUP(C88,depr_yr,depr_cost))))","v":-8020760.8502352564},7423236.9110933216,0.25739999999999996,-1910741.1809154206,13533256.580413157,{"$f":"IF(C88=\"\",\"\",IF($B$31=0,\"\",-'Debt Financing Calculations'!F37))","v":0},10170164.470396828,234524061.52827212,12080905.651312249,null,124628629.5,0]
[2061,{"$f":"IF(MAX($B$65:B88)<(construct+anal_period),B88+1,\"\")","v":25},22,22,1.4847654877136791,382521979.03465366,null,0,{"$f":"IF(OR(C89<0,C89=\"\"),\"\",-E89*INDEX('Replacement Costs'!$A$16:$H$57,MATCH(C89,'Replacement Costs'!$C$16:$C$57,0),MATCH(\"Total Yearly Replacement Costs\",'Replacement Costs'!$A$16:$H$16,0)))","v":-2168850.2034221371},{"$f":"IF(AND(C89>=1,C89<anal_period),WorkingCap*SUM(N89:R89)-WorkingCap*SUM(N88:R88),IF(C89<0,0,IF(B89=\"\",\"\",-SUM(J$65:J88))))","v":-1232365.2737222239},"","","",-17259687.923290052,-316685898.99688846,0,0,-28086161.207254063,{"$f":"IF(B89=\"\",\"\",IF($B$31=0,\"\",-'Debt Financing Calculations'!E38))","v":-6129599.6730380133},14360631.234183073,{"$f":"IF(C89=\"\",\"\",IF(C89<-1,0,IF(C89=anal_period,-LOOKUP(C89,depr_yr,depr_cost)-Depreciation!$C$141-Depreciation!$B$166,-LOOKUP(C89,depr_yr,depr_cost))))","v":-1836699.6833707935},12523931.55081228,0.25739999999999996,-3223659.9811790804,11136971.253003992,{"$f":"IF(C89=\"\",\"\",IF($B$31=0,\"\",-'Debt Financing Calculations'!F38))","v":0},7735755.7758596316,242259817.30413175,10959415.757038713,null,124628629.5,0]
[2062,{"$f":"IF(MAX($B$65:B89)<(construct+anal_period),B89+1,\"\")","v":26},23,23,1.5129760319802392,389789896.63631219,null,0,{"$f":"IF(OR(C90<0,C90=\"\"),\"\",-E90*INDEX('Replacement Costs'!$A$16:$H$57,MATCH(C90,'Replacement Costs'!$C$16:$C$57,0),MATCH(\"Total Yearly Replacement Costs\",'Replacement Costs'!$A$16:$H$16,0)))","v":-2210058.3572871578},{"$f":"IF(AND(C90>=1,C90<anal_period),WorkingCap*SUM(N90:R90)-WorkingCap*SUM(N89:R89),IF(C90<0,0,IF(B90=\"\",\"\",-SUM(J$65:J89))))","v":-1261108.1084582135},"","","",-17587621.993832566,-324224855.42529118,0,0,-28626658.098030224,{"$f":"IF(B90=\"\",\"\",IF($B$31=0,\"\",-'Debt Financing Calculations'!E39))","v":-6129599.6730380133},13221161.446120203,{"$f":"IF(C90=\"\",\"\",IF(C90<-1,0,IF(C90=anal_period,-LOOKUP(C90,depr_yr,depr_cost)-Depreciation!$C$141-Depreciation!$B$166,-LOOKUP(C90,depr_yr,depr_cost))))","v":-1871596.9773548387},11349564.468765363,0.25739999999999996,-2921377.8942602039,10299783.551859999,{"$f":"IF(C90=\"\",\"\",IF($B$31=0,\"\",-'Debt Financing Calculations'!F39))","v":0},6828617.0861146282,249088434.39024636,9749994.9803748317,null,124628629.5,0]
[2063,{"$f":"IF(MAX($B$65:B90)<(construct+anal_period),B90+1,\"\")","v":27},24,24,1.5417225765878635,397195904.67240202,null,0,{"$f":"IF(OR(C91<0,C91=\"\"),\"\",-E91*INDEX('Replacement Costs'!$A$16:$H$57,MATCH(C91,'Replacement Costs'!$C$16:$C$57,0),MATCH(\"Total Yearly Replacement Costs\",'Replacement Costs'!$A$16:$H$16,0)))","v":-2252049.4660756136},{"$f":"IF(AND(C91>=1,C91<anal_period),WorkingCap*SUM(N91:R91)-WorkingCap*SUM(N90:R90),IF(C91<0,0,IF(B91=\"\",\"\",-SUM(J$65:J90))))","v":-1290523.8068547323},"","","",-17921786.811715383,-331943282.62965631,0,0,-29177558.121480532,{"$f":"IF(B91=\"\",\"\",IF($B$31=0,\"\",-'Debt Financing Calculations'!E40))","v":-6129599.6730380133},12023677.436511815,{"$f":"IF(C91=\"\",\"\",IF(C91<-1,0,IF(C91=anal_period,-LOOKUP(C91,depr_yr,depr_cost)-Depreciation!$C$141-Depreciation!$B$166,-LOOKUP(C91,depr_yr,depr_cost))))","v":-1907157.3199245809},10116520.116587233,0.25739999999999996,-2603992.2780095534,9419685.1585022621,{"$f":"IF(C91=\"\",\"\",IF($B$31=0,\"\",-'Debt Financing Calculations'!F40))","v":0},5877111.8855719147,254965546.27581829,8481104.1635814682,null,124628629.5,0]
[2064,{"$f":"IF(MAX($B$65:B91)<(construct+anal_period),B91+1,\"\")","v":28},25,25,1.5710153055430329,404742626.86117768,null,0,{"$f":"IF(OR(C92<0,C92=\"\"),\"\",-E92*INDEX('Replacement Costs'!$A$16:$H$57,MATCH(C92,'Replacement Costs'!$C$16:$C$57,0),MATCH(\"Total Yearly Replacement Costs\",'Replacement Costs'!$A$16:$H$16,0)))","v":-2294838.40593105},{"$f":"IF(AND(C92>=1,C92<anal_period),WorkingCap*SUM(N92:R92)-WorkingCap*SUM(N91:R91),IF(C92<0,0,IF(B92=\"\",\"\",-SUM(J$65:J91))))","v":-1320628.1690450832},"","","",-18262300.761137974,-339845453.05269283,0,0,-29739061.542655308,{"$f":"IF(B92=\"\",\"\",IF($B$31=0,\"\",-'Debt Financing Calculations'!E41))","v":-6129599.6730380133},10766211.831653595,{"$f":"IF(C92=\"\",\"\",IF(C92<-1,0,IF(C92=anal_period,-LOOKUP(C92,depr_yr,depr_cost)-Depreciation!$C$141-Depreciation!$B$166,-LOOKUP(C92,depr_yr,depr_cost))))","v":-1943393.3090031478},8822818.5226504467,0.25739999999999996,-2270993.4877302246,8495218.3439233713,{"$f":"IF(C92=\"\",\"\",IF($B$31=0,\"\",-'Debt Financing Calculations'!F41))","v":0},4879751.7689472372,259845298.04476553,7150745.2566774618,null,124628629.5,0]
[2065,{"$f":"IF(MAX($B$65:B92)<(construct+anal_period),B92+1,\"\")","v":29},26,26,1.6008645963483503,412432736.77153999,null,0,{"$f":"IF(OR(C93<0,C93=\"\"),\"\",-E93*INDEX('Replacement Costs'!$A$16:$H$57,MATCH(C93,'Replacement Costs'!$C$16:$C$57,0),MATCH(\"Total Yearly Replacement Costs\",'Replacement Costs'!$A$16:$H$16,0)))","v":-2338440.3356437399},{"$f":"IF(AND(C93>=1,C93<anal_period),WorkingCap*SUM(N93:R93)-WorkingCap*SUM(N92:R92),IF(C93<0,0,IF(B93=\"\",\"\",-SUM(J$65:J92))))","v":-1351437.3671243489},"","","",-18609284.475599594,-347935740.84596199,0,0,-30311372.482420206,{"$f":"IF(B93=\"\",\"\",IF($B$31=0,\"\",-'Debt Financing Calculations'!E42))","v":-6129599.6730380133},9446739.2945201993,{"$f":"IF(C93=\"\",\"\",IF(C93<-1,0,IF(C93=anal_period,-LOOKUP(C93,depr_yr,depr_cost)-Depreciation!$C$141-Depreciation!$B$166,-LOOKUP(C93,depr_yr,depr_cost))))","v":-1980317.7818742073},7466421.5126459915,0.25739999999999996,-1921856.897355078,7524882.3971651215,{"$f":"IF(C93=\"\",\"\",IF($B$31=0,\"\",-'Debt Financing Calculations'!F42))","v":0},3835004.6943970323,263680302.73916256,5756861.59175211,null,124628629.5,0]
[2066,{"$f":"IF(MAX($B$65:B93)<(construct+anal_period),B93+1,\"\")","v":30},27,27,1.631281023678969,420268958.77019924,null,0,{"$f":"IF(OR(C94<0,C94=\"\"),\"\",-E94*INDEX('Replacement Costs'!$A$16:$H$57,MATCH(C94,'Replacement Costs'!$C$16:$C$57,0),MATCH(\"Total Yearly Replacement Costs\",'Replacement Costs'!$A$16:$H$16,0)))","v":-2382870.7020209706},{"$f":"IF(AND(C94>=1,C94<anal_period),WorkingCap*SUM(N94:R94)-WorkingCap*SUM(N93:R93),IF(C94<0,0,IF(B94=\"\",\"\",-SUM(J$65:J93))))","v":-1345872.1746169105},"","","",-18962860.880635984,-355971580.25002414,0,0,-30894437.837434404,{"$f":"IF(B94=\"\",\"\",IF($B$31=0,\"\",-'Debt Financing Calculations'!E43))","v":-6129599.6730380133},8310480.1290667057,{"$f":"IF(C94=\"\",\"\",IF(C94<-1,0,IF(C94=anal_period,-LOOKUP(C94,depr_yr,depr_cost)-Depreciation!$C$141-Depreciation!$B$166,-LOOKUP(C94,depr_yr,depr_cost))))","v":-2017943.8197298171},6292536.3093368886,0.25739999999999996,-1619698.8460233149,6690781.2830433911,{"$f":"IF(C94=\"\",\"\",IF($B$31=0,\"\",-'Debt Financing Calculations'!F43))","v":0},2962038.4064055094,266642341.14556807,4581737.2524288241,null,124628629.5,0]
[2067,{"$f":"IF(MAX($B$65:B94)<(construct+anal_period),B94+1,\"\")","v":31},28,28,1.6622753631288694,428254068.98683304,null,0,{"$f":"IF(OR(C95<0,C95=\"\"),\"\",-E95*INDEX('Replacement Costs'!$A$16:$H$57,MATCH(C95,'Replacement Costs'!$C$16:$C$57,0),MATCH(\"Total Yearly Replacement Costs\",'Replacement Costs'!$A$16:$H$16,0)))","v":-2428145.2453593691},{"$f":"IF(AND(C95>=1,C95<anal_period),WorkingCap*SUM(N95:R95)-WorkingCap*SUM(N94:R94),IF(C95<0,0,IF(B95=\"\",\"\",-SUM(J$65:J94))))","v":-1376401.5544877276},"","","",-19323155.23736807,-364193013.45014435,0,0,-31488720.643833648,{"$f":"IF(B95=\"\",\"\",IF($B$31=0,\"\",-'Debt Financing Calculations'!E44))","v":-6129599.6730380133},7119579.9824489951,{"$f":"IF(C95=\"\",\"\",IF(C95<-1,0,IF(C95=anal_period,-LOOKUP(C95,depr_yr,depr_cost)-Depreciation!$C$141-Depreciation!$B$166,-LOOKUP(C95,depr_yr,depr_cost))))","v":-2056284.7523046834},5063295.2301443117,0.25739999999999996,-1303292.1922391457,5816287.7902098494,{"$f":"IF(C95=\"\",\"\",IF($B$31=0,\"\",-'Debt Financing Calculations'!F44))","v":0},2011740.9903627527,268654082.13593084,3315033.1826018984,null,124628629.5,0]
[2068,{"$f":"IF(MAX($B$65:B95)<(construct+anal_period),B95+1,\"\")","v":32},29,29,1.6938585950283176,436390896.29758281,null,0,{"$f":"IF(OR(C96<0,C96=\"\"),\"\",-E96*INDEX('Replacement Costs'!$A$16:$H$57,MATCH(C96,'Replacement Costs'!$C$16:$C$57,0),MATCH(\"Total Yearly Replacement Costs\",'Replacement Costs'!$A$16:$H$16,0)))","v":-2474280.0050211968},{"$f":"IF(AND(C96>=1,C96<anal_period),WorkingCap*SUM(N96:R96)-WorkingCap*SUM(N95:R95),IF(C96<0,0,IF(B96=\"\",\"\",-SUM(J$65:J95))))","v":-1407625.4212463498},"","","",-19690295.186878059,-372604326.87558061,0,0,-32094436.743862983,{"$f":"IF(B96=\"\",\"\",IF($B$31=0,\"\",-'Debt Financing Calculations'!E45))","v":-6129599.6730380133},5872237.8182231188,{"$f":"IF(C96=\"\",\"\",IF(C96<-1,0,IF(C96=anal_period,-LOOKUP(C96,depr_yr,depr_cost)-Depreciation!$C$141-Depreciation!$B$166,-LOOKUP(C96,depr_yr,depr_cost))))","v":-2095354.1625984726},3776883.6556246462,0.25739999999999996,-972169.85295778385,4900067.9652653346,{"$f":"IF(C96=\"\",\"\",IF($B$31=0,\"\",-'Debt Financing Calculations'!F45))","v":0},1018162.5389977883,269672244.67492861,1990332.3919555722,null,124628629.5,0]
[2069,{"$f":"IF(MAX($B$65:B96)<(construct+anal_period),B96+1,\"\")","v":33},30,{"$f":"IF(C97=\"\",\"\",IF(C97<=plant_life,C97,IF(D96=plant_life,1,D96+1)))","v":30},{"$f":"IF(C97=\"\",\"\",(1+inflation_rate)^(A97-$B$25))","v":1.7260419083338554},{"$f":"IF(C97=\"\",\"\",IF(C97<0,0,IF(AND(C97=1,start_time<1),E97*(H2_price_nominal*output_kgyear*start_time*percnt_revs+H2_price_nominal*output_kgyear*(1-start_time)),IF(C97<=start_time,H2_price_nominal*E97*output_kgyear*percnt_revs,H2_price_nominal*output_kgyear*E97))))","v":444682323.32723677},null,0,{"$f":"IF(OR(C97<0,C97=\"\"),\"\",-E97*INDEX('Replacement Costs'!$A$16:$H$57,MATCH(C97,'Replacement Costs'!$C$16:$C$57,0),MATCH(\"Total Yearly Replacement Costs\",'Replacement Costs'!$A$16:$H$16,0)))","v":-2521291.3251165994},{"$f":"IF(AND(C97>=1,C97<anal_period),WorkingCap*SUM(N97:R97)-WorkingCap*SUM(N96:R96),IF(C97<0,0,IF(B97=\"\",\"\",-SUM(J$65:J96))))","v":-1439559.6114869639},{"$f":"IF(C97=-construct,-E97*non_dep_infl,\"\")","v":""},{"$f":"IF(C97=anal_period,salvage*E97,\"\")","v":""},{"$f":"IF(D97=plant_life,-E97*decom,\"\")","v":""},{"$f":"IF(C97=\"\",\"\",IF(C97<0,0,IF(AND(C97=1,start_time<1),-(inflated_fixed*percnt_fixed*start_time+(inflated_fixed*(1-start_time))),IF(C97<=start_time,-inflated_fixed*percnt_fixed*E97,-inflated_fixed*E97))))","v":-20064410.795428738},{"$f":"IF(C97=\"\",\"\",IF(C97<0,0,IF(AND(C97=1,start_time<1),-(SUM(B171:E171)*output_kgyear*E97*percnt_var*start_time+SUM(B171:E171)*output_kgyear*E97*(1-start_time)),IF(C97<=start_time,-SUM(B171:E171)*output_kgyear*E97*percnt_var,-SUM(B171:E171)*output_kgyear*E97))))","v":-381209905.95392084},{"$f":"IF(C97=\"\",\"\",IF(C97<0,0,IF(AND(C97=1,start_time<1),-(inflated_otherraw*E97*percnt_var*start_time+inflated_otherraw*E97*(1-start_time)),IF(C97<=start_time,-inflated_otherraw*E97*percnt_var,-(inflated_otherraw*E97)))))","v":0},0,{"$f":"IF(C97=\"\",\"\",IF(C97<0,0,IF(AND(C97=1,start_time<1),-((SUM(F171:J171,P171:R171)*output_kgyear+inflated_othervar)*E97*percnt_var*start_time+(SUM(F171:J171,P171:R171)*output_kgyear+inflated_othervar)*E97*(1-start_time)),IF(C97<=start_time,-(SUM(F171:J171,P171:R171)*output_kgyear+inflated_othervar)*E97*percnt_var,-E97*(SUM(F171:J171,P171:R171)*output_kgyear+inflated_othervar)))))","v":-32711806.133551806},{"$f":"IF(B97=\"\",\"\",IF($B$31=0,\"\",-'Debt Financing Calculations'!E46))","v":-6129599.6730380133},{"$f":"IF(C97=\"\",\"\",F97+SUM(L97:S97))","v":4566600.7712973356},{"$f":"IF(C97=\"\",\"\",IF(C97<-1,0,IF(C97=anal_period,-LOOKUP(C97,depr_yr,depr_cost)-Depreciation!$C$141-Depreciation!$B$166,-LOOKUP(C97,depr_yr,depr_cost))))","v":-2135165.8916878435},{"$f":"IF(C97=\"\",\"\",SUM(T97:U97))","v":2431434.8796094921},{"$f":"IF(C97=\"\",\"\",$B$33)","v":0.25739999999999996},{"$f":"IF(C97=\"\",\"\",tax_credit-(V97*W97 +Upstream_CO2_taxpYear + Proc_CO2_taxpYear))","v":-625851.3380114832},{"$f":"IF(C97=\"\",\"\",SUM(T97,X97))","v":3940749.4332858524},{"$f":"IF(C97=\"\",\"\",IF($B$31=0,\"\",-'Debt Financing Calculations'!F46))","v":0},{"$f":"IF(C97=\"\",\"\",SUM(H97,I97,J97,K97,T97,X97,Z97))","v":-20101.503317710944},269652143.17161089,{"$f":"IF(C97=\"\",\"\",SUM(H97,I97,J97,K97,T97,Z97))","v":605749.83469377225},null,{"$f":"IF(C97=\"\",\"\",IF(C97<0,0,IF(AND(C97=1,start_time<1),(output_kgyear*start_time*percnt_revs+output_kgyear*(1-start_time)),IF(C97<=start_time,output_kgyear*percnt_revs,output_kgyear))))","v":124628629.5},{"$f":"IF(C97=\"\",\"\",tax_credit)","v":0}]
[2070,{"$f":"IF(MAX($B$65:B97)<(construct+anal_period),B97+1,\"\")","v":34},31,31,1.7588367045921991,453131287.47045439,null,0,{"$f":"IF(OR(C98<0,C98=\"\"),\"\",-E98*INDEX('Replacement Costs'!$A$16:$H$57,MATCH(C98,'Replacement Costs'!$C$16:$C$57,0),MATCH(\"Total Yearly Replacement Costs\",'Replacement Costs'!$A$16:$H$16,0)))","v":-2569195.8602938154},{"$f":"IF(AND(C98>=1,C98<anal_period),WorkingCap*SUM(N98:R98)-WorkingCap*SUM(N97:R97),IF(C98<0,0,IF(B98=\"\",\"\",-SUM(J$65:J97))))","v":-1472220.3236741573},"","","",-20445634.60054189,-390014237.39752364,0,0,-33341053.042663604,{"$f":"IF(B98=\"\",\"\",IF($B$31=0,\"\",-'Debt Financing Calculations'!E47))","v":-6129599.6730380133},3200762.7566872239,{"$f":"IF(C98=\"\",\"\",IF(C98<-1,0,IF(C98=anal_period,-LOOKUP(C98,depr_yr,depr_cost)-Depreciation!$C$141-Depreciation!$B$166,-LOOKUP(C98,depr_yr,depr_cost))))","v":-2175734.0436299122},1025028.7130573117,0.25739999999999996,-263842.39074095199,2936920.3659462719,{"$f":"IF(C98=\"\",\"\",IF($B$31=0,\"\",-'Debt Financing Calculations'!F47))","v":0},-1104495.8180217007,268547647.35358918,-840653.42728074873,null,124628629.5,0]
[2071,{"$f":"IF(MAX($B$65:B98)<(construct+anal_period),B98+1,\"\")","v":35},32,32,1.7922546019794507,461740781.93239301,null,0,{"$f":"IF(OR(C99<0,C99=\"\"),\"\",-E99*INDEX('Replacement Costs'!$A$16:$H$57,MATCH(C99,'Replacement Costs'!$C$16:$C$57,0),MATCH(\"Total Yearly Replacement Costs\",'Replacement Costs'!$A$16:$H$16,0)))","v":-2618010.5816393974},{"$f":"IF(AND(C99>=1,C99<anal_period),WorkingCap*SUM(N99:R99)-WorkingCap*SUM(N98:R98),IF(C99<0,0,IF(B99=\"\",\"\",-SUM(J$65:J98))))","v":-1463538.1890650988},"","","",-20834101.657952186,-398744074.13318777,0,0,-33979670.510023259,{"$f":"IF(B99=\"\",\"\",IF($B$31=0,\"\",-'Debt Financing Calculations'!E48))","v":-6129599.6730380133},2053335.958191812,{"$f":"IF(C99=\"\",\"\",IF(C99<-1,0,IF(C99=anal_period,-LOOKUP(C99,depr_yr,depr_cost)-Depreciation!$C$141-Depreciation!$B$166,-LOOKUP(C99,depr_yr,depr_cost))))","v":-2217072.9904588806},-163737.03226706851,0.25739999999999996,42145.91210554343,2095481.8702973556,{"$f":"IF(C99=\"\",\"\",IF($B$31=0,\"\",-'Debt Financing Calculations'!F48))","v":0},-1986066.9004071406,266561580.45318204,-2028212.8125126841,null,124628629.5,0]
[2072,{"$f":"IF(MAX($B$65:B99)<(construct+anal_period),B99+1,\"\")","v":36},33,33,1.8263074394170602,470513856.78910846,null,0,{"$f":"IF(OR(C100<0,C100=\"\"),\"\",-E100*INDEX('Replacement Costs'!$A$16:$H$57,MATCH(C100,'Replacement Costs'!$C$16:$C$57,0),MATCH(\"Total Yearly Replacement Costs\",'Replacement Costs'!$A$16:$H$16,0)))","v":-2667752.782690546},{"$f":"IF(AND(C100>=1,C100<anal_period),WorkingCap*SUM(N100:R100)-WorkingCap*SUM(N99:R99),IF(C100<0,0,IF(B100=\"\",\"\",-SUM(J$65:J99))))","v":-1495790.7464551479},"","","",-21229949.589453276,-407669314.11858934,0,0,-34630520.902821489,{"$f":"IF(B100=\"\",\"\",IF($B$31=0,\"\",-'Debt Financing Calculations'!E49))","v":-6129599.6730380133},854472.50520634651,{"$f":"IF(C100=\"\",\"\",IF(C100<-1,0,IF(C100=anal_period,-LOOKUP(C100,depr_yr,depr_cost)-Depreciation!$C$141-Depreciation!$B$166,-LOOKUP(C100,depr_yr,depr_cost))))","v":-2259197.3772775996},-1404724.8720712531,0.25739999999999996,361576.1820711405,1216048.687277487,{"$f":"IF(C100=\"\",\"\",IF($B$31=0,\"\",-'Debt Financing Calculations'!F49))","v":0},-2947494.8418682069,263614085.61131382,-3309071.0239393474,null,124628629.5,0]
[2073,{"$f":"IF(MAX($B$65:B100)<(construct+anal_period),B100+1,\"\")","v":37},34,34,1.8610072807659841,479453620.06810147,null,0,{"$f":"IF(OR(C101<0,C101=\"\"),\"\",-E101*INDEX('Replacement Costs'!$A$16:$H$57,MATCH(C101,'Replacement Costs'!$C$16:$C$57,0),MATCH(\"Total Yearly Replacement Costs\",'Replacement Costs'!$A$16:$H$16,0)))","v":-2718440.0855616662},{"$f":"IF(AND(C101>=1,C101<anal_period),WorkingCap*SUM(N101:R101)-WorkingCap*SUM(N100:R100),IF(C101<0,0,IF(B101=\"\",\"\",-SUM(J$65:J100))))","v":-1528755.5582245886},"","","",-21633318.631652884,-416794331.13884747,0,0,-35293838.561861016,{"$f":"IF(B101=\"\",\"\",IF($B$31=0,\"\",-'Debt Financing Calculations'!E50))","v":-6129599.6730380133},-397467.93729794025,{"$f":"IF(C101=\"\",\"\",IF(C101<-1,0,IF(C101=anal_period,-LOOKUP(C101,depr_yr,depr_cost)-Depreciation!$C$141-Depreciation!$B$166,-LOOKUP(C101,depr_yr,depr_cost))))","v":-2302122.1274458733},-2699590.0647438136,0.25739999999999996,694874.48266505753,297406.54536711727,{"$f":"IF(C101=\"\",\"\",IF($B$31=0,\"\",-'Debt Financing Calculations'!F50))","v":0},-3949789.0984191382,259664296.51289469,-4644663.5810841955,null,124628629.5,0]
[2074,{"$f":"IF(MAX($B$65:B101)<(construct+anal_period),B101+1,\"\")","v":38},35,35,1.8963664191005378,488563238.84939539,null,0,{"$f":"IF(OR(C102<0,C102=\"\"),\"\",-E102*INDEX('Replacement Costs'!$A$16:$H$57,MATCH(C102,'Replacement Costs'!$C$16:$C$57,0),MATCH(\"Total Yearly Replacement Costs\",'Replacement Costs'!$A$16:$H$16,0)))","v":-2770090.4471873376},{"$f":"IF(AND(C102>=1,C102<anal_period),WorkingCap*SUM(N102:R102)-WorkingCap*SUM(N101:R101),IF(C102<0,0,IF(B102=\"\",\"\",-SUM(J$65:J101))))","v":-1562448.3824798912},"","","",-22044351.68565429,-426123596.87917441,0,0,-35969862.317398682,{"$f":"IF(B102=\"\",\"\",IF($B$31=0,\"\",-'Debt Financing Calculations'!E51))","v":-6129599.6730380133},-1704171.7058699727,{"$f":"IF(C102=\"\",\"\",IF(C102<-1,0,IF(C102=anal_period,-LOOKUP(C102,depr_yr,depr_cost)-Depreciation!$C$141-Depreciation!$B$166,-LOOKUP(C102,depr_yr,depr_cost))))","v":-2345862.4478673451},-4050034.1537373178,0.25739999999999996,1042478.7911719854,-661692.91469798726,{"$f":"IF(C102=\"\",\"\",IF($B$31=0,\"\",-'Debt Financing Calculations'!F51))","v":0},-4994231.7443652162,254670064.76852947,-6036710.5355372019,null,124628629.5,0]
[2075,{"$f":"IF(MAX($B$65:B102)<(construct+anal_period),B102+1,\"\")","v":39},36,36,1.932397381063448,497845940.3875339,null,0,{"$f":"IF(OR(C103<0,C103=\"\"),\"\",-E103*INDEX('Replacement Costs'!$A$16:$H$57,MATCH(C103,'Replacement Costs'!$C$16:$C$57,0),MATCH(\"Total Yearly Replacement Costs\",'Replacement Costs'!$A$16:$H$16,0)))","v":-2822722.1656838972},{"$f":"IF(AND(C103>=1,C103<anal_period),WorkingCap*SUM(N103:R103)-WorkingCap*SUM(N102:R102),IF(C103<0,0,IF(B103=\"\",\"\",-SUM(J$65:J102))))","v":-1596885.3265234828},"","","",-22463194.367681723,-435661683.11620975,0,0,-36658835.575159043,{"$f":"IF(B103=\"\",\"\",IF($B$31=0,\"\",-'Debt Financing Calculations'!E52))","v":-6129599.6730380133},-3067372.3445546627,{"$f":"IF(C103=\"\",\"\",IF(C103<-1,0,IF(C103=anal_period,-LOOKUP(C103,depr_yr,depr_cost)-Depreciation!$C$141-Depreciation!$B$166,-LOOKUP(C103,depr_yr,depr_cost))))","v":-2390433.8343768241},-5457806.1789314868,0.25739999999999996,1404839.3104569644,-1662533.0340976983,{"$f":"IF(C103=\"\",\"\",IF($B$31=0,\"\",-'Debt Financing Calculations'!F52))","v":0},-6082140.5263050785,248587924.2422244,-7486979.8367620427,null,124628629.5,0]
[2076,{"$f":"IF(MAX($B$65:B103)<(construct+anal_period),B103+1,\"\")","v":40},37,37,1.9691129313036535,507305013.254897,null,0,{"$f":"IF(OR(C104<0,C104=\"\"),\"\",-E104*INDEX('Replacement Costs'!$A$16:$H$57,MATCH(C104,'Replacement Costs'!$C$16:$C$57,0),MATCH(\"Total Yearly Replacement Costs\",'Replacement Costs'!$A$16:$H$16,0)))","v":-2876353.8868318913},{"$f":"IF(AND(C104>=1,C104<anal_period),WorkingCap*SUM(N104:R104)-WorkingCap*SUM(N103:R103),IF(C104<0,0,IF(B104=\"\",\"\",-SUM(J$65:J103))))","v":-1551916.3911824822},"","","",-22889995.060667675,-444886589.60907316,0,0,-37353237.663859546,{"$f":"IF(B104=\"\",\"\",IF($B$31=0,\"\",-'Debt Financing Calculations'!E53))","v":-6129599.6730380133},-3954408.7517414093,{"$f":"IF(C104=\"\",\"\",IF(C104<-1,0,IF(C104=anal_period,-LOOKUP(C104,depr_yr,depr_cost)-Depreciation!$C$141-Depreciation!$B$166,-LOOKUP(C104,depr_yr,depr_cost))))","v":-2435852.0772299836},-6390260.8289713934,0.25739999999999996,1644853.1373772365,-2309555.6143641728,{"$f":"IF(C104=\"\",\"\",IF($B$31=0,\"\",-'Debt Financing Calculations'!F53))","v":0},-6737825.8923785463,241850098.34984586,-8382679.0297557823,null,124628629.5,0]
[2077,{"$f":"IF(MAX($B$65:B104)<(construct+anal_period),B104+1,\"\")","v":41},38,38,2.0065260769984223,516943808.50673991,null,0,{"$f":"IF(OR(C105<0,C105=\"\"),\"\",-E105*INDEX('Replacement Costs'!$A$16:$H$57,MATCH(C105,'Replacement Costs'!$C$16:$C$57,0),MATCH(\"Total Yearly Replacement Costs\",'Replacement Costs'!$A$16:$H$16,0)))","v":-2931004.6106816963},{"$f":"IF(AND(C105>=1,C105<anal_period),WorkingCap*SUM(N105:R105)-WorkingCap*SUM(N104:R104),IF(C105<0,0,IF(B105=\"\",\"\",-SUM(J$65:J104))))","v":-1584405.7055399269},"","","",-23324904.966820352,-454306828.63426602,0,0,-38060793.436113626,{"$f":"IF(B105=\"\",\"\",IF($B$31=0,\"\",-'Debt Financing Calculations'!E54))","v":-6129599.6730380133},-4878318.2034980655,{"$f":"IF(C105=\"\",\"\",IF(C105<-1,0,IF(C105=anal_period,-LOOKUP(C105,depr_yr,depr_cost)-Depreciation!$C$141-Depreciation!$B$166,-LOOKUP(C105,depr_yr,depr_cost))))","v":-2482133.2666973537},-7360451.4701954192,0.25739999999999996,1894580.2084283007,-2983737.9950697646,{"$f":"IF(C105=\"\",\"\",IF($B$31=0,\"\",-'Debt Financing Calculations'!F54))","v":0},-7499148.3112913873,234350950.03855446,-9393728.5197196882,null,124628629.5,0]
[2078,{"$f":"IF(MAX($B$65:B105)<(construct+anal_period),B105+1,\"\")","v":42},39,39,2.0446500724613927,526765740.86836809,null,0,{"$f":"IF(OR(C106<0,C106=\"\"),\"\",-E106*INDEX('Replacement Costs'!$A$16:$H$57,MATCH(C106,'Replacement Costs'!$C$16:$C$57,0),MATCH(\"Total Yearly Replacement Costs\",'Replacement Costs'!$A$16:$H$16,0)))","v":-2986693.6982846488},{"$f":"IF(AND(C106>=1,C106<anal_period),WorkingCap*SUM(N106:R106)-WorkingCap*SUM(N105:R105),IF(C106<0,0,IF(B106=\"\",\"\",-SUM(J$65:J105))))","v":-1617575.9154800177},"","","",-23768078.161189944,-463926536.25519657,0,0,-38781752.057346888,{"$f":"IF(B106=\"\",\"\",IF($B$31=0,\"\",-'Debt Financing Calculations'!E55))","v":-6129599.6730380133},{"$f":"IF(C106=\"\",\"\",F106+SUM(L106:S106))","v":-5840225.2784032822},{"$f":"IF(C106=\"\",\"\",IF(C106<-1,0,IF(C106=anal_period,-LOOKUP(C106,depr_yr,depr_cost)-Depreciation!$C$141-Depreciation!$B$166,-LOOKUP(C106,depr_yr,depr_cost))))","v":-2529293.7987646032},-8369519.0771678854,0.25739999999999996,2154314.2104630135,-3685911.0679402687,{"$f":"IF(C106=\"\",\"\",IF($B$31=0,\"\",-'Debt Financing Calculations'!F55))","v":0},-8290180.6817049347,226060769.35684952,{"$f":"IF(C106=\"\",\"\",SUM(H106,I106,J106,K106,T106,Z106))","v":-10444494.892167948},null,124628629.5,0]
[2079,{"$f":"IF(MAX($B$65:B106)<(construct+anal_period),B106+1,\"\")","v":43},40,40,2.0834984238381593,536774289.94486707,null,0,{"$f":"IF(OR(C107<0,C107=\"\"),\"\",-E107*INDEX('Replacement Costs'!$A$16:$H$57,MATCH(C107,'Replacement Costs'!$C$16:$C$57,0),MATCH(\"Total Yearly Replacement Costs\",'Replacement Costs'!$A$16:$H$16,0)))","v":-3043440.8785520573},{"$f":"IF(AND(C107>=1,C107<anal_period),WorkingCap*SUM(N107:R107)-WorkingCap*SUM(N106:R106),IF(C107<0,0,IF(B107=\"\",\"\",-SUM(J$65:J106))))","v":78971454.971060008},"",61048962.526925415,-60868817.571041152,-24219671.646252554,-473749936.11423492,0,0,-39516367.41287829,{"$f":"IF(B107=\"\",\"\",IF($B$31=0,\"\",-'Debt Financing Calculations'!E56))","v":-6129599.6730380133},-6661139.9456524253,{"$f":"IF(C107=\"\",\"\",IF(C107<-1,0,IF(C107=anal_period,-LOOKUP(C107,depr_yr,depr_cost)-Depreciation!$C$141-Depreciation!$B$166,-LOOKUP(C107,depr_yr,depr_cost))))","v":-27574519.700179823},-34235659.645832248,0.25739999999999996,8812258.7928372193,2151118.847184794,{"$f":"IF(C107=\"\",\"\",IF($B$31=0,\"\",-'Debt Financing Calculations'!F56))","v":-165664856.02805442},-87585723.088361681,138475046.26848784,-96397981.881198898,null,124628629.5,0]
["",{"$f":"IF(MAX($B$65:B107)<(construct+anal_period),B107+1,\"\")","v":""},"","","","",null,"",{"$f":"IF(OR(C108<0,C108=\"\"),\"\",-E108*INDEX('Replacement Costs'!$A$16:$H$57,MATCH(C108,'Replacement Costs'!$C$16:$C$57,0),MATCH(\"Total Yearly Replacement Costs\",'Replacement Costs'!$A$16:$H$16,0)))","v":""},{"$f":"IF(AND(C108>=1,C108<anal_period),WorkingCap*SUM(N108:R108)-WorkingCap*SUM(N107:R107),IF(C108<0,0,IF(B108=\"\",\"\",-SUM(J$65:J107))))","v":""},"","","","","","","","",{"$f":"IF(B108=\"\",\"\",IF($B$31=0,\"\",-'Debt Financing Calculations'!E57))","v":""},"",{"$f":"IF(C108=\"\",\"\",IF(C108<-1,0,IF(C108=anal_period,-LOOKUP(C108,depr_yr,depr_cost)-Depreciation!$C$141-Depreciation!$B$166,-LOOKUP(C108,depr_yr,depr_cost))))","v":""},"","","","",{"$f":"IF(C108=\"\",\"\",IF($B$31=0,\"\",-'Debt Financing Calculations'!F57))","v":""},"","","",null,"",""]
["",{"$f":"IF(MAX($B$65:B108)<(construct+anal_period),B108+1,\"\")","v":""},"","","","",null,"",{"$f":"IF(OR(C109<0,C109=\"\"),\"\",-E109*INDEX('Replacement Costs'!$A$16:$H$57,MATCH(C109,'Replacement Costs'!$C$16:$C$57,0),MATCH(\"Total Yearly Replacement Costs\",'Replacement Costs'!$A$16:$H$16,0)))","v":""},{"$f":"IF(AND(C109>=1,C109<anal_period),WorkingCap*SUM(N109:R109)-WorkingCap*SUM(N108:R108),IF(C109<0,0,IF(B109=\"\",\"\",-SUM(J$65:J108))))","v":""},"","","","","","","","",{"$f":"IF(B109=\"\",\"\",IF($B$31=0,\"\",-'Debt Financing Calculations'!E58))","v":""},"",{"$f":"IF(C109=\"\",\"\",IF(C109<-1,0,IF(C109=anal_period,-LOOKUP(C109,depr_yr,depr_cost)-Depreciation!$C$141-Depreciation!$B$166,-LOOKUP(C109,depr_yr,depr_cost))))","v":""},"","","","",{"$f":"IF(C109=\"\",\"\",IF($B$31=0,\"\",-'Debt Financing Calculations'!F58))","v":""},"","","",null,"",""]
["",{"$f":"IF(MAX($B$65:B109)<(construct+anal_period),B109+1,\"\")","v":""},"","","","",null,"",{"$f":"IF(OR(C110<0,C110=\"\"),\"\",-E110*INDEX('Replacement Costs'!$A$16:$H$57,MATCH(C110,'Replacement Costs'!$C$16:$C$57,0),MATCH(\"Total Yearly Replacement Costs\",'Replacement Costs'!$A$16:$H$16,0)))","v":""},{"$f":"IF(AND(C110>=1,C110<anal_period),WorkingCap*SUM(N110:R110)-WorkingCap*SUM(N109:R109),IF(C110<0,0,IF(B110=\"\",\"\",-SUM(J$65:J109))))","v":""},"","","","",{"$f":"IF(C110=\"\",\"\",IF(C110<0,0,IF(AND(C110=1,start_time<1),-(SUM(B185:E185)*output_kgyear*E110*percnt_var*start_time+SUM(B185:E185)*output_kgyear*E110*(1-start_time)),IF(C110<=start_time,-SUM(B185:E185)*output_kgyear*E110*percnt_var,-SUM(B185:E185)*output_kgyear*E110))))","v":""},"",{"$f":"IF(C110=\"\",\"\",IF(C110<0,0,IF(AND(C110=1,start_time<1),SUM(K185:N185,T185:V185)*output_kgyear*E110*percnt_revs*start_time+SUM(K185:N185,T185:V185)*output_kgyear*E110*(1-start_time),IF(C110<=start_time,SUM(K185:N185,T185:V185)*output_kgyear*E110*percnt_revs,SUM(K185:N185,T185:V185)*output_kgyear*E110))))","v":""},{"$f":"IF(C110=\"\",\"\",IF(C110<0,0,IF(AND(C110=1,start_time<1),-((SUM(F185:J185,P185:R185)*output_kgyear+inflated_othervar)*E110*percnt_var*start_time+(SUM(F185:J185,P185:R185)*output_kgyear+inflated_othervar)*E110*(1-start_time)),IF(C110<=start_time,-(SUM(F185:J185,P185:R185)*output_kgyear+inflated_othervar)*E110*percnt_var,-E110*(SUM(F185:J185,P185:R185)*output_kgyear+inflated_othervar)))))","v":""},{"$f":"IF(B110=\"\",\"\",IF($B$31=0,\"\",-'Debt Financing Calculations'!E59))","v":""},"",{"$f":"IF(C110=\"\",\"\",IF(C110<-1,0,IF(C110=anal_period,-LOOKUP(C110,depr_yr,depr_cost)-Depreciation!$C$141-Depreciation!$B$166,-LOOKUP(C110,depr_yr,depr_cost))))","v":""},"","","","",{"$f":"IF(C110=\"\",\"\",IF($B$31=0,\"\",-'Debt Financing Calculations'!F59))","v":""},"","","",null,"",""]
["",{"$f":"IF(MAX($B$65:B110)<(construct+anal_period),B110+1,\"\")","v":""},"","","","",null,"",{"$f":"IF(OR(C111<0,C111=\"\"),\"\",-E111*INDEX('Replacement Costs'!$A$16:$H$57,MATCH(C111,'Replacement Costs'!$C$16:$C$57,0),MATCH(\"Total Yearly Replacement Costs\",'Replacement Costs'!$A$16:$H$16,0)))","v":""},{"$f":"IF(AND(C111>=1,C111<anal_period),WorkingCap*SUM(N111:R111)-WorkingCap*SUM(N110:R110),IF(C111<0,0,IF(B111=\"\",\"\",-SUM(J$65:J110))))","v":""},"","","","",{"$f":"IF(C111=\"\",\"\",IF(C111<0,0,IF(AND(C111=1,start_time<1),-(SUM(B278:E278)*output_kgyear*E111*percnt_var*start_time+SUM(B278:E278)*output_kgyear*E111*(1-start_time)),IF(C111<=start_time,-SUM(B278:E278)*output_kgyear*E111*percnt_var,-SUM(B278:E278)*output_kgyear*E111))))","v":""},"",{"$f":"IF(C111=\"\",\"\",IF(C111<0,0,IF(AND(C111=1,start_time<1),SUM(K278:N278,T278:V278)*output_kgyear*E111*percnt_revs*start_time+SUM(K278:N278,T278:V278)*output_kgyear*E111*(1-start_time),IF(C111<=start_time,SUM(K278:N278,T278:V278)*output_kgyear*E111*percnt_revs,SUM(K278:N278,T278:V278)*output_kgyear*E111))))","v":""},{"$f":"IF(C111=\"\",\"\",IF(C111<0,0,IF(AND(C111=1,start_time<1),-((SUM(F278:J278,P278:R278)*output_kgyear+inflated_othervar)*E111*percnt_var*start_time+(SUM(F278:J278,P278:R278)*output_kgyear+inflated_othervar)*E111*(1-start_time)),IF(C111<=start_time,-(SUM(F278:J278,P278:R278)*output_kgyear+inflated_othervar)*E111*percnt_var,-E111*(SUM(F278:J278,P278:R278)*output_kgyear+inflated_othervar)))))","v":""},{"$f":"IF(B111=\"\",\"\",IF($B$31=0,\"\",-'Debt Financing Calculations'!E60))","v":""},"",{"$f":"IF(C111=\"\",\"\",IF(C111<-1,0,IF(C111=anal_period,-LOOKUP(C111,depr_yr,depr_cost)-Depreciation!$C$141-Depreciation!$B$166,-LOOKUP(C111,depr_yr,depr_cost))))","v":""},"","","","",{"$f":"IF(C111=\"\",\"\",IF($B$31=0,\"\",-'Debt Financing Calculations'!F60))","v":""},"","","",null,"",""]
["",{"$f":"IF(MAX($B$65:B111)<(construct+anal_period),B111+1,\"\")","v":""},"","","","",null,"",{"$f":"IF(OR(C112<0,C112=\"\"),\"\",-E112*INDEX('Replacement Costs'!$A$16:$H$57,MATCH(C112,'Replacement Costs'!$C$16:$C$57,0),MATCH(\"Total Yearly Replacement Costs\",'Replacement Costs'!$A$16:$H$16,0)))","v":""},{"$f":"IF(AND(C112>=1,C112<anal_period),WorkingCap*SUM(N112:R112)-WorkingCap*SUM(N111:R111),IF(C112<0,0,IF(B112=\"\",\"\",-SUM(J$65:J111))))","v":""},"","","","",{"$f":"IF(C112=\"\",\"\",IF(C112<0,0,IF(AND(C112=1,start_time<1),-(SUM(B279:E279)*output_kgyear*E112*percnt_var*start_time+SUM(B279:E279)*output_kgyear*E112*(1-start_time)),IF(C112<=start_time,-SUM(B279:E279)*output_kgyear*E112*percnt_var,-SUM(B279:E279)*output_kgyear*E112))))","v":""},"",{"$f":"IF(C112=\"\",\"\",IF(C112<0,0,IF(AND(C112=1,start_time<1),SUM(K279:N279,T279:V279)*output_kgyear*E112*percnt_revs*start_time+SUM(K279:N279,T279:V279)*output_kgyear*E112*(1-start_time),IF(C112<=start_time,SUM(K279:N279,T279:V279)*output_kgyear*E112*percnt_revs,SUM(K279:N279,T279:V279)*output_kgyear*E112))))","v":""},{"$f":"IF(C112=\"\",\"\",IF(C112<0,0,IF(AND(C112=1,start_time<1),-((SUM(F279:J279,P279:R279)*output_kgyear+inflated_othervar)*E112*percnt_var*start_time+(SUM(F279:J279,P279:R279)*output_kgyear+inflated_othervar)*E112*(1-start_time)),IF(C112<=start_time,-(SUM(F279:J279,P279:R279)*output_kgyear+inflated_othervar)*E112*percnt_var,-E112*(SUM(F279:J279,P279:R279)*output_kgyear+inflated_othervar)))))","v":""},{"$f":"IF(B112=\"\",\"\",IF($B$31=0,\"\",-'Debt Financing Calculations'!E61))","v":""},"",{"$f":"IF(C112=\"\",\"\",IF(C112<-1,0,IF(C112=anal_period,-LOOKUP(C112,depr_yr,depr_cost)-Depreciation!$C$141-Depreciation!$B$166,-LOOKUP(C112,depr_yr,depr_cost))))","v":""},"","","","",{"$f":"IF(C112=\"\",\"\",IF($B$31=0,\"\",-'Debt Financing Calculations'!F61))","v":""},"","","",null,"",""]
["",{"$f":"IF(MAX($B$65:B112)<(construct+anal_period),B112+1,\"\")","v":""},"","","","",null,"",{"$f":"IF(OR(C113<0,C113=\"\"),\"\",-E113*INDEX('Replacement Costs'!$A$16:$H$57,MATCH(C113,'Replacement Costs'!$C$16:$C$57,0),MATCH(\"Total Yearly Replacement Costs\",'Replacement Costs'!$A$16:$H$16,0)))","v":""},{"$f":"IF(AND(C113>=1,C113<anal_period),WorkingCap*SUM(N113:R113)-WorkingCap*SUM(N112:R112),IF(C113<0,0,IF(B113=\"\",\"\",-SUM(J$65:J112))))","v":""},"","","","",{"$f":"IF(C113=\"\",\"\",IF(C113<0,0,IF(AND(C113=1,start_time<1),-(SUM(B280:E280)*output_kgyear*E113*percnt_var*start_time+SUM(B280:E280)*output_kgyear*E113*(1-start_time)),IF(C113<=start_time,-SUM(B280:E280)*output_kgyear*E113*percnt_var,-SUM(B280:E280)*output_kgyear*E113))))","v":""},"",{"$f":"IF(C113=\"\",\"\",IF(C113<0,0,IF(AND(C113=1,start_time<1),SUM(K280:N280,T280:V280)*output_kgyear*E113*percnt_revs*start_time+SUM(K280:N280,T280:V280)*output_kgyear*E113*(1-start_time),IF(C113<=start_time,SUM(K280:N280,T280:V280)*output_kgyear*E113*percnt_revs,SUM(K280:N280,T280:V280)*output_kgyear*E113))))","v":""},{"$f":"IF(C113=\"\",\"\",IF(C113<0,0,IF(AND(C113=1,start_time<1),-((SUM(F280:J280,P280:R280)*output_kgyear+inflated_othervar)*E113*percnt_var*start_time+(SUM(F280:J280,P280:R280)*output_kgyear+inflated_othervar)*E113*(1-start_time)),IF(C113<=start_time,-(SUM(F280:J280,P280:R280)*output_kgyear+inflated_othervar)*E113*percnt_var,-E113*(SUM(F280:J280,P280:R280)*output_kgyear+inflated_othervar)))))","v":""},{"$f":"IF(B113=\"\",\"\",IF($B$31=0,\"\",-'Debt Financing Calculations'!E62))","v":""},"",{"$f":"IF(C113=\"\",\"\",IF(C113<-1,0,IF(C113=anal_period,-LOOKUP(C113,depr_yr,depr_cost)-Depreciation!$C$141-Depreciation!$B$166,-LOOKUP(C113,depr_yr,depr_cost))))","v":""},"","","","",{"$f":"IF(C113=\"\",\"\",IF($B$31=0,\"\",-'Debt Financing Calculations'!F62))","v":""},"","","",null,"",""]
[null,null,null,null,"Cumulative Total",{"$f":"SUM(F65:F113)","v":15099697950.147264},-165664856.02805442,-113058038.42682917,-86343704.593581855,0,-817158.64191369258,61048962.526925415,-60868817.571041152,-684216195.18933225,-12488216150.712463,0,0,-1111232697.4866924,-263572785.94063434,552640265.77402639,-365066599.04846531,187573666.72556111,11.068200000000001,-48281461.81515941,504358803.95886707,-165664856.02805442,138475046.26848784,5806572567.4425936,186756508.08364737]
[null,null,null,null,"PV of Cash Flow",{"$f":"NPV(nominal_irr,F65:F113)","v":2174090828.0739532},-150533253.39662561,-91313870.729812264,-12824723.084030747,-26833646.19195579,-742520.48296595481,993040.33680150611,-990110.04609287216,-100077839.02127948,-1705754265.2187665,0,0,-161457312.28483152,-59987005.63344916,146817336.20633471,-98612897.349332303,48204438.857002459,2.5190315964626389,-12407822.561792433,134409513.64454234,-2694753.1557758222,1.7183245081931535E-6,-22408234.505366806,12407822.561794169]
[null,null,null,null,"Discounted Values ",{"$f":"+F65+NPV($X$59,F66:F113)","v":2392630438.1119456},-165664856.02805442,{"$f":"+H65+NPV($X$59,H66:H113)","v":-100492741.01557299},-14113864.248437518,-29530964.307171181,-817158.64191369258,1092860.7514567936,-1089635.9079261275,-110137663.39969848,-1877216683.9585564,0,0,-177687001.31570274,-66016899.439723469,161575414.8417955,-108525465.79088719,53049949.050908342,2.7722446525390634,-13655056.885703806,147920357.95609164,-2965629.7429944077,1.8738210201263428E-6,-24660710.237846255,13655056.885705693,null,{"$f":"+AE65+NPV(real_irr,AE66:AE113)","v":1224665447.1183949},{"$f":"+AF65+NPV($X$59,AF66:AF113)","v":0}]
["Specific Item Cost Calculation",null,null,null,"Expenses $/kg H2",null,null,{"$f":"-H116/$AE$116*(1+inflation_rate)^construct/INFLATION_FACTOR","v":5.5266169313149496E-2},{"$f":"-I116/$AE$116*(1+inflation_rate)^construct/INFLATION_FACTOR","v":7.7619458215004659E-3},{"$f":"-J116/$AE$116*(1+inflation_rate)^construct/INFLATION_FACTOR","v":1.6240608594085239E-2},{"$f":"-K116/$AE$116*(1+inflation_rate)^construct/INFLATION_FACTOR","v":4.4939791076757435E-4},null,{"$f":"-M116/$AE$116*(1+inflation_rate)^construct/INFLATION_FACTOR","v":5.9924728859570725E-4},{"$f":"-N116/$AE$116*(1+inflation_rate)^construct/INFLATION_FACTOR","v":6.0570412267480507E-2},{"$f":"-O116/$AE$116*(1+inflation_rate)^construct/INFLATION_FACTOR","v":1.0323787971615324},{"$f":"-P116/$AE$116*(1+inflation_rate)^construct/INFLATION_FACTOR","v":0},null,{"$f":"-R116/$AE$116*(1+inflation_rate)^construct/INFLATION_FACTOR","v":9.7719295943352394E-2},{"$f":"-S116/$AE$116*(1+inflation_rate)^construct/INFLATION_FACTOR","v":3.6306116293509466E-2},null,null,null,null,{"$f":"-X116/$AE$116*(1+inflation_rate)^construct/INFLATION_FACTOR","v":7.5096238613796707E-3},null,{"$f":"-Z116/$AE$116*(1+inflation_rate)^construct/INFLATION_FACTOR","v":1.6309535777419199E-3},null,null,null,null,null,null,{"$f":"+SUM(F117:AC117)","v":1.3164325680330948}]
["Cost Component","After Tax Present Value","% of Total","$/kg of H2","Revenues $/kg H2",{"$f":"F116/$AE$116*(1+inflation_rate)^construct/INFLATION_FACTOR","v":1.3158315472358189},null,null,null,null,null,{"$f":"L116/$AE$116*(1+inflation_rate)^construct/INFLATION_FACTOR","v":6.0102079727676302E-4},null,null,null,null,{"$f":"Q116/$AE$116*(1+inflation_rate)^construct/INFLATION_FACTOR","v":0},null,null,null,null,null,null,null,null,null,null,null,null,null,null,null,{"$f":"+SUM(F118:AC118)","v":1.3164325680330957}]
["Capital-Related Costs",{"$f":"(SUM(H115:K115)+L115*(1-total_tax_rate)+S115*(1-total_tax_rate)+U115*(-total_tax_rate)+Z115)/(1-total_tax_rate)","v":-205811301.50298005},{"$f":"B119/SUM($B$118:$B$125)","v":9.4665456863782652E-2},{"$f":"H2_price_real*C119","v":0.1245637945748567}]
["Decommissioning Costs",{"$f":"M115","v":-990110.04609287216},4.5541337708048793E-4,5.9924728859570735E-4]
["Fixed O&M",{"$f":"N115","v":-100077839.02127948},4.603204140736819E-2,6.0570412267480514E-2]
["Feedstock Costs",{"$f":"O115","v":-1705754265.2187665},0.7845827981022816,1.0323787971615324]
["Other Raw Material Costs",{"$f":"P115","v":0},0,0]
["Byproduct Credits",{"$f":"Q115","v":0},0,0]
["Other Variable Costs (including utilities)",{"$f":"R115","v":-161457312.28483152},7.4264290249487067E-2,9.7719295943352422E-2]
[]
[]
["INFLATION FACTOR (1 + inflation rate)^(startup year - reference year) = ",{"$f":"(1+inflation_rate)^(startup_year-ref_year)","v":1.5710153055430329}]
["Feedstock, Utility and Byproduct Cost Information (Start-Up Year $)"]
[null,"Energy Feedstocks",null,null,null,"Energy Utilities",null,null,null,"Carbon Sequestration Electricity Usage","Energy Byproducts",null,null,null,"Other Material Inputs",null,null,null,"Other Material Byproducts"]
["Feedstock Name",{"$f":"Input_Sheet_Template!$B$75","v":"Industrial Natural Gas"},null,null,null,{"$f":"Input_Sheet_Template!$B$78","v":"Industrial Electricity"},null,null,null,{"$f":"IF(CO2_CashFlow_eUse>0,'HyARC Physical Property Data'!A77,\"\")","v":""},null,null,null,null,"Type",{"$f":"Input_Sheet_Template!$B$138","v":"Demineralized Water"},{"$f":"Input_Sheet_Template!$B$140","v":"Cooling Water"},null,"Type"]
["LHV (GJ or mmBtu/usage unit)",{"$f":"Input_Sheet_Template!$C$75","v":1.0549999999999999},null,null,null,{"$f":"Input_Sheet_Template!$C$78","v":3.5999999999999995E-3},null,null,null,{"$f":"IF(J131=\"\",0,VLOOKUP(J131,MASTER_PROPERTY_TABLE,9,FALSE))","v":0},null,null,null,null,"Usage (/kg H2)",{"$f":"Input_Sheet_Template!$D$138","v":3.355},{"$f":"Input_Sheet_Template!$D$140","v":1.4950000000000001},null,"Usage (/kg H2)"]
["Usage (/kg H2)",{"$f":"feedstockIndustrial_Natural_Gas_Usage","v":0.156},null,null,null,{"$f":"utilityIndustrial_Electricity_Usage","v":0.6},null,null,null,{"$f":" CO2_eUse_kWhpkg","v":0},null,null,null,null,"Cost (/usage unit)",{"$f":"Input_Sheet_Template!$C$138","v":7.1248532835024025E-3},{"$f":"Input_Sheet_Template!$C$140","v":1.1334993860117458E-4},null,"Price (/usage unit)"]
["Price ($/ usage unit)",{"$f":"feedstockIndustrial_Natural_Gas_Price","v":5.9307141943176465},null,null,null,{"$f":"utilityIndustrial_Electricity_Price","v":7.7596976084681746E-2},null,null,null,{"$f":"IF(J131=\"\",0,CO2_eCost)","v":0},null,null,null,null,"Lookup Price?",{"$f":"Input_Sheet_Template!$F$138","v":"Yes"},{"$f":"Input_Sheet_Template!$F$140","v":"Yes"},null,"Lookup Price?"]
["Lookup Price?",{"$f":"Input_Sheet_Template!$G$75","v":"yes"},null,null,null,{"$f":"Input_Sheet_Template!$G$78","v":"yes"},null,null,null,{"$f":"IF(J131=\"\",\"\",\"yes\")","v":""}]
["CO2 Emissions (kg CO2/kg H2)",{"$f":"IF(B131=\"\",0,VLOOKUP(B131,MASTER_PROPERTY_TABLE,11,FALSE)*B132*B133)","v":9.2683784333672445},{"$f":"IF(C131=\"\",0,VLOOKUP(C131,MASTER_PROPERTY_TABLE,11,FALSE)*C132*C133)","v":0},{"$f":"IF(D131=\"\",0,VLOOKUP(D131,MASTER_PROPERTY_TABLE,11,FALSE)*D132*D133)","v":0},{"$f":"IF(E131=\"\",0,VLOOKUP(E131,MASTER_PROPERTY_TABLE,11,FALSE)*E132*E133)","v":0},{"$f":"IF(F131=\"\",,VLOOKUP(F131,MASTER_PROPERTY_TABLE,11,FALSE)*F132*F133)","v":0},{"$f":"IF(G131=\"\",,VLOOKUP(G131,MASTER_PROPERTY_TABLE,11,FALSE)*G132*G133)","v":0},{"$f":"IF(H131=\"\",,VLOOKUP(H131,MASTER_PROPERTY_TABLE,11,FALSE)*H132*H133)","v":0},{"$f":"IF(I131=\"\",,VLOOKUP(I131,MASTER_PROPERTY_TABLE,11,FALSE)*I132*I133)","v":0},{"$f":"IF($J$131=\"\",0,VLOOKUP($J$131,MASTER_PROPERTY_TABLE,12,FALSE)*$J$132*$J$133)","v":0}]
["Unit System Conversion Factor",{"$f":"IF(B131=\"\",0,IF(VLOOKUP(B131,MASTER_PROPERTY_TABLE,12,FALSE)=\"English\",mmBTU_to_GJ,1))","v":1},{"$f":"IF(C131=\"\",0,IF(VLOOKUP(C131,MASTER_PROPERTY_TABLE,12,FALSE)=\"English\",mmBTU_to_GJ,1))","v":0},{"$f":"IF(D131=\"\",0,IF(VLOOKUP(D131,MASTER_PROPERTY_TABLE,12,FALSE)=\"English\",mmBTU_to_GJ,1))","v":0},{"$f":"IF(E131=\"\",,IF(VLOOKUP(E131,MASTER_PROPERTY_TABLE,12,FALSE)=\"English\",mmBTU_to_GJ,1))","v":0},{"$f":"IF(F131=\"\",,IF(VLOOKUP(F131,MASTER_PROPERTY_TABLE,12,FALSE)=\"English\",mmBTU_to_GJ,1))","v":1},{"$f":"IF(G131=\"\",,IF(VLOOKUP(G131,MASTER_PROPERTY_TABLE,12,FALSE)=\"English\",mmBTU_to_GJ,1))","v":0},{"$f":"IF(H131=\"\",,IF(VLOOKUP(H131,MASTER_PROPERTY_TABLE,12,FALSE)=\"English\",mmBTU_to_GJ,1))","v":0},{"$f":"IF(I131=\"\",,IF(VLOOKUP(I131,MASTER_PROPERTY_TABLE,12,FALSE)=\"English\",mmBTU_to_GJ,1))","v":0},{"$f":"IF($J$131=\"\",0,IF(VLOOKUP($J$131,MASTER_PROPERTY_TABLE,12,FALSE)=\"English\",mmBTU_to_GJ,1))","v":0},{"$f":"IF(K131=\"\",,IF(VLOOKUP(K131,MASTER_PROPERTY_TABLE,12,FALSE)=\"English\",mmBTU_to_GJ,1))","v":0},{"$f":"IF(L131=\"\",,IF(VLOOKUP(L131,MASTER_PROPERTY_TABLE,12,FALSE)=\"English\",mmBTU_to_GJ,1))","v":0},{"$f":"IF(M131=\"\",,IF(VLOOKUP(M131,MASTER_PROPERTY_TABLE,12,FALSE)=\"English\",mmBTU_to_GJ,1))","v":0},{"$f":"IF(N131=\"\",,IF(VLOOKUP(N131,MASTER_PROPERTY_TABLE,12,FALSE)=\"English\",mmBTU_to_GJ,1))","v":0}]
["Actual Year",{"$f":"IF(B$131=\"\",\"\",B$131&\" ($/kg of H2)\")","v":"Industrial Natural Gas ($/kg of H2)"},"","","","Industrial Electricity ($/kg of H2)","","","",null,"","","","",null,{"$f":"IF(P$131=\"\",\"\",P$131&\" ($/kg of H2)\")","v":"Demineralized Water ($/kg of H2)"},{"$f":"IF(Q$131=\"\",\"\",Q$131&\" ($/kg of H2)\")","v":"Cooling Water ($/kg of H2)"},{"$f":"IF(R$131=\"\",\"\",R$131&\" ($/kg of H2)\")","v":""},null,{"$f":"IF(T$131=\"\",\"\",T$131&\" ($/kg of H2)\")","v":""},{"$f":"IF(U$131=\"\",\"\",U$131&\" ($/kg of H2)\")","v":""},{"$f":"IF(V$131=\"\",\"\",V$131&\" ($/kg of H2)\")","v":""}]
[{"$f":"IF(A65=\"\",\"\",A65)","v":2037},{"$f":"IF($A139=\"\",\"\",IF($B$131=\"\",\"\",IF($B$135=\"no\",INFLATION_FACTOR*$B$133*$B$134,INFLATION_FACTOR*$B$133*$B$132*INDEX(FEEDPRICETABLE,MATCH($B$131,List_Energy_Feedstocks,0),MATCH($A139,Feedstock_Year,0)))))","v":1.4604673739274401},{"$f":"IF($A139=\"\",\"\",IF($C$131=\"\",\"\",IF($C$135=\"no\",INFLATION_FACTOR*$C$133*$C$134,INFLATION_FACTOR*$C$133*$C$132*INDEX(FEEDPRICETABLE,MATCH($C$131,List_Energy_Feedstocks,0),MATCH($A139,Feedstock_Year,0)))))","v":""},{"$f":"IF($A139=\"\",\"\",IF($D$131=\"\",\"\",IF($D$135=\"no\",INFLATION_FACTOR*$D$133*$D$134,INFLATION_FACTOR*$D$133*$D$132*INDEX(FEEDPRICETABLE,MATCH($D$131,List_Energy_Feedstocks,0),MATCH($A139,Feedstock_Year,0)))))","v":""},{"$f":"IF($A139=\"\",\"\",IF($E$131=\"\",\"\",IF($E$135=\"no\",INFLATION_FACTOR*$E$133*$E$134,INFLATION_FACTOR*$E$133*$E$132*INDEX(FEEDPRICETABLE,MATCH($E$131,List_Energy_Feedstocks,0),MATCH($A139,Feedstock_Year,0)))))","v":""},{"$f":"IF($A139=\"\",\"\",IF($F$131=\"\",\"\",IF($F$135=\"no\",INFLATION_FACTOR*$F$133*$F$134,INFLATION_FACTOR*$F$133*$F$132*INDEX(FEEDPRICETABLE,MATCH($F$131,List_Energy_Feedstocks,0),MATCH($A139,Feedstock_Year,0)))))","v":7.3242562555881061E-2},{"$f":"IF($A139=\"\",\"\",IF($G$131=\"\",\"\",IF($G$135=\"no\",INFLATION_FACTOR*$G$133*$G$134,INFLATION_FACTOR*$G$133*$G$132*INDEX(FEEDPRICETABLE,MATCH($G$131,List_Energy_Feedstocks,0),MATCH($A139,Feedstock_Year,0)))))","v":""},{"$f":"IF($A139=\"\",\"\",IF($H$131=\"\",\"\",IF($H$135=\"no\",INFLATION_FACTOR*$H$133*$H$134,INFLATION_FACTOR*$H$133*$H$132*INDEX(FEEDPRICETABLE,MATCH(H$131,List_Energy_Feedstocks,0),MATCH($A139,Feedstock_Year,0)))))","v":""},{"$f":"IF($A139=\"\",\"\",IF($I$131=\"\",\"\",IF($I$135=\"no\",INFLATION_FACTOR*$I$133*$I$134,INFLATION_FACTOR*$I$133*$I$132*INDEX(FEEDPRICETABLE,MATCH($I$131,List_Energy_Feedstocks,0),MATCH($A139,Feedstock_Year,0)))))","v":""},{"$f":"IF($A139=\"\",\"\",IF($J$131=\"\",\"\",IF($J$135=\"no\",INFLATION_FACTOR*$J$133*$J$134,INFLATION_FACTOR*$J$133*$J$132*INDEX(FEEDPRICETABLE,MATCH($J$131,List_Energy_Feedstocks,0),MATCH($A139,Feedstock_Year,0)))))","v":""},{"$f":"IF($A139=\"\",\"\",IF($K$131=\"\",\"\",IF($K$135=\"no\",INFLATION_FACTOR*$K$133*$K$134,INFLATION_FACTOR*$K$133*$K$132*INDEX(FEEDPRICETABLE,MATCH($K$131,List_Energy_Feedstocks,0),MATCH($A139,Feedstock_Year,0)))))","v":""},{"$f":"IF($A139=\"\",\"\",IF($L$131=\"\",\"\",IF($L$135=\"no\",INFLATION_FACTOR*$L$133*$L$134,INFLATION_FACTOR*$L$133*$L$132*INDEX(FEEDPRICETABLE,MATCH($L$131,List_Energy_Feedstocks,0),MATCH($A139,Feedstock_Year,0)))))","v":""},{"$f":"IF($A139=\"\",\"\",IF(M$131=\"\",\"\",IF($M$135=\"no\",INFLATION_FACTOR*$M$133*$M$134,INFLATION_FACTOR*$M$133*$M$132*INDEX(FEEDPRICETABLE,MATCH($M$131,List_Energy_Feedstocks,0),MATCH($A139,Feedstock_Year,0)))))","v":""},{"$f":"IF($A139=\"\",\"\",IF($N$131=\"\",\"\",IF($N$135=\"no\",INFLATION_FACTOR*$N$133*$N$134,INFLATION_FACTOR*$N$133*$N$132*INDEX(FEEDPRICETABLE,MATCH($N$131,List_Energy_Feedstocks,0),MATCH($A139,Feedstock_Year,0)))))","v":""},null,{"$f":"IF(OR($A139=\"\",$P$131=\"\"),\"\",IF($P$134=\"No\",INFLATION_FACTOR*$P$132*$P$133,INFLATION_FACTOR*$P$132*INDEX(Tbl_Other_Inputs_and_Byproducts,MATCH($P$131,Other_Inputs_List,0),MATCH($A139,Other_Inputs_years,0))))","v":3.7553365687528865E-2},{"$f":"IF(OR($A139=\"\",$Q$131=\"\"),\"\",IF($Q$134=\"No\",INFLATION_FACTOR*$Q$132*$Q$133,INFLATION_FACTOR*$Q$132*INDEX(Tbl_Other_Inputs_and_Byproducts,MATCH($Q$131,Other_Inputs_List,0),MATCH($A139,Other_Inputs_years,0))))","v":2.6622136019508846E-4},{"$f":"IF(OR($A139=\"\",$R$131=\"\"),\"\",IF($R$134=\"No\",INFLATION_FACTOR*$R$132*$R$133,INFLATION_FACTOR*$R$132*INDEX(Tbl_Other_Inputs_and_Byproducts,MATCH($R$131,Other_Inputs_List,0),MATCH($A139,Other_Inputs_years,0))))","v":""},null,{"$f":"IF(OR($A139=\"\",$T$131=\"\"),\"\",IF($T$134=\"No\",INFLATION_FACTOR*$T$132*$T$133,INFLATION_FACTOR*$T$132*INDEX(Tbl_Other_Inputs_and_Byproducts,MATCH($T$131,Other_Inputs_List,0),MATCH($A139,Other_Inputs_years,0))))","v":""},{"$f":"IF(OR($A139=\"\",$U$131=\"\"),\"\",IF($U$134=\"No\",INFLATION_FACTOR*$U$132*$U$133,INFLATION_FACTOR*$U$132*INDEX(Tbl_Other_Inputs_and_Byproducts,MATCH($U$131,Other_Inputs_List,0),MATCH($A139,Other_Inputs_years,0))))","v":""},{"$f":"IF(OR($A139=\"\",$V$131=\"\"),\"\",IF($V$134=\"No\",INFLATION_FACTOR*$V$132*$V$133,INFLATION_FACTOR*$V$132*INDEX(Tbl_Other_Inputs_and_Byproducts,MATCH($V$131,Other_Inputs_List,0),MATCH($A139,Other_Inputs_years,0))))","v":""}]
[2038,{"$f":"IF($A140=\"\",\"\",IF($B$131=\"\",\"\",IF($B$135=\"no\",INFLATION_FACTOR*$B$133*$B$134,INFLATION_FACTOR*$B$133*$B$132*INDEX(FEEDPRICETABLE,MATCH($B$131,List_Energy_Feedstocks,0),MATCH($A140,Feedstock_Year,0)))))","v":1.4590442792689446},"","","",{"$f":"IF($A140=\"\",\"\",IF($F$131=\"\",\"\",IF($F$135=\"no\",INFLATION_FACTOR*$F$133*$F$134,INFLATION_FACTOR*$F$133*$F$132*INDEX(FEEDPRICETABLE,MATCH($F$131,List_Energy_Feedstocks,0),MATCH($A140,Feedstock_Year,0)))))","v":7.3258830680129783E-2},"","","","","","","","",null,{"$f":"IF(OR($A140=\"\",$P$131=\"\"),\"\",IF($P$134=\"No\",INFLATION_FACTOR*$P$132*$P$133,INFLATION_FACTOR*$P$132*INDEX(Tbl_Other_Inputs_and_Byproducts,MATCH($P$131,Other_Inputs_List,0),MATCH($A140,Other_Inputs_years,0))))","v":3.7553365687528865E-2},{"$f":"IF(OR($A140=\"\",$Q$131=\"\"),\"\",IF($Q$134=\"No\",INFLATION_FACTOR*$Q$132*$Q$133,INFLATION_FACTOR*$Q$132*INDEX(Tbl_Other_Inputs_and_Byproducts,MATCH($Q$131,Other_Inputs_List,0),MATCH($A140,Other_Inputs_years,0))))","v":2.6622136019508846E-4},"",null,"","",""]
[2039,1.4645842272369045,"","","",7.3315527891331084E-2,"","","","","","","","",null,3.7553365687528865E-2,2.6622136019508846E-4,"",null,"","",""]
[2040,1.453489872443597,"","","",7.3143622255735022E-2,"","","","","","","","",null,3.7553365687528865E-2,2.6622136019508846E-4,"",null,"","",""]
[2041,1.4546654510688428,"","","",7.2928511852833153E-2,"","","","","","","","",null,3.7553365687528865E-2,2.6622136019508846E-4,"",null,"","",""]
[2042,1.4686716727008344,"","","",7.3013097736505883E-2,"","","","","","","","",null,3.7553365687528865E-2,2.6622136019508846E-4,"",null,"","",""]
[2043,1.4901099920955576,"","","",7.3235917647874377E-2,"","","","","","","","",null,3.7553365687528865E-2,2.6622136019508846E-4,"",null,"","",""]
[2044,1.5048036221169203,"","","",7.3511861443824919E-2,"","","","","","","","",null,3.7553365687528865E-2,2.6622136019508846E-4,"",null,"","",""]
[2045,1.5241262920908085,"","","",7.3780398064974176E-2,"","","","","","","","",null,3.7553365687528865E-2,2.6622136019508846E-4,"",null,"","",""]
[2046,1.5388978529028379,"","","",7.4053421446369963E-2,"","","","","","","","",null,3.7553365687528865E-2,2.6622136019508846E-4,"",null,"","",""]
[2047,1.5551001054001254,"","","",7.4298424286355191E-2,"","","","","","","","",null,3.7553365687528865E-2,2.6622136019508846E-4,"",null,"","",""]
[2048,1.5836043948806748,"","","",7.457401750390652E-2,"","","","","","","","",null,3.7553365687528865E-2,2.6622136019508846E-4,"",null,"","",""]
[2049,1.5928788941661494,"","","",7.4812790340596028E-2,"","","","","","","","",null,3.7553365687528865E-2,2.6622136019508846E-4,"",null,"","",""]
[2050,1.6130467946337779,"","","",7.5044275006161038E-2,"","","","","","","","",null,3.7553365687528865E-2,2.6622136019508846E-4,"",null,"","",""]
[2051,1.6220142723615003,"","","",7.5112336816988631E-2,"","","","","","","","",null,3.7553365687528865E-2,2.6622136019508846E-4,"",null,"","",""]
[2052,1.6310316033588643,"","","",7.5180460356843407E-2,"","","","","","","","",null,3.7553365687528865E-2,2.6622136019508846E-4,"",null,"","",""]
[2053,1.6400990647772127,"","","",7.5248645681710871E-2,"","","","","","","","",null,3.7553365687528865E-2,2.6622136019508846E-4,"",null,"","",""]
[2054,1.649216935308667,"","","",7.531689284762727E-2,"","","","","","","","",null,3.7553365687528865E-2,2.6622136019508846E-4,"",null,"","",""]
[2055,1.6583854951946937,"","","",7.5385201910679656E-2,"","","","","","","","",null,3.7553365687528865E-2,2.6622136019508846E-4,"",null,"","",""]
[2056,1.6672868389143141,"","","",7.5460263551187928E-2,"","","","","","","","",null,3.7553365687528865E-2,2.6622136019508846E-4,"",null,"","",""]
[2057,1.6762359603793646,"","","",7.5535399931164066E-2,"","","","","","","","",null,3.7553365687528865E-2,2.6622136019508846E-4,"",null,"","",""]
[2058,1.6852331160357295,"","","",7.5610611125026747E-2,"","","","","","","","",null,3.7553365687528865E-2,2.6622136019508846E-4,"",null,"","",""]
[2059,1.6942785637057598,"","","",7.5685897207268746E-2,"","","","","","","","",null,3.7553365687528865E-2,2.6622136019508846E-4,"",null,"","",""]
[2060,1.7033725625956615,"","","",7.5761258252457025E-2,"","","","","","","","",null,3.7553365687528865E-2,2.6622136019508846E-4,"",null,"","",""]
[2061,1.7114059701855897,"","","",7.5797620854553521E-2,"","","","","","","","",null,3.7553365687528865E-2,2.6622136019508846E-4,"",null,"","",""]
[2062,1.7194772647527554,"","","",7.5834000909354243E-2,"","","","","","","","",null,3.7553365687528865E-2,2.6622136019508846E-4,"",null,"","",""]
[2063,1.7275866249788734,"","","",7.5870398425235824E-2,"","","","","","","","",null,3.7553365687528865E-2,2.6622136019508846E-4,"",null,"","",""]
[2064,1.7357342303883532,"","","",7.5906813410578935E-2,"","","","","","","","",null,3.7553365687528865E-2,2.6622136019508846E-4,"",null,"","",""]
[2065,1.7439202613522733,"","","",7.59432458737683E-2,"","","","","","","","",null,3.7553365687528865E-2,2.6622136019508846E-4,"",null,"","",""]
[2066,1.750929755001162,"","","",7.5978411274619739E-2,"","","","","","","","",null,3.7553365687528865E-2,2.6622136019508846E-4,"",null,"","",""]
[2067,1.7579674225306474,"","","",7.6013592958754858E-2,"","","","","","","","",null,3.7553365687528865E-2,2.6622136019508846E-4,"",null,"","",""]
[2068,1.7650333771825111,"","","",7.6048790933713625E-2,"","","","","","","","",null,3.7553365687528865E-2,2.6622136019508846E-4,"",null,"","",""]
[2069,1.7721277326536973,"","","",7.6084005207039465E-2,"","","","","","","","",null,3.7553365687528865E-2,2.6622136019508846E-4,"",null,"","",""]
[2070,1.7792506030981423,"","","",7.6119235786279327E-2,"","","","","","","","",null,3.7553365687528865E-2,2.6622136019508846E-4,"",null,"","",""]
[2071,1.7851582382719653,"","","",7.6142235948119225E-2,"","","","","","","","",null,3.7553365687528865E-2,2.6622136019508846E-4,"",null,"","",""]
[2072,1.7910854885316485,"","","",7.6165243059680032E-2,"","","","","","","","",null,3.7553365687528865E-2,2.6622136019508846E-4,"",null,"","",""]
[2073,1.7970324190050448,"","","",7.6188257123061667E-2,"","","","","","","","",null,3.7553365687528865E-2,2.6622136019508846E-4,"",null,"","",""]
[2074,1.8029990950362504,"","","",7.6211278140364713E-2,"","","","","","","","",null,3.7553365687528865E-2,2.6622136019508846E-4,"",null,"","",""]
[2075,1.8089855821863237,"","","",7.6234306113690337E-2,"","","","","","","","",null,3.7553365687528865E-2,2.6622136019508846E-4,"",null,"","",""]
[2076,1.812845827607382,"","","",7.6225684599495316E-2,"","","","","","","","",null,3.7553365687528865E-2,2.6622136019508846E-4,"",null,"","",""]
[2077,1.8167143105151606,"","","",7.62170640603273E-2,"","","","","","","","",null,3.7553365687528865E-2,2.6622136019508846E-4,"",null,"","",""]
[2078,1.8205910484878653,"","","",7.6208444496076014E-2,"","","","","","","","",null,3.7553365687528865E-2,2.6622136019508846E-4,"",null,"","",""]
[2079,1.8244760591412124,"","","",7.6199825906631213E-2,"","","","","","","","",null,3.7553365687528865E-2,2.6622136019508846E-4,"",null,"","",""]
["","","","","","","","","","","","","","",null,"","","",null,"","",""]
[]
["Tables to calculate equivalent price in startup year"]
["Actual Year",{"$f":"IF(B$131=\"\",\"\",B$131&\" ($/year)\")","v":"Industrial Natural Gas ($/year)"},{"$f":"IF(C$131=\"\",\"\",C$131&\" ($/year)\")","v":""},"","","Industrial Electricity ($/year)","","","","","","","",""]
[{"$f":"+A139","v":2037},{"$f":"IF($C65=\"\",\"\",IF($C65<0,0,IF(AND($C65=1,start_time<1),-(SUM(B139)*output_kgyear*$E65*percnt_var*start_time+SUM(B139)*output_kgyear*$E65*(1-start_time)),IF($C65<=start_time,-SUM(B139)*output_kgyear*$E65*percnt_var,-SUM(B139)*output_kgyear*$E65))))","v":0},{"$f":"IF($C65=\"\",\"\",IF($C65<0,0,IF(AND($C65=1,start_time<1),-(SUM(C139)*output_kgyear*$E65*percnt_var*start_time+SUM(C139)*output_kgyear*$E65*(1-start_time)),IF($C65<=start_time,-SUM(C139)*output_kgyear*$E65*percnt_var,-SUM(C139)*output_kgyear*$E65))))","v":0},0,0,0,0,0,0,0,0,0,0,0]
[{"$f":"+A140","v":2038},{"$f":"IF($C66=\"\",\"\",IF($C66<0,0,IF(AND($C66=1,start_time<1),-(SUM(B140)*output_kgyear*$E66*percnt_var*start_time+SUM(B140)*output_kgyear*$E66*(1-start_time)),IF($C66<=start_time,-SUM(B140)*output_kgyear*$E66*percnt_var,-SUM(B140)*output_kgyear*$E66))))","v":0},0,0,0,0,0,0,0,0,0,0,0,0]
[2039,{"$f":"IF($C67=\"\",\"\",IF($C67<0,0,IF(AND($C67=1,start_time<1),-(SUM(B141)*output_kgyear*$E67*percnt_var*start_time+SUM(B141)*output_kgyear*$E67*(1-start_time)),IF($C67<=start_time,-SUM(B141)*output_kgyear*$E67*percnt_var,-SUM(B141)*output_kgyear*$E67))))","v":0},0,0,0,0,0,0,0,0,0,0,0,0]
[2040,{"$f":"IF($C68=\"\",\"\",IF($C68<0,0,IF(AND($C68=1,start_time<1),-(SUM(B142)*output_kgyear*$E68*percnt_var*start_time+SUM(B142)*output_kgyear*$E68*(1-start_time)),IF($C68<=start_time,-SUM(B142)*output_kgyear*$E68*percnt_var,-SUM(B142)*output_kgyear*$E68))))","v":-135859838.0960815},0,0,0,{"$f":"IF($C68=\"\",\"\",IF($C68<0,0,IF(AND($C68=1,start_time<1),-(SUM(F142)*output_kgyear*$E68*percnt_var*start_time+SUM(F142)*output_kgyear*$E68*(1-start_time)),IF($C68<=start_time,-SUM(F142)*output_kgyear*$E68*percnt_var,-SUM(F142)*output_kgyear*$E68))))","v":-6836842.0487984661},0,0,0,0,0,0,0,0]
[2041,{"$f":"IF($C69=\"\",\"\",IF($C69<0,0,IF(AND($C69=1,start_time<1),-(SUM(B143)*output_kgyear*$E69*percnt_var*start_time+SUM(B143)*output_kgyear*$E69*(1-start_time)),IF($C69<=start_time,-SUM(B143)*output_kgyear*$E69*percnt_var,-SUM(B143)*output_kgyear*$E69))))","v":-184737527.81711566},0,0,0,-9261671.1128832698,0,0,0,0,0,0,0,0]
[2042,{"$f":"IF($C70=\"\",\"\",IF($C70<0,0,IF(AND($C70=1,start_time<1),-(SUM(B144)*output_kgyear*$E70*percnt_var*start_time+SUM(B144)*output_kgyear*$E70*(1-start_time)),IF($C70<=start_time,-SUM(B144)*output_kgyear*$E70*percnt_var,-SUM(B144)*output_kgyear*$E70))))","v":-190060079.10096556},0,0,0,-9448589.0816480182,0,0,0,0,0,0,0,0]
[2043,{"$f":"IF($C71=\"\",\"\",IF($C71<0,0,IF(AND($C71=1,start_time<1),-(SUM(B145)*output_kgyear*$E71*percnt_var*start_time+SUM(B145)*output_kgyear*$E71*(1-start_time)),IF($C71<=start_time,-SUM(B145)*output_kgyear*$E71*percnt_var,-SUM(B145)*output_kgyear*$E71))))","v":-196498255.10182351},0,0,0,-9657495.1546699721,0,0,0,0,0,0,0,0]
[2044,{"$f":"IF($C72=\"\",\"\",IF($C72<0,0,IF(AND($C72=1,start_time<1),-(SUM(B146)*output_kgyear*$E72*percnt_var*start_time+SUM(B146)*output_kgyear*$E72*(1-start_time)),IF($C72<=start_time,-SUM(B146)*output_kgyear*$E72*percnt_var,-SUM(B146)*output_kgyear*$E72))))","v":-202206160.65225136},0,0,0,-9878067.175333498,0,0,0,0,0,0,0,0]
[2045,{"$f":"IF($C73=\"\",\"\",IF($C73<0,0,IF(AND($C73=1,start_time<1),-(SUM(B147)*output_kgyear*$E73*percnt_var*start_time+SUM(B147)*output_kgyear*$E73*(1-start_time)),IF($C73<=start_time,-SUM(B147)*output_kgyear*$E73*percnt_var,-SUM(B147)*output_kgyear*$E73))))","v":-208693870.78071338},0,0,0,-10102520.335633656,0,0,0,0,0,0,0,0]
[2046,{"$f":"IF($C74=\"\",\"\",IF($C74<0,0,IF(AND($C74=1,start_time<1),-(SUM(B148)*output_kgyear*$E74*percnt_var*start_time+SUM(B148)*output_kgyear*$E74*(1-start_time)),IF($C74<=start_time,-SUM(B148)*output_kgyear*$E74*percnt_var,-SUM(B148)*output_kgyear*$E74))))","v":-214720108.0384182},0,0,0,-10332562.764698982,0,0,0,0,0,0,0,0]
[2047,{"$f":"IF($C75=\"\",\"\",IF($C75<0,0,IF(AND($C75=1,start_time<1),-(SUM(B149)*output_kgyear*$E75*percnt_var*start_time+SUM(B149)*output_kgyear*$E75*(1-start_time)),IF($C75<=start_time,-SUM(B149)*output_kgyear*$E75*percnt_var,-SUM(B149)*output_kgyear*$E75))))","v":-221103418.91142574},0,0,0,-10563715.848516408,0,0,0,0,0,0,0,0]
[2048,{"$f":"IF($C76=\"\",\"\",IF($C76<0,0,IF(AND($C76=1,start_time<1),-(SUM(B150)*output_kgyear*$E76*percnt_var*start_time+SUM(B150)*output_kgyear*$E76*(1-start_time)),IF($C76<=start_time,-SUM(B150)*output_kgyear*$E76*percnt_var,-SUM(B150)*output_kgyear*$E76))))","v":-229434112.4694275},0,0,0,-10804354.657387506,0,0,0,0,0,0,0,0]
[2049,{"$f":"IF($C77=\"\",\"\",IF($C77<0,0,IF(AND($C77=1,start_time<1),-(SUM(B151)*output_kgyear*$E77*percnt_var*start_time+SUM(B151)*output_kgyear*$E77*(1-start_time)),IF($C77<=start_time,-SUM(B151)*output_kgyear*$E77*percnt_var,-SUM(B151)*output_kgyear*$E77))))","v":-235162589.1604614},0,0,0,-11044888.31087382,0,0,0,0,0,0,0,0]
[2050,{"$f":"IF($C78=\"\",\"\",IF($C78<0,0,IF(AND($C78=1,start_time<1),-(SUM(B152)*output_kgyear*$E78*percnt_var*start_time+SUM(B152)*output_kgyear*$E78*(1-start_time)),IF($C78<=start_time,-SUM(B152)*output_kgyear*$E78*percnt_var,-SUM(B152)*output_kgyear*$E78))))","v":-242664711.69360712},0,0,0,-11289565.447951138,0,0,0,0,0,0,0,0]
[2051,{"$f":"IF($C79=\"\",\"\",IF($C79<0,0,IF(AND($C79=1,start_time<1),-(SUM(B153)*output_kgyear*$E79*percnt_var*start_time+SUM(B153)*output_kgyear*$E79*(1-start_time)),IF($C79<=start_time,-SUM(B153)*output_kgyear*$E79*percnt_var,-SUM(B153)*output_kgyear*$E79))))","v":-248650029.24240986},0,0,0,-11514500.867380448,0,0,0,0,0,0,0,0]
[2052,{"$f":"IF($C80=\"\",\"\",IF($C80<0,0,IF(AND($C80=1,start_time<1),-(SUM(B154)*output_kgyear*$E80*percnt_var*start_time+SUM(B154)*output_kgyear*$E80*(1-start_time)),IF($C80<=start_time,-SUM(B154)*output_kgyear*$E80*percnt_var,-SUM(B154)*output_kgyear*$E80))))","v":-254782974.46196029},0,0,0,-11743917.942294816,0,0,0,0,0,0,0,0]
[2053,{"$f":"IF($C81=\"\",\"\",IF($C81<0,0,IF(AND($C81=1,start_time<1),-(SUM(B155)*output_kgyear*$E81*percnt_var*start_time+SUM(B155)*output_kgyear*$E81*(1-start_time)),IF($C81<=start_time,-SUM(B155)*output_kgyear*$E81*percnt_var,-SUM(B155)*output_kgyear*$E81))))","v":-261067188.58415514},0,0,0,-11977905.966038708,0,0,0,0,0,0,0,0]
[2054,{"$f":"IF($C82=\"\",\"\",IF($C82<0,0,IF(AND($C82=1,start_time<1),-(SUM(B156)*output_kgyear*$E82*percnt_var*start_time+SUM(B156)*output_kgyear*$E82*(1-start_time)),IF($C82<=start_time,-SUM(B156)*output_kgyear*$E82*percnt_var,-SUM(B156)*output_kgyear*$E82))))","v":-267506402.65176243},0,0,0,-12216556.011053924,0,0,0,0,0,0,0,0]
[2055,{"$f":"IF($C83=\"\",\"\",IF($C83<0,0,IF(AND($C83=1,start_time<1),-(SUM(B157)*output_kgyear*$E83*percnt_var*start_time+SUM(B157)*output_kgyear*$E83*(1-start_time)),IF($C83<=start_time,-SUM(B157)*output_kgyear*$E83*percnt_var,-SUM(B157)*output_kgyear*$E83))))","v":-274104439.73360342},0,0,0,-12459960.964326657,0,0,0,0,0,0,0,0]
[2056,{"$f":"IF($C84=\"\",\"\",IF($C84<0,0,IF(AND($C84=1,start_time<1),-(SUM(B158)*output_kgyear*$E84*percnt_var*start_time+SUM(B158)*output_kgyear*$E84*(1-start_time)),IF($C84<=start_time,-SUM(B158)*output_kgyear*$E84*percnt_var,-SUM(B158)*output_kgyear*$E84))))","v":-280811626.71614361},0,0,0,-12709342.427267255,0,0,0,0,0,0,0,0]
[2057,{"$f":"IF($C85=\"\",\"\",IF($C85<0,0,IF(AND($C85=1,start_time<1),-(SUM(B159)*output_kgyear*$E85*percnt_var*start_time+SUM(B159)*output_kgyear*$E85*(1-start_time)),IF($C85<=start_time,-SUM(B159)*output_kgyear*$E85*percnt_var,-SUM(B159)*output_kgyear*$E85))))","v":-287682934.9265722},0,0,0,-12963715.167005308,0,0,0,0,0,0,0,0]
[2058,{"$f":"IF($C86=\"\",\"\",IF($C86<0,0,IF(AND($C86=1,start_time<1),-(SUM(B160)*output_kgyear*$E86*percnt_var*start_time+SUM(B160)*output_kgyear*$E86*(1-start_time)),IF($C86<=start_time,-SUM(B160)*output_kgyear*$E86*percnt_var,-SUM(B160)*output_kgyear*$E86))))","v":-294722380.32232618},0,0,0,-13223179.08208088,0,0,0,0,0,0,0,0]
[2059,{"$f":"IF($C87=\"\",\"\",IF($C87<0,0,IF(AND($C87=1,start_time<1),-(SUM(B161)*output_kgyear*$E87*percnt_var*start_time+SUM(B161)*output_kgyear*$E87*(1-start_time)),IF($C87<=start_time,-SUM(B161)*output_kgyear*$E87*percnt_var,-SUM(B161)*output_kgyear*$E87))))","v":-301934077.12914312},0,0,0,-13487836.070466004,0,0,0,0,0,0,0,0]
[2060,{"$f":"IF($C88=\"\",\"\",IF($C88<0,0,IF(AND($C88=1,start_time<1),-(SUM(B162)*output_kgyear*$E88*percnt_var*start_time+SUM(B162)*output_kgyear*$E88*(1-start_time)),IF($C88<=start_time,-SUM(B162)*output_kgyear*$E88*percnt_var,-SUM(B162)*output_kgyear*$E88))))","v":-309322240.24563277},0,0,0,-13757790.069582531,0,0,0,0,0,0,0,0]
[2061,{"$f":"IF($C89=\"\",\"\",IF($C89<0,0,IF(AND($C89=1,start_time<1),-(SUM(B163)*output_kgyear*$E89*percnt_var*start_time+SUM(B163)*output_kgyear*$E89*(1-start_time)),IF($C89<=start_time,-SUM(B163)*output_kgyear*$E89*percnt_var,-SUM(B163)*output_kgyear*$E89))))","v":-316685898.99688846},0,0,0,-14025916.772714376,0,0,0,0,0,0,0,0]
[2062,{"$f":"IF($C90=\"\",\"\",IF($C90<0,0,IF(AND($C90=1,start_time<1),-(SUM(B164)*output_kgyear*$E90*percnt_var*start_time+SUM(B164)*output_kgyear*$E90*(1-start_time)),IF($C90<=start_time,-SUM(B164)*output_kgyear*$E90*percnt_var,-SUM(B164)*output_kgyear*$E90))))","v":-324224855.42529118},0,0,0,-14299269.019234283,0,0,0,0,0,0,0,0]
[2063,{"$f":"IF($C91=\"\",\"\",IF($C91<0,0,IF(AND($C91=1,start_time<1),-(SUM(B165)*output_kgyear*$E91*percnt_var*start_time+SUM(B165)*output_kgyear*$E91*(1-start_time)),IF($C91<=start_time,-SUM(B165)*output_kgyear*$E91*percnt_var,-SUM(B165)*output_kgyear*$E91))))","v":-331943282.62965631},0,0,0,-14577948.650187466,0,0,0,0,0,0,0,0]
[2064,{"$f":"IF($C92=\"\",\"\",IF($C92<0,0,IF(AND($C92=1,start_time<1),-(SUM(B166)*output_kgyear*$E92*percnt_var*start_time+SUM(B166)*output_kgyear*$E92*(1-start_time)),IF($C92<=start_time,-SUM(B166)*output_kgyear*$E92*percnt_var,-SUM(B166)*output_kgyear*$E92))))","v":-339845453.05269283},0,0,0,-14862059.491407674,0,0,0,0,0,0,0,0]
[2065,{"$f":"IF($C93=\"\",\"\",IF($C93<0,0,IF(AND($C93=1,start_time<1),-(SUM(B167)*output_kgyear*$E93*percnt_var*start_time+SUM(B167)*output_kgyear*$E93*(1-start_time)),IF($C93<=start_time,-SUM(B167)*output_kgyear*$E93*percnt_var,-SUM(B167)*output_kgyear*$E93))))","v":-347935740.84596199},0,0,0,-15151707.392198866,0,0,0,0,0,0,0,0]
[2066,{"$f":"IF($C94=\"\",\"\",IF($C94<0,0,IF(AND($C94=1,start_time<1),-(SUM(B168)*output_kgyear*$E94*percnt_var*start_time+SUM(B168)*output_kgyear*$E94*(1-start_time)),IF($C94<=start_time,-SUM(B168)*output_kgyear*$E94*percnt_var,-SUM(B168)*output_kgyear*$E94))))","v":-355971580.25002414},0,0,0,-15446739.110498862,0,0,0,0,0,0,0,0]
[2067,{"$f":"IF($C95=\"\",\"\",IF($C95<0,0,IF(AND($C95=1,start_time<1),-(SUM(B169)*output_kgyear*$E95*percnt_var*start_time+SUM(B169)*output_kgyear*$E95*(1-start_time)),IF($C95<=start_time,-SUM(B169)*output_kgyear*$E95*percnt_var,-SUM(B169)*output_kgyear*$E95))))","v":-364193013.45014435},0,0,0,-15747515.641086336,0,0,0,0,0,0,0,0]
[2068,{"$f":"IF($C96=\"\",\"\",IF($C96<0,0,IF(AND($C96=1,start_time<1),-(SUM(B170)*output_kgyear*$E96*percnt_var*start_time+SUM(B170)*output_kgyear*$E96*(1-start_time)),IF($C96<=start_time,-SUM(B170)*output_kgyear*$E96*percnt_var,-SUM(B170)*output_kgyear*$E96))))","v":-372604326.87558061},0,0,0,-16054148.84606347,0,0,0,0,0,0,0,0]
[2069,{"$f":"IF($C97=\"\",\"\",IF($C97<0,0,IF(AND($C97=1,start_time<1),-(SUM(B171)*output_kgyear*$E97*percnt_var*start_time+SUM(B171)*output_kgyear*$E97*(1-start_time)),IF($C97<=start_time,-SUM(B171)*output_kgyear*$E97*percnt_var,-SUM(B171)*output_kgyear*$E97))))","v":-381209905.95392084},0,0,0,-16366752.765694112,0,0,0,0,0,0,0,0]
[2070,{"$f":"IF($C98=\"\",\"\",IF($C98<0,0,IF(AND($C98=1,start_time<1),-(SUM(B172)*output_kgyear*$E98*percnt_var*start_time+SUM(B172)*output_kgyear*$E98*(1-start_time)),IF($C98<=start_time,-SUM(B172)*output_kgyear*$E98*percnt_var,-SUM(B172)*output_kgyear*$E98))))","v":-390014237.39752364},0,0,0,-16685443.660816606,0,0,0,0,0,0,0,0]
[2071,{"$f":"IF($C99=\"\",\"\",IF($C99<0,0,IF(AND($C99=1,start_time<1),-(SUM(B173)*output_kgyear*$E99*percnt_var*start_time+SUM(B173)*output_kgyear*$E99*(1-start_time)),IF($C99<=start_time,-SUM(B173)*output_kgyear*$E99*percnt_var,-SUM(B173)*output_kgyear*$E99))))","v":-398744074.13318777},0,0,0,-17007604.549921162,0,0,0,0,0,0,0,0]
[2072,{"$f":"IF($C100=\"\",\"\",IF($C100<0,0,IF(AND($C100=1,start_time<1),-(SUM(B174)*output_kgyear*$E100*percnt_var*start_time+SUM(B174)*output_kgyear*$E100*(1-start_time)),IF($C100<=start_time,-SUM(B174)*output_kgyear*$E100*percnt_var,-SUM(B174)*output_kgyear*$E100))))","v":-407669314.11858934},0,0,0,-17335985.689477459,0,0,0,0,0,0,0,0]
[2073,{"$f":"IF($C101=\"\",\"\",IF($C101<0,0,IF(AND($C101=1,start_time<1),-(SUM(B175)*output_kgyear*$E101*percnt_var*start_time+SUM(B175)*output_kgyear*$E101*(1-start_time)),IF($C101<=start_time,-SUM(B175)*output_kgyear*$E101*percnt_var,-SUM(B175)*output_kgyear*$E101))))","v":-416794331.13884747},0,0,0,-17670707.179463454,0,0,0,0,0,0,0,0]
[2074,{"$f":"IF($C102=\"\",\"\",IF($C102<0,0,IF(AND($C102=1,start_time<1),-(SUM(B176)*output_kgyear*$E102*percnt_var*start_time+SUM(B176)*output_kgyear*$E102*(1-start_time)),IF($C102<=start_time,-SUM(B176)*output_kgyear*$E102*percnt_var,-SUM(B176)*output_kgyear*$E102))))","v":-426123596.87917441},0,0,0,-18011891.438735563,0,0,0,0,0,0,0,0]
[2075,{"$f":"IF($C103=\"\",\"\",IF($C103<0,0,IF(AND($C103=1,start_time<1),-(SUM(B177)*output_kgyear*$E103*percnt_var*start_time+SUM(B177)*output_kgyear*$E103*(1-start_time)),IF($C103<=start_time,-SUM(B177)*output_kgyear*$E103*percnt_var,-SUM(B177)*output_kgyear*$E103))))","v":-435661683.11620975},0,0,0,-18359663.249801319,0,0,0,0,0,0,0,0]
[2076,{"$f":"IF($C104=\"\",\"\",IF($C104<0,0,IF(AND($C104=1,start_time<1),-(SUM(B178)*output_kgyear*$E104*percnt_var*start_time+SUM(B178)*output_kgyear*$E104*(1-start_time)),IF($C104<=start_time,-SUM(B178)*output_kgyear*$E104*percnt_var,-SUM(B178)*output_kgyear*$E104))))","v":-444886589.60907316},0,0,0,-18706381.064320039,0,0,0,0,0,0,0,0]
[2077,{"$f":"IF($C105=\"\",\"\",IF($C105<0,0,IF(AND($C105=1,start_time<1),-(SUM(B179)*output_kgyear*$E105*percnt_var*start_time+SUM(B179)*output_kgyear*$E105*(1-start_time)),IF($C105<=start_time,-SUM(B179)*output_kgyear*$E105*percnt_var,-SUM(B179)*output_kgyear*$E105))))","v":-454306828.63426602},0,0,0,-19059646.561182868,0,0,0,0,0,0,0,0]
[2078,{"$f":"IF($C106=\"\",\"\",IF($C106<0,0,IF(AND($C106=1,start_time<1),-(SUM(B180)*output_kgyear*$E106*percnt_var*start_time+SUM(B180)*output_kgyear*$E106*(1-start_time)),IF($C106<=start_time,-SUM(B180)*output_kgyear*$E106*percnt_var,-SUM(B180)*output_kgyear*$E106))))","v":-463926536.25519657},0,0,0,-19419583.391792443,0,0,0,0,0,0,0,0]
[2079,{"$f":"IF($C107=\"\",\"\",IF($C107<0,0,IF(AND($C107=1,start_time<1),-(SUM(B181)*output_kgyear*$E107*percnt_var*start_time+SUM(B181)*output_kgyear*$E107*(1-start_time)),IF($C107<=start_time,-SUM(B181)*output_kgyear*$E107*percnt_var,-SUM(B181)*output_kgyear*$E107))))","v":-473749936.11423492},0,0,0,-19786317.542678311,0,0,0,0,0,0,0,0]
["",{"$f":"IF($C108=\"\",\"\",IF($C108<0,0,IF(AND($C108=1,start_time<1),-(SUM(B182)*output_kgyear*$E108*percnt_var*start_time+SUM(B182)*output_kgyear*$E108*(1-start_time)),IF($C108<=start_time,-SUM(B182)*output_kgyear*$E108*percnt_var,-SUM(B182)*output_kgyear*$E108))))","v":""},"","","","","","","","","","","",""]
[]
["Discounted value",{"$f":"+B186+NPV($X$59,B187:B228)","v":-1877216683.9585564},{"$f":"+C186+NPV($X$59,C187:C228)","v":0},0,0,-87965653.181754097,0,0,0,0,0,0,0,0]
["Cost per kg H2",{"$f":"-B231/$AE$116*(1+inflation_rate)^construct/INFLATION_FACTOR","v":1.0323787971615324},{"$f":"-C231/$AE$116*(1+inflation_rate)^construct/INFLATION_FACTOR","v":0},0,0,{"$f":"-F231/$AE$116*(1+inflation_rate)^construct/INFLATION_FACTOR","v":4.83768741239851E-2},0,0,0,0,0,0,0,0]
["Levelized and escalated cost in startup year",{"$f":"IF(B132>0,B232/B133*(1+inflation_rate)^construct,\"\")","v":7.0022406148925338},{"$f":"IF(C132>0,C232/C133*(1+inflation_rate)^construct,\"\")","v":""},"","",8.5311799867846899E-2,"","","","","","","",""]
[]
[]
[]
[]
[]
[]
[]
[]
[]
[]
[]
[]
[]
[]
[]
[]
[]
[]
[]
[]
[]
[]
[]
[]
[]
[]
[]
[]
[]
[]
[]
[]
[]
[]
[]
[]
[]
[]
[]
[]
[]
[]
[]
[]
[]
["Lookup Electricity Prices in Startup Year"]
["Feed","LHV","Price Table Start Year Column (relative)","Raw Price ($/GJ)","Price in Usage Units"]
[{"$f":"'HyARC Physical Property Data'!A76","v":"Commercial Electricity"},{"$f":"VLOOKUP(A281,MASTER_PROPERTY_TABLE,9,FALSE)","v":3.5999999999999995E-3},{"$f":"MATCH(startup_year,Feedstock_Year,0)","v":44},{"$f":"VLOOKUP(A281,FEEDPRICETABLE,C281,FALSE)","v":31.985796962436115},{"$f":"B281*D281","v":0.11514886906477}]
[{"$f":"'HyARC Physical Property Data'!A77","v":"Industrial Electricity"},{"$f":"VLOOKUP(A282,MASTER_PROPERTY_TABLE,9,FALSE)","v":3.5999999999999995E-3},{"$f":"MATCH(startup_year,Feedstock_Year,0)+2","v":46},{"$f":"VLOOKUP(A282,FEEDPRICETABLE,C282,FALSE)","v":21.516251270074765},{"$f":"B282*D282","v":7.7458504572269146E-2}]

{"sheet":"Energy Feed & Utility Prices","index":11,"n_rows":141,"n_cols":104,"rows_kept":141,"cut":false,"hidden":false,"merged":[]}
[]
[]
[null,null,null,null,null,null,null,null,null,null,null,null,null,null,null,null,null,null,null,null,null,null,null,null,null,null,null,null,null,null,null,null,null,null,null,null,null,null,null,null,null,null,null,null,null,null,null,null,null,null,null,null,null,null,null,null,null,null,null,null,null,null,null,null,null,null,null,null,null,null,null,null,null,null,"Further extrapolated to allow 2040 comission year using GCAM"]
["AEO_2009_Reference_Case",{"$f":"\"Prices are in $(\" & ref_year&\")/GJ LHV\"","v":"Prices are in $(2016)/GJ LHV"},null,null,null,null,null,null,null,null,null,null,null,null,null,null,null,null,null,null,null,null,null,null,null,null,null,null,null,null,null,null,null,"Except as noted,values are extrapolated based on PNNL mini-CAM model (see AEO Data tab)"]
["Year","Source Data Year","Reference year Conversion","Display Units","Use Category","LHV (MJ/kg)","HHV (MJ/kg)",2004,2005,2006,2007,2008,2009,2010,2011,2012,2013,2014,2015,2016,2017,2018,2019,2020,2021,2022,2023,2024,2025,2026,2027,2028,2029,2030,2031,2032,2033,2034,2035,2036,2037,2038,2039,2040,2041,2042,2043,2044,2045,2046,2047,2048,2049,2050,2051,2052,2053,2054,2055,2056,2057,2058,2059,2060,2061,2062,2063,2064,2065,2066,2067,2068,2069,2070,{"$f":"+BV5+1","v":2071},{"$f":"+BW5+1","v":2072},{"$f":"+BX5+1","v":2073},{"$f":"+BY5+1","v":2074},{"$f":"+BZ5+1","v":2075},{"$f":"+CA5+1","v":2076},{"$f":"+CB5+1","v":2077},{"$f":"+CC5+1","v":2078},{"$f":"+CD5+1","v":2079},{"$f":"+CE5+1","v":2080},{"$f":"+CF5+1","v":2081},{"$f":"+CG5+1","v":2082},{"$f":"+CH5+1","v":2083},{"$f":"+CI5+1","v":2084},{"$f":"+CJ5+1","v":2085},{"$f":"+CK5+1","v":2086},{"$f":"+CL5+1","v":2087},{"$f":"+CM5+1","v":2088},{"$f":"+CN5+1","v":2089},{"$f":"+CO5+1","v":2090},{"$f":"+CP5+1","v":2091},{"$f":"+CQ5+1","v":2092},{"$f":"+CR5+1","v":2093},{"$f":"+CS5+1","v":2094},{"$f":"+CT5+1","v":2095},{"$f":"+CU5+1","v":2096},{"$f":"+CV5+1","v":2097},{"$f":"+CW5+1","v":2098},{"$f":"+CX5+1","v":2099},{"$f":"+CY5+1","v":2100}]
["Feedstock Type"]
[{"$f":"'HyARC Physical Property Data'!A73","v":"Residential Natural Gas"},2007,{"$f":"VLOOKUP(ref_year,DeflatorTable,2,FALSE)/VLOOKUP(B7,DeflatorTable,2,FALSE)","v":1.1446359956438654},{"$f":"'HyARC Physical Property Data'!H73","v":"mmBtu"},"Feed Utility",{"$f":"'HyARC Physical Property Data'!$E$6","v":47.141269049911173},{"$f":"'HyARC Physical Property Data'!$I$6","v":52.224661236371581},{"$f":"((13.7000589370728/(mmBTU_to_GJ))*($C$7))*($G$7/$F$7)","v":16.46689578317423},{"$f":"((13.7000589370728/(mmBTU_to_GJ))*($C$7))*($G$7/$F$7)","v":16.46689578317423},{"$f":"((13.7000589370728/(mmBTU_to_GJ))*($C$7))*($G$7/$F$7)","v":16.46689578317423},{"$f":"((12.6911582946777/(mmBTU_to_GJ))*($C$7))*($G$7/$F$7)","v":15.254239559561855},{"$f":"((12.9778490066528/(mmBTU_to_GJ))*($C$7))*($G$7/$F$7)","v":15.59882976152975},{"$f":"((10.7176141738892/(mmBTU_to_GJ))*($C$7))*($G$7/$F$7)","v":12.882122365775233},{"$f":"((11.192774772644/(mmBTU_to_GJ))*($C$7))*($G$7/$F$7)","v":13.453245460639653},{"$f":"((11.4872808456421/(mmBTU_to_GJ))*($C$7))*($G$7/$F$7)","v":13.807229398507864},{"$f":"((11.3991556167603/(mmBTU_to_GJ))*($C$7))*($G$7/$F$7)","v":13.701306572443364},{"$f":"((11.3077983856201/(mmBTU_to_GJ))*($C$7))*($G$7/$F$7)","v":13.591499015327374},{"$f":"((11.2896461486816/(mmBTU_to_GJ))*($C$7))*($G$7/$F$7)","v":13.569680788466401},{"$f":"((11.3454151153564/(mmBTU_to_GJ))*($C$7))*($G$7/$F$7)","v":13.636712745510335},{"$f":"((11.5382986068726/(mmBTU_to_GJ))*($C$7))*($G$7/$F$7)","v":13.868550606039326},{"$f":"((11.7583208084106/(mmBTU_to_GJ))*($C$7))*($G$7/$F$7)","v":14.133008056868725},{"$f":"((11.9751005172729/(mmBTU_to_GJ))*($C$7))*($G$7/$F$7)","v":14.393568167605377},{"$f":"((12.23952293396/(mmBTU_to_GJ))*($C$7))*($G$7/$F$7)","v":14.711392813347514},{"$f":"((12.557071685791/(mmBTU_to_GJ))*($C$7))*($G$7/$F$7)","v":15.093073083957748},{"$f":"((12.7957820892334/(mmBTU_to_GJ))*($C$7))*($G$7/$F$7)","v":15.379992969040035},{"$f":"((12.8716516494751/(mmBTU_to_GJ))*($C$7))*($G$7/$F$7)","v":15.471184995830123},{"$f":"((12.6602811813354/(mmBTU_to_GJ))*($C$7))*($G$7/$F$7)","v":15.217126565389467},{"$f":"((12.6240320205688/(mmBTU_to_GJ))*($C$7))*($G$7/$F$7)","v":15.173556595704456},{"$f":"((12.5992183685303/(mmBTU_to_GJ))*($C$7))*($G$7/$F$7)","v":15.143731627505801},{"$f":"((12.7868556976318/(mmBTU_to_GJ))*($C$7))*($G$7/$F$7)","v":15.369263821019688},{"$f":"((13.07555103302/(mmBTU_to_GJ))*($C$7))*($G$7/$F$7)","v":15.716263496186178},{"$f":"((13.407883644104/(mmBTU_to_GJ))*($C$7))*($G$7/$F$7)","v":16.115713345066876},{"$f":"((13.6725673675537/(mmBTU_to_GJ))*($C$7))*($G$7/$F$7)","v":16.433852070569323},{"$f":"((13.9620389938354/(mmBTU_to_GJ))*($C$7))*($G$7/$F$7)","v":16.781784814805029},{"$f":"($BB7-$AH7)/20+AH7","v":16.924252919684925},{"$f":"($BB7-$AH7)/20+AI7","v":17.066721024564821},17.209189129444717,17.351657234324612,17.494125339204508,17.636593444084404,17.7790615489643,17.921529653844196,18.063997758724092,18.206465863603988,18.348933968483884,18.49140207336378,18.633870178243676,18.776338283123572,18.918806388003468,19.061274492883364,19.203742597763259,{"$f":"($BB7-$AH7)/20+AY7","v":19.346210702643155},19.488678807523051,{"$f":"1.16978897829057*AH7","v":19.631146912402976},{"$f":"($BQ7-$BB7)/15+BB7","v":19.82552968566489},{"$f":"($BQ7-$BB7)/15+BC7","v":20.019912458926804},20.214295232188718,20.408678005450632,20.603060778712546,20.79744355197446,20.991826325236374,21.186209098498288,21.380591871760203,21.574974645022117,21.769357418284031,21.963740191545945,22.158122964807859,22.352505738069773,{"$f":"1.14852629914794*BB7","v":22.546888511331698},{"$f":"($BV7-$BQ7)/5+BQ7","v":22.770142238524333},{"$f":"($BV7-$BQ7)/5+BR7","v":22.993395965716967},{"$f":"($BV7-$BQ7)/5+BS7","v":23.216649692909602},{"$f":"($BV7-$BQ7)/5+BT7","v":23.439903420102237},{"$f":"1.04950876638265*BQ7","v":23.663157147294871},{"$f":"+BV7*BW$133/BV$133","v":23.741725786947789},{"$f":"+BW7*BX$133/BW$133","v":23.820555297586708},23.899646545380008,23.979000399372005,24.058617731492493,24.109957095304743,24.1614060136353,24.212964720265646,24.264633449476126,24.316412436047038,24.333224744531737,24.350048677005677,24.366884241505659,24.383731446074034,24.400590298758722,24.406304701449077,24.41202044240206,24.41773752193108,24.423455940349619,24.429175697971235,24.437844539812179,24.446516457844467,24.455191453159703,24.463869526849884,24.472550680007387,24.485911011470357,24.499278636756479,24.512653559847685,24.526035784728073,24.539425315383912]
[{"$f":"'HyARC Physical Property Data'!A71","v":"Commercial Natural Gas"},2007,{"$f":"VLOOKUP(ref_year,DeflatorTable,2,FALSE)/VLOOKUP(B8,DeflatorTable,2,FALSE)","v":1.1446359956438654},{"$f":"'HyARC Physical Property Data'!H71","v":"mmBtu"},"Feed Utility",{"$f":"'HyARC Physical Property Data'!$E$6","v":47.141269049911173},{"$f":"'HyARC Physical Property Data'!$I$6","v":52.224661236371581},{"$f":"((11.8960943222046/(mmBTU_to_GJ))*($C$8))*($G$8/$F$8)","v":14.298606037413785},{"$f":"((11.8960943222046/(mmBTU_to_GJ))*($C$8))*($G$8/$F$8)","v":14.298606037413785},{"$f":"((11.8960943222046/(mmBTU_to_GJ))*($C$8))*($G$8/$F$8)","v":14.298606037413785},{"$f":"((10.9898433685303/(mmBTU_to_GJ))*($C$8))*($G$8/$F$8)","v":13.209330430929022},{"$f":"((11.3387994766235/(mmBTU_to_GJ))*($C$8))*($G$8/$F$8)","v":13.628761025444446},{"$f":"((8.90759468078613/(mmBTU_to_GJ))*($C$8))*($G$8/$F$8)","v":10.706554910529642},{"$f":"((9.46560573577881/(mmBTU_to_GJ))*($C$8))*($G$8/$F$8)","v":11.377260776148852},{"$f":"((9.74632167816162/(mmBTU_to_GJ))*($C$8))*($G$8/$F$8)","v":11.714669555857421},{"$f":"((9.72109222412109/(mmBTU_to_GJ))*($C$8))*($G$8/$F$8)","v":11.684344811105591},{"$f":"((9.67193412780762/(mmBTU_to_GJ))*($C$8))*($G$8/$F$8)","v":11.625258842745071},{"$f":"((9.71388721466064/(mmBTU_to_GJ))*($C$8))*($G$8/$F$8)","v":11.675684692163989},{"$f":"((9.83065605163574/(mmBTU_to_GJ))*($C$8))*($G$8/$F$8)","v":11.816035932842832},{"$f":"((10.0382099151611/(mmBTU_to_GJ))*($C$8))*($G$8/$F$8)","v":12.065506964738809},{"$f":"((10.2545003890991/(mmBTU_to_GJ))*($C$8))*($G$8/$F$8)","v":12.32547903563206},{"$f":"((10.476261138916/(mmBTU_to_GJ))*($C$8))*($G$8/$F$8)","v":12.592026148517233},{"$f":"((10.746561050415/(mmBTU_to_GJ))*($C$8))*($G$8/$F$8)","v":12.916915296315764},{"$f":"((11.0803880691528/(mmBTU_to_GJ))*($C$8))*($G$8/$F$8)","v":13.318161360468658},{"$f":"((11.3143692016602/(mmBTU_to_GJ))*($C$8))*($G$8/$F$8)","v":13.599396860397949},{"$f":"((11.4017143249512/(mmBTU_to_GJ))*($C$8))*($G$8/$F$8)","v":13.704382032287196},{"$f":"((11.2125005722046/(mmBTU_to_GJ))*($C$8))*($G$8/$F$8)","v":13.476955043722189},{"$f":"((11.1975994110107/(mmBTU_to_GJ))*($C$8))*($G$8/$F$8)","v":13.459044473442507},{"$f":"((11.159740447998/(mmBTU_to_GJ))*($C$8))*($G$8/$F$8)","v":13.413539589029041},{"$f":"((11.3503875732422/(mmBTU_to_GJ))*($C$8))*($G$8/$F$8)","v":13.642689431170433},{"$f":"((11.6409521102905/(mmBTU_to_GJ))*($C$8))*($G$8/$F$8)","v":13.99193580827273},{"$f":"((11.9785671234131/(mmBTU_to_GJ))*($C$8))*($G$8/$F$8)","v":14.397734882675305},{"$f":"((12.2332496643066/(mmBTU_to_GJ))*($C$8))*($G$8/$F$8)","v":14.703852606544261},{"$f":"((12.5188312530518/(mmBTU_to_GJ))*($C$8))*($G$8/$F$8)","v":15.0471096889452},{"$f":"($BB8-$AH8)/20+AH8","v":15.174851357960808},15.302593026976416,15.430334695992023,15.558076365007631,15.685818034023239,15.813559703038846,15.941301372054454,16.06904304107006,16.196784710085666,16.324526379101272,16.452268048116878,16.580009717132484,16.70775138614809,16.835493055163695,16.963234724179301,17.090976393194907,17.218718062210513,17.346459731226119,17.474201400241725,{"$f":"1.16978897829057*AH8","v":17.601943069257342},{"$f":"($BQ8-$BB8)/15+BB8","v":17.776233166716644},17.950523264175946,18.124813361635248,18.29910345909455,18.473393556553852,18.647683654013154,18.821973751472456,18.996263848931758,19.17055394639106,19.344844043850362,19.519134141309664,19.693424238768966,19.867714336228268,20.04200443368757,{"$f":"1.14852629914794*BB8","v":20.216294531146865},{"$f":"($BV8-$BQ8)/5+BQ8","v":20.416471291759944},20.616648052373023,20.816824812986102,21.017001573599181,{"$f":"1.04950876638265*BQ8","v":21.217178334212257},{"$f":"+BV8*BW$134/BV$134","v":21.287625604989181},{"$f":"+BW8*BX$134/BW$134","v":21.358306781419426},21.429222640138541,21.500373960360729,21.571761523887421,21.617794115007417,21.663924936373601,21.710154197602268,21.756482108757027,21.802908880349733,21.817983358582254,21.833068259272402,21.848163589626239,21.863269356854815,21.878385568174153,21.883509292798049,21.888634217352987,21.893760342119982,21.898887667380112,21.904016193414524,21.911788967019731,21.919564498841009,21.927342789857128,21.935123841047208,21.942907653390712,21.954886973541843,21.966872833578826,21.978865237071986,21.990864187593605,22.002869688717904]
[{"$f":"'HyARC Physical Property Data'!A72","v":"Industrial Natural Gas"},2007,{"$f":"VLOOKUP(ref_year,DeflatorTable,2,FALSE)/VLOOKUP(B9,DeflatorTable,2,FALSE)","v":1.1446359956438654},{"$f":"'HyARC Physical Property Data'!H72","v":"mmBtu"},"Feed Utility",{"$f":"'HyARC Physical Property Data'!$E$6","v":47.141269049911173},{"$f":"'HyARC Physical Property Data'!$I$6","v":52.224661236371581},{"$f":"((7.95407009124756/(mmBTU_to_GJ))*($C$9))*($G$9/$F$9)","v":9.5604583780441796},{"$f":"((7.95407009124756/(mmBTU_to_GJ))*($C$9))*($G$9/$F$9)","v":9.5604583780441796},{"$f":"((7.95407009124756/(mmBTU_to_GJ))*($C$9))*($G$9/$F$9)","v":9.5604583780441796},{"$f":"((7.51525163650513/(mmBTU_to_GJ))*($C$9))*($G$9/$F$9)","v":9.0330170148232209},{"$f":"((8.80127239227294/(mmBTU_to_GJ))*($C$9))*($G$9/$F$9)","v":10.578759982608744},{"$f":"((4.84856796264648/(mmBTU_to_GJ))*($C$9))*($G$9/$F$9)","v":5.8277751727392237},{"$f":"((5.49891996383666/(mmBTU_to_GJ))*($C$9))*($G$9/$F$9)","v":6.6094709796819098},{"$f":"((5.82616424560547/(mmBTU_to_GJ))*($C$9))*($G$9/$F$9)","v":7.002804870308081},{"$f":"((5.87778615951538/(mmBTU_to_GJ))*($C$9))*($G$9/$F$9)","v":7.0648522440009209},{"$f":"((5.95383930206299/(mmBTU_to_GJ))*($C$9))*($G$9/$F$9)","v":7.1562649290168574},{"$f":"((6.10985708236694/(mmBTU_to_GJ))*($C$9))*($G$9/$F$9)","v":7.3437917521048339},{"$f":"((6.32948446273804/(mmBTU_to_GJ))*($C$9))*($G$9/$F$9)","v":7.6077746444642154},{"$f":"((6.51258134841919/(mmBTU_to_GJ))*($C$9))*($G$9/$F$9)","v":7.8278494155716949},{"$f":"((6.70273017883301/(mmBTU_to_GJ))*($C$9))*($G$9/$F$9)","v":8.0564003282428658},{"$f":"((6.89887094497681/(mmBTU_to_GJ))*($C$9))*($G$9/$F$9)","v":8.2921532961503175},{"$f":"((7.15282821655273/(mmBTU_to_GJ))*($C$9))*($G$9/$F$9)","v":8.5973992767426797},{"$f":"((7.46860218048096/(mmBTU_to_GJ))*($C$9))*($G$9/$F$9)","v":8.9769463267904062},{"$f":"((7.67867755889893/(mmBTU_to_GJ))*($C$9))*($G$9/$F$9)","v":9.2294481137468605},{"$f":"((7.75380706787109/(mmBTU_to_GJ))*($C$9))*($G$9/$F$9)","v":9.3197506299745712},{"$f":"((7.55847835540771/(mmBTU_to_GJ))*($C$9))*($G$9/$F$9)","v":9.084973716505079},{"$f":"((7.54617786407471/(mmBTU_to_GJ))*($C$9))*($G$9/$F$9)","v":9.0701890422352296},{"$f":"((7.45927095413208/(mmBTU_to_GJ))*($C$9))*($G$9/$F$9)","v":8.9657305843967432},{"$f":"((7.60022306442261/(mmBTU_to_GJ))*($C$9))*($G$9/$F$9)","v":9.1351491045092246},{"$f":"((7.85960483551025/(mmBTU_to_GJ))*($C$9))*($G$9/$F$9)","v":9.4469151058216188},{"$f":"((8.19417572021484/(mmBTU_to_GJ))*($C$9))*($G$9/$F$9)","v":9.8490552656428605},{"$f":"((8.42161273956299/(mmBTU_to_GJ))*($C$9))*($G$9/$F$9)","v":10.122425016243508},{"$f":"((8.69355010986328/(mmBTU_to_GJ))*($C$9))*($G$9/$F$9)","v":10.449282320788951},{"$f":"($BB9-$AH9)/20+AH9","v":10.537990969244774},10.626699617700597,10.71540826615642,10.804116914612242,10.892825563068065,10.981534211523888,11.070242859979711,11.158951508435534,11.247660156891357,11.336368805347179,11.425077453803002,11.513786102258825,11.602494750714648,11.691203399170471,11.779912047626294,11.868620696082116,11.957329344537939,12.046037992993762,12.134746641449585,{"$f":"1.16978897829057*AH9","v":12.223455289905422},12.344488928372753,12.465522566840084,12.586556205307415,12.707589843774747,12.828623482242078,12.949657120709409,13.07069075917674,13.191724397644071,13.312758036111402,13.433791674578734,13.554825313046065,13.675858951513396,13.796892589980727,13.917926228448058,{"$f":"1.14852629914794*BB9","v":14.038959866915382},14.177970183776685,14.316980500637987,14.455990817499289,14.595001134360592,{"$f":"1.04950876638265*BQ9","v":14.734011451221894},{"$f":"+BV9*BW$135/BV$135","v":14.78293270163439},{"$f":"+BW9*BX$135/BW$135","v":14.832016384983078},14.881263040593069,14.93067320958019,14.980247434856935,15.012214207912603,15.044249195768062,15.076352543988799,15.10852439845093,15.140764905341857,15.151233193414877,15.16170871923684,15.172191487811906,15.182681504147698,15.193178773255301,15.196736881505712,15.200295823033644,15.20385559803424,15.207416206702694,15.210977649234243,15.216375357332034,15.221774980839431,15.22717652043613,15.232579976802066,15.237985350617416,15.246304243804076,15.254627678534927,15.262955657289339,15.271288182548037,15.279625256793102]
[{"$f":"'HyARC Physical Property Data'!A74","v":"Electric Utility Natural Gas"},2007,1.1446359956438654,{"$f":"'HyARC Physical Property Data'!H74","v":"mmBtu"},"Feed Utility",{"$f":"'HyARC Physical Property Data'!$E$6","v":47.141269049911173},{"$f":"'HyARC Physical Property Data'!$I$6","v":52.224661236371581},{"$f":"((7.05463790893555/(mmBTU_to_GJ))*($C$10))*($G$10/$F$10)","v":8.4793786485193543},{"$f":"((7.05463790893555/(mmBTU_to_GJ))*($C$10))*($G$10/$F$10)","v":8.4793786485193543},{"$f":"((7.05463790893555/(mmBTU_to_GJ))*($C$10))*($G$10/$F$10)","v":8.4793786485193543},{"$f":"((7.01915979385375/(mmBTU_to_GJ))*($C$10))*($G$10/$F$10)","v":8.4367354433828741},{"$f":"((8.87161254882813/(mmBTU_to_GJ))*($C$10))*($G$10/$F$10)","v":10.663305898264051},{"$f":"((4.55562210083008/(mmBTU_to_GJ))*($C$10))*($G$10/$F$10)","v":5.4756665432216405},{"$f":"((5.12931346893311/(mmBTU_to_GJ))*($C$10))*($G$10/$F$10)","v":6.1652194870192449},{"$f":"((5.45354604721069/(mmBTU_to_GJ))*($C$10))*($G$10/$F$10)","v":6.5549334364650393},{"$f":"((5.51876354217529/(mmBTU_to_GJ))*($C$10))*($G$10/$F$10)","v":6.6333221279118835},{"$f":"((5.53977298736572/(mmBTU_to_GJ))*($C$10))*($G$10/$F$10)","v":6.6585745991605227},{"$f":"((5.68350362777709/(mmBTU_to_GJ))*($C$10))*($G$10/$F$10)","v":6.8313327958496117},{"$f":"((5.8920464515686/(mmBTU_to_GJ))*($C$10))*($G$10/$F$10)","v":7.0819925164739512},{"$f":"((6.08193254470825/(mmBTU_to_GJ))*($C$10))*($G$10/$F$10)","v":7.3102276299699529},{"$f":"((6.26939964294434/(mmBTU_to_GJ))*($C$10))*($G$10/$F$10)","v":7.5355552131290491},{"$f":"((6.47751331329346/(mmBTU_to_GJ))*($C$10))*($G$10/$F$10)","v":7.785699109329328},{"$f":"((6.73541975021362/(mmBTU_to_GJ))*($C$10))*($G$10/$F$10)","v":8.0956918208994786},{"$f":"((7.02784395217896/(mmBTU_to_GJ))*($C$10))*($G$10/$F$10)","v":8.4471734371727294},{"$f":"((7.25390911102295/(mmBTU_to_GJ))*($C$10))*($G$10/$F$10)","v":8.7188942690311428},{"$f":"((7.3283839225769/(mmBTU_to_GJ))*($C$10))*($G$10/$F$10)","v":8.8084098664430517},{"$f":"((7.15062761306763/(mmBTU_to_GJ))*($C$10))*($G$10/$F$10)","v":8.5947542437237932},{"$f":"((7.19241189956665/(mmBTU_to_GJ))*($C$10))*($G$10/$F$10)","v":8.6449772022025897},{"$f":"((7.13988399505615/(mmBTU_to_GJ))*($C$10))*($G$10/$F$10)","v":8.5818408658367442},{"$f":"((7.28062534332275/(mmBTU_to_GJ))*($C$10))*($G$10/$F$10)","v":8.7510060588431848},{"$f":"((7.5354790687561/(mmBTU_to_GJ))*($C$10))*($G$10/$F$10)","v":9.0573295393435789},{"$f":"((7.86007928848267/(mmBTU_to_GJ))*($C$10))*($G$10/$F$10)","v":9.44748537837933},{"$f":"((8.07421207427979/(mmBTU_to_GJ))*($C$10))*($G$10/$F$10)","v":9.7048639986960801},{"$f":"((8.33951759338379/(mmBTU_to_GJ))*($C$10))*($G$10/$F$10)","v":10.023750096475156},{"$f":"($BB10-$AH10)/20+AH10","v":10.108846210851182},10.193942325227207,10.279038439603232,10.364134553979257,10.449230668355282,10.534326782731307,10.619422897107333,10.704519011483358,10.789615125859383,10.874711240235408,10.959807354611433,11.044903468987458,11.129999583363483,11.215095697739509,11.300191812115534,11.385287926491559,11.470384040867584,11.555480155243609,11.640576269619634,{"$f":"1.16978897829057*AH10","v":11.725672383995676},11.841777098943414,11.957881813891152,12.073986528838891,12.190091243786629,12.306195958734367,12.422300673682106,12.538405388629844,12.654510103577582,12.770614818525321,12.886719533473059,13.002824248420797,13.118928963368536,13.235033678316274,13.351138393264012,{"$f":"1.14852629914794*BB10","v":13.467243108211756},13.600592426784317,13.733941745356878,13.867291063929439,14.000640382502,{"$f":"1.04950876638265*BQ10","v":14.133989701074563},{"$f":"+BV10*BW$136/BV$136","v":14.180918702845942},{"$f":"+BW10*BX$136/BW$136","v":14.22800352270222},14.275244678005262,14.322642687834716,14.370198072993734,14.400863044487831,14.431593452830604,14.46238943765959,14.493251138910308,14.524178696816882,14.534220678683244,14.54426960355147,14.554325476221939,14.564388301498344,14.574458084187699,14.577871293518578,14.581285302192933,14.584700110397959,14.5881157183209,14.591532126149042,14.596710020228747,14.601889751715715,14.607071321261961,14.61225472951973,14.617439977141501,14.625420095184293,14.633404569823321,14.641393403436986,14.649386598404989,14.65738415710833]
[{"$f":"'HyARC Physical Property Data'!A75","v":"Bio Methane"},2007,1.1446359956438654,{"$f":"'HyARC Physical Property Data'!H75","v":"mmBtu"},"Feed Utility",{"$f":"'HyARC Physical Property Data'!$E$6","v":47.141269049911173},{"$f":"'HyARC Physical Property Data'!$I$6","v":52.224661236371581},{"$f":"13.11*($C$11/mmBTU_to_GJ)","v":14.223865310797228},14.223865310797228,14.223865310797228,14.223865310797228,14.223865310797228,14.223865310797228,14.223865310797228,14.223865310797228,14.223865310797228,14.223865310797228,14.223865310797228,14.223865310797228,14.223865310797228,14.223865310797228,14.223865310797228,14.223865310797228,14.223865310797228,14.223865310797228,14.223865310797228,14.223865310797228,14.223865310797228,14.223865310797228,14.223865310797228,14.223865310797228,14.223865310797228,14.223865310797228,14.223865310797228,14.223865310797228,14.223865310797228,14.223865310797228,14.223865310797228,14.223865310797228,{"$f":"13.11*($C$11/mmBTU_to_GJ)","v":14.223865310797228},14.223865310797228,14.223865310797228,14.223865310797228,14.223865310797228,14.223865310797228,14.223865310797228,14.223865310797228,14.223865310797228,14.223865310797228,14.223865310797228,14.223865310797228,14.223865310797228,14.223865310797228,14.223865310797228,14.223865310797228,14.223865310797228,14.223865310797228,14.223865310797228,14.223865310797228,14.223865310797228,14.223865310797228,14.223865310797228,14.223865310797228,14.223865310797228,14.223865310797228,14.223865310797228,14.223865310797228,14.223865310797228,14.223865310797228,14.223865310797228,14.223865310797228,14.223865310797228,14.223865310797228,14.223865310797228,{"$f":"+BV11*BW$136/BV$136","v":14.271092726019944},{"$f":"+BW11*BX$136/BW$136","v":14.318476950147966},14.366018503832969,14.413717909455341,14.461575691129934,14.49243565590395,14.523361473628309,14.554353284828478,14.585411230329802,14.616535451258134,14.626641288360148,14.636754112613382,14.646873928848736,14.657000741900452,14.667134556606111,14.670569469948116,14.674005187716483,14.6774417100996,14.6808790372859,14.684317169463862,14.689527988881515,14.69474065739019,14.699955175646044,14.705171544305472,14.710389764025104,14.718420626266095,14.726455872806168,14.734495506038849,14.74253952835897,14.750587942162673]
[{"$f":"'HyARC Physical Property Data'!A85","v":"Woody Biomass"},2005,{"$f":"VLOOKUP(ref_year,DeflatorTable,2,FALSE)/VLOOKUP(B12,DeflatorTable,2,FALSE)","v":1.2112501494873942},{"$f":"+'HyARC Physical Property Data'!$H$85","v":"kg"},"Feed",{"$f":"'HyARC Physical Property Data'!$E$45","v":19.551069237418005},{"$f":"'HyARC Physical Property Data'!$I$45","v":20.588656379262464},{"$f":"1.27*($C$12)","v":1.5382876898489906},1.5382876898489906,1.5382876898489906,1.5382876898489906,1.5382876898489906,1.5382876898489906,1.5382876898489906,1.5382876898489906,{"$f":"1.28*($C$12)","v":1.5504001913438645},{"$f":"1.32*($C$12)","v":1.5988501973233604},{"$f":"1.32*($C$12)","v":1.5988501973233604},{"$f":"1.34*($C$12)","v":1.6230752003131084},{"$f":"1.34*($C$12)","v":1.6230752003131084},{"$f":"1.36*($C$12)","v":1.6473002033028561},{"$f":"1.36*($C$12)","v":1.6473002033028561},{"$f":"1.38*($C$12)","v":1.6715252062926038},{"$f":"1.4*($C$12)","v":1.6957502092823518},{"$f":"1.46*($C$12)","v":1.7684252182515954},{"$f":"1.48*($C$12)","v":1.7926502212413433},{"$f":"1.48*($C$12)","v":1.7926502212413433},{"$f":"1.51*($C$12)","v":1.8289877257259652},{"$f":"1.52*($C$12)","v":1.8411002272208392},{"$f":"1.62*($C$12)","v":1.9622252421695787},{"$f":"1.72*($C$12)","v":2.083350257118318},{"$f":"1.82*($C$12)","v":2.2044752720670573},{"$f":"1.91*($C$12)","v":2.3134877855209228},{"$f":"2.01*($C$12)","v":2.4346128004696621},{"$f":"2.11*($C$12)","v":2.5557378154184014},{"$f":"2.2*($C$12)","v":2.6647503288722674},{"$f":"2.3*($C$12)","v":2.7858753438210062},{"$f":"2.4*($C$12)","v":2.9070003587697459},{"$f":"2.5*($C$12)","v":3.0281253737184857},{"$f":"2.57*($C$12)","v":3.1129128841826028},{"$f":"2.64*($C$12)","v":3.1977003946467208},{"$f":"2.71*($C$12)","v":3.282487905110838},{"$f":"2.78*($C$12)","v":3.3672754155749556},{"$f":"2.85*($C$12)","v":3.4520629260390736},{"$f":"2.92*($C$12)","v":3.5368504365031908},{"$f":"2.99*($C$12)","v":3.6216379469673088},{"$f":"3.07*($C$12)","v":3.7185379589263001},{"$f":"3.14*($C$12)","v":3.8033254693904177},{"$f":"3.21*($C$12)","v":3.8881129798545353},{"$f":"3.28*($C$12)","v":3.9729004903186529},{"$f":"3.35*($C$12)","v":4.0576880007827709},{"$f":"3.42*($C$12)","v":4.1424755112468876},{"$f":"3.49*($C$12)","v":4.2272630217110061},{"$f":"3.56*($C$12)","v":4.3120505321751237},{"$f":"3.64*($C$12)","v":4.4089505441341146},{"$f":"3.71*($C$12)","v":4.4937380545982322},{"$f":"3.78*($C$12)","v":4.5785255650623498},{"$f":"3.85*($C$12)","v":4.6633130755264673},{"$f":"3.92*($C$12)","v":4.7481005859905849},{"$f":"3.99*($C$12)","v":4.8328880964547034},{"$f":"4.06*($C$12)","v":4.9176756069188201},{"$f":"4.14*($C$12)","v":5.0145756188778119},{"$f":"4.21*($C$12)","v":5.0993631293419295},{"$f":"4.28*($C$12)","v":5.1841506398060471},{"$f":"4.35*($C$12)","v":5.2689381502701647},{"$f":"4.42*($C$12)","v":5.3537256607342822},{"$f":"4.49*($C$12)","v":5.4385131711983998},{"$f":"4.56*($C$12)","v":5.5233006816625174},{"$f":"4.63*($C$12)","v":5.608088192126635},{"$f":"4.71*($C$12)","v":5.7049882040856268},{"$f":"4.78*($C$12)","v":5.7897757145497444},{"$f":"4.85*($C$12)","v":5.8745632250138611},{"$f":"4.92*($C$12)","v":5.9593507354779796},{"$f":"4.99*($C$12)","v":6.0441382459420971},{"$f":"+BV12*BW$137/BV$137","v":6.0586659764672328},{"$f":"+BW12*BX$137/BW$137","v":6.0732286259412112},6.0878262782954495,6.1024590176630999,6.1171269283795393,6.1299667153690152,6.1428334529403346,6.155727197662495,6.1686480062232301,6.18159593542926,6.197524392005751,6.2134938923080965,6.229504542095909,6.245556447401321,6.2616497145296828,6.2750522655841658,6.2884835037072264,6.3019434903011975,6.3154322868998385,6.3289499551686168,6.3413225489579119,6.3537193301840116,6.3661403461314299,6.3785856441771198,6.3910552717906537,6.4057772391562917,6.4205331189689208,6.4353229893467718,6.4501469285880244,6.4650050151712186]
[{"$f":"'HyARC Physical Property Data'!A86","v":"Woody Biomass B2A"},2007,{"$f":"VLOOKUP(ref_year,DeflatorTable,2,FALSE)/VLOOKUP(B13,DeflatorTable,2,FALSE)","v":1.1446359956438654},{"$f":"+'HyARC Physical Property Data'!$H$86","v":"kg"},"Feed",{"$f":"'HyARC Physical Property Data'!$E$45","v":19.551069237418005},{"$f":"'HyARC Physical Property Data'!$I$45","v":20.588656379262464},{"$f":"3.80872262322035*($C$13)","v":4.3596010119611401},{"$f":"3.80872262322035*($C$13)","v":4.3596010119611401},{"$f":"3.80872262322035*($C$13)","v":4.3596010119611401},{"$f":"3.80872262322035*($C$13)","v":4.3596010119611401},{"$f":"3.58036841709093*($C$13)","v":4.0982185678687273},{"$f":"3.28153451771169*($C$13)","v":3.756162529920632},{"$f":"3.05599949931226*($C$13)","v":3.498007029582443},{"$f":"2.9206784882726*($C$13)","v":3.3431137293795268},{"$f":"2.85865635821276*($C$13)","v":3.2721209667865292},3.2721209667865292,3.2721209667865292,3.2721209667865292,3.2721209667865292,3.2721209667865292,3.2721209667865292,3.2721209667865292,3.2721209667865292,3.2721209667865292,3.2721209667865292,3.2721209667865292,3.2721209667865292,3.2721209667865292,3.2721209667865292,3.2721209667865292,3.2721209667865292,3.2721209667865292,3.2721209667865292,3.2721209667865292,3.2721209667865292,3.2721209667865292,3.2721209667865292,3.2721209667865292,3.2721209667865292,3.2721209667865292,3.2721209667865292,3.2721209667865292,3.2721209667865292,3.2721209667865292,3.2721209667865292,3.2721209667865292,3.2721209667865292,3.2721209667865292,3.2721209667865292,3.2721209667865292,3.2721209667865292,3.2721209667865292,3.2721209667865292,3.2721209667865292,3.2721209667865292,3.2721209667865292,3.2721209667865292,3.2721209667865292,3.2721209667865292,3.2721209667865292,3.2721209667865292,3.2721209667865292,3.2721209667865292,3.2721209667865292,3.2721209667865292,3.2721209667865292,3.2721209667865292,3.2721209667865292,3.2721209667865292,3.2721209667865292,3.2721209667865292,3.2721209667865292,3.2721209667865292,{"$f":"+BV13*BW$137/BV$137","v":3.2799858583089949},{"$f":"+BW13*BX$137/BW$137","v":3.2878696539365619},3.2957723991072623,3.3036941393683414,3.3116349203765254,3.3185860082748779,3.3255516864357837,3.332531985484056,3.3395269361087871,3.3465365690634874,3.3551597730028546,3.3638051968237757,3.3724728977814351,3.3811629332785507,3.3898753608657524,3.3971311128901611,3.4044023952606257,3.4116892412185864,3.4189916840766337,3.4263097572186623,3.4330079202824653,3.4397191777223193,3.4464435551366885,3.453181078174079,3.4599317725331393,3.467901818241772,3.4758902231646247,3.4838970295926392,3.4919222799141783,3.4999660166152444]
[{"$f":"'HyARC Physical Property Data'!$A$87","v":"Woody Biomass MYPP"},2007,{"$f":"VLOOKUP(ref_year,DeflatorTable,2,FALSE)/VLOOKUP(B14,DeflatorTable,2,FALSE)","v":1.1446359956438654},{"$f":"+'HyARC Physical Property Data'!$H$87","v":"kg"},"Feed",18.608000000000001,null,{"$f":"4.44432502149613*$C$14","v":5.0871343959451663},{"$f":"4.44432502149613*$C$14","v":5.0871343959451663},5.0871343959451663,5.0871343959451663,5.0871343959451663,5.0871343959451663,5.0871343959451663,{"$f":"N14-($N$14-$U$14)/7","v":4.9664808197552768},4.8458272435653873,4.7251736673754978,4.6045200911856083,4.4838665149957189,4.3632129388058294,{"$f":"3.70647033533964*$C$14","v":4.2425593626159408},{"$f":"3.70647033533964*$C$14","v":4.2425593626159408},4.2425593626159408,4.2425593626159408,4.2425593626159408,4.2425593626159408,4.2425593626159408,4.2425593626159408,4.2425593626159408,4.2425593626159408,4.2425593626159408,4.2425593626159408,4.2425593626159408,4.2425593626159408,4.2425593626159408,4.2425593626159408,4.2425593626159408,4.2425593626159408,4.2425593626159408,4.2425593626159408,4.2425593626159408,4.2425593626159408,4.2425593626159408,4.2425593626159408,4.2425593626159408,4.2425593626159408,4.2425593626159408,4.2425593626159408,4.2425593626159408,4.2425593626159408,4.2425593626159408,4.2425593626159408,4.2425593626159408,4.2425593626159408,4.2425593626159408,4.2425593626159408,4.2425593626159408,4.2425593626159408,4.2425593626159408,4.2425593626159408,4.2425593626159408,4.2425593626159408,4.2425593626159408,4.2425593626159408,4.2425593626159408,4.2425593626159408,4.2425593626159408,4.2425593626159408,4.2425593626159408,4.2425593626159408,4.2425593626159408,4.2425593626159408,4.2425593626159408,4.2425593626159408,{"$f":"+BV14*BW$137/BV$137","v":4.2527568062628252},{"$f":"+BW14*BX$137/BW$137","v":4.2629787605524712},4.2732252843988219,4.2834964368574244,4.2937922771257746,4.302804903291757,4.3118364468680763,4.3208869475621841,4.3299564451648767,4.3390449795504713,4.3502256342328796,4.361435098720146,4.3726734472480695,4.3839407542437394,4.3952370943260251,4.4046447412304142,4.4140725244365262,4.4235204870444758,4.4329886722466272,4.4424771233277953,4.4511618127714661,4.4598634800922632,4.4685821584805847,4.4773178811917154,4.486070681545951,4.4964044657748525,4.5067620541531026,4.5171435015141972,4.5275488628179446,4.537978193150753]
[{"$f":"'HyARC Physical Property Data'!A79","v":"Electric Utility Steam Coal"},2007,{"$f":"VLOOKUP(ref_year,DeflatorTable,2,FALSE)/VLOOKUP(B15,DeflatorTable,2,FALSE)","v":1.1446359956438654},{"$f":"+'HyARC Physical Property Data'!$H$79","v":"kg"},"Feed",{"$f":"'HyARC Physical Property Data'!E42","v":22.7322030001394},{"$f":"'HyARC Physical Property Data'!I42","v":23.967615189707661},{"$f":"1.73552525043488*($C$15/mmBTU_to_GJ*$G$15/$F$15)","v":1.9853138567637905},{"$f":"1.73552525043488*($C$15/mmBTU_to_GJ*$G$15/$F$15)","v":1.9853138567637905},{"$f":"1.73552525043488*($C$15/mmBTU_to_GJ*$G$15/$F$15)","v":1.9853138567637905},{"$f":"1.78000020980835*($C$15/mmBTU_to_GJ*$G$15/$F$15)","v":2.0361899549945894},{"$f":"1.9310736656189*($C$15/mmBTU_to_GJ*$G$15/$F$15)","v":2.2090069307975759},{"$f":"1.98230564594269*($C$15/mmBTU_to_GJ*$G$15/$F$15)","v":2.2676125664233231},{"$f":"1.86225914955139*($C$15/mmBTU_to_GJ*$G$15/$F$15)","v":2.13028816121408},{"$f":"1.87335216999054*($C$15/mmBTU_to_GJ*$G$15/$F$15)","v":2.1429777646558565},{"$f":"1.85759365558624*($C$15/mmBTU_to_GJ*$G$15/$F$15)","v":2.1249511776033034},{"$f":"1.88174879550934*($C$15/mmBTU_to_GJ*$G$15/$F$15)","v":2.152582889668214},{"$f":"1.90431761741638*($C$15/mmBTU_to_GJ*$G$15/$F$15)","v":2.1783999700314376},{"$f":"1.90719401836395*($C$15/mmBTU_to_GJ*$G$15/$F$15)","v":2.1816903621806665},{"$f":"1.91704928874969*($C$15/mmBTU_to_GJ*$G$15/$F$15)","v":2.1929640701570041},{"$f":"1.92595064640045*($C$15/mmBTU_to_GJ*$G$15/$F$15)","v":2.203146571785048},{"$f":"1.94080138206482*($C$15/mmBTU_to_GJ*$G$15/$F$15)","v":2.2201347264029208},{"$f":"1.94636797904968*($C$15/mmBTU_to_GJ*$G$15/$F$15)","v":2.2265025059130679},{"$f":"1.95628917217255*($C$15/mmBTU_to_GJ*$G$15/$F$15)","v":2.2378516246755447},{"$f":"1.96225011348724*($C$15/mmBTU_to_GJ*$G$15/$F$15)","v":2.2446705052354474},{"$f":"1.97535526752472*($C$15/mmBTU_to_GJ*$G$15/$F$15)","v":2.2596618422379557},{"$f":"1.98115420341492*($C$15/mmBTU_to_GJ*$G$15/$F$15)","v":2.2662954004500389},{"$f":"1.98549652099609*($C$15/mmBTU_to_GJ*$G$15/$F$15)","v":2.2712626939320582},{"$f":"1.98988306522369*($C$15/mmBTU_to_GJ*$G$15/$F$15)","v":2.2762805794604768},{"$f":"1.99634909629822*($C$15/mmBTU_to_GJ*$G$15/$F$15)","v":2.2836772457361834},{"$f":"2.00744533538818*($C$15/mmBTU_to_GJ*$G$15/$F$15)","v":2.2963705310789013},{"$f":"2.02021908760071*($C$15/mmBTU_to_GJ*$G$15/$F$15)","v":2.3109827686502347},{"$f":"2.03361201286316*($C$15/mmBTU_to_GJ*$G$15/$F$15)","v":2.3263032948710327},{"$f":"2.04451942443848*($C$15/mmBTU_to_GJ*$G$15/$F$15)","v":2.3387805753580104},{"$f":"(($BB$15-$AH$15)/20+AH15)","v":2.3439232584530902},{"$f":"(($BB$15-$AH$15)/20+AI15)","v":2.3490659415481701},2.3542086246432499,2.3593513077383297,2.3644939908334095,2.3696366739284893,2.3747793570235691,2.3799220401186489,2.3850647232137288,2.3902074063088086,2.3953500894038884,2.4004927724989682,2.405635455594048,2.4107781386891278,2.4159208217842076,2.4210635048792875,2.4262061879743673,2.4313488710694471,2.4364915541645269,{"$f":"(1.04397747398165*AH15)","v":2.4416342372596058},{"$f":"(($BQ$15-$BB$15)/15+BB15)","v":2.4462649790511035},{"$f":"(($BQ$15-$BB$15)/15+BC15)","v":2.4508957208426012},2.4555264626340989,2.4601572044255966,2.4647879462170943,2.469418688008592,2.4740494298000897,2.4786801715915874,2.4833109133830851,2.4879416551745828,2.4925723969660805,2.4972031387575782,2.5018338805490759,2.5064646223405735,{"$f":"(1.02844862093285*BB15)","v":2.511095364132073},{"$f":"(($BV$15-$BQ$15)/5+BQ15)","v":2.5158578441414332},{"$f":"(($BV$15-$BQ$15)/5+BR15)","v":2.5206203241507934},{"$f":"(($BV$15-$BQ$15)/5+BS15)","v":2.5253828041601536},{"$f":"(($BV$15-$BQ$15)/5+BT15)","v":2.5301452841695138},{"$f":"(1.00948287364428*BQ15)","v":2.5349077641788749},{"$f":"+BV15*BW$138/BV$138","v":2.5434781738814416},{"$f":"+BW15*BX$138/BW$138","v":2.5520775597556495},2.5607060197686384,2.5693636522187702,2.5780505557367492,2.5854319192311639,2.592834416728135,2.6002581087376306,2.6077030559428676,2.6151693192008074,2.620869818974227,2.6265827445961101,2.6323081231521006,2.6380459817868847,2.6437963477043169,2.6476946163242814,2.6515986329279162,2.6555084059906031,2.6594239440002214,2.6633452554571648,2.6646584413422429,2.6659722747052119,2.6672867558653164,2.6686018851419582,2.6699176628546981,2.6680266065225413,2.6661368895927571,2.6642485111166696,2.662361470146275,2.6604757657342417]
[{"$f":"'HyARC Physical Property Data'!A76","v":"Commercial Electricity"},2007,1.1446359956438654,{"$f":"'HyARC Physical Property Data'!$H$76","v":"kWh"},"Feed Utility Byprod",null,null,{"$f":"(28.3762531280518/(mmBTU_to_GJ))*($C$16)","v":30.787185546796138},{"$f":"(28.3762531280518/(mmBTU_to_GJ))*($C$16)","v":30.787185546796138},{"$f":"(28.3762531280518/(mmBTU_to_GJ))*($C$16)","v":30.787185546796138},{"$f":"(28.0297355651855/(mmBTU_to_GJ))*($C$16)","v":30.411226802170969},{"$f":"(29.057315826416/(mmBTU_to_GJ))*($C$16)","v":31.52611339498382},{"$f":"(27.6067714691162/(mmBTU_to_GJ))*($C$16)","v":29.952326395321784},{"$f":"(24.8355846405029/(mmBTU_to_GJ))*($C$16)","v":26.94569113969624},{"$f":"(25.5812511444092/(mmBTU_to_GJ))*($C$16)","v":27.754711728432792},{"$f":"(25.4402256011963/(mmBTU_to_GJ))*($C$16)","v":27.601704227895624},{"$f":"(25.4701290130615/(mmBTU_to_GJ))*($C$16)","v":27.634148324211708},{"$f":"(25.6722831726074/(mmBTU_to_GJ))*($C$16)","v":27.853478113486943},{"$f":"(25.7632827758789/(mmBTU_to_GJ))*($C$16)","v":27.952209318694404},{"$f":"(26.1006698608398/(mmBTU_to_GJ))*($C$16)","v":28.31826183235469},{"$f":"(26.4680442810059/(mmBTU_to_GJ))*($C$16)","v":28.716849496052234},{"$f":"(26.885612487793/(mmBTU_to_GJ))*($C$16)","v":29.169895562521408},{"$f":"(27.1694507598877/(mmBTU_to_GJ))*($C$16)","v":29.477849593972547},{"$f":"(27.6201095581055/(mmBTU_to_GJ))*($C$16)","v":29.966797728753303},{"$f":"(28.0024471282958/(mmBTU_to_GJ))*($C$16)","v":30.381619857025179},{"$f":"(28.2454071044922/(mmBTU_to_GJ))*($C$16)","v":30.645222448736249},{"$f":"(28.1863746643066/(mmBTU_to_GJ))*($C$16)","v":30.581174433620486},{"$f":"(28.2032489776611/(mmBTU_to_GJ))*($C$16)","v":30.599482439750659},{"$f":"(28.1397113800049/(mmBTU_to_GJ))*($C$16)","v":30.530546495339259},{"$f":"(28.178466796875/(mmBTU_to_GJ))*($C$16)","v":30.572594689818597},{"$f":"(28.4951820373535/(mmBTU_to_GJ))*($C$16)","v":30.916219016473285},{"$f":"(28.9155654907227/(mmBTU_to_GJ))*($C$16)","v":31.372319521401678},{"$f":"(29.2894115447998/(mmBTU_to_GJ))*($C$16)","v":31.777928668630185},{"$f":"(29.6516952514648/(mmBTU_to_GJ))*($C$16)","v":32.170993096387576},{"$f":"($BB16-$AH16)/20+AH16","v":32.16150778317737},32.152022469967164,32.142537156756958,32.133051843546752,32.123566530336547,32.114081217126341,32.104595903916135,32.095110590705929,32.085625277495723,32.076139964285517,32.066654651075311,32.057169337865105,32.047684024654899,32.038198711444693,32.028713398234487,32.019228085024281,32.009742771814075,32.000257458603869,31.990772145393663,{"$f":"0.994103189054944*AH16","v":31.981286832183478},{"$f":"($BQ16-$BB16)/15+BB16","v":32.001602863802262},32.021918895421045,32.042234927039829,32.062550958658612,32.082866990277395,32.103183021896179,32.123499053514962,32.143815085133745,32.164131116752529,32.184447148371312,32.204763179990096,32.225079211608879,32.245395243227662,32.265711274846446,{"$f":"1.00952871208344*BB16","v":32.286027306465265},{"$f":"($BV16-$BQ16)/5+BQ16","v":32.306536923700044},32.327046540934823,32.347556158169603,32.368065775404382,{"$f":"1.00317623736115*BQ16","v":32.388575392639169},{"$f":"+BV16*BW$139/BV$139","v":32.37431458077026},{"$f":"+BW16*BX$139/BW$139","v":32.360060047990594},32.345811791535453,32.331569808641355,32.317334096546027,32.291448416621037,32.265583470721417,32.239739242239537,32.213915714581077,32.188112871164996,32.152568008354812,32.11706239721736,32.081595994407593,32.046168756628319,32.010780640630173,31.972198945666406,31.933663752136113,31.895175003992414,31.856732645255992,31.818336620015,31.773863996680806,31.729453532919873,31.685105141851508,31.640818736716444,31.596594230876679,31.553423239824536,31.510311234068549,31.467258133016063,31.424263856184528,31.381328323201359]
[{"$f":"'HyARC Physical Property Data'!A77","v":"Industrial Electricity"},2007,1.1446359956438654,{"$f":"'HyARC Physical Property Data'!$H$77","v":"kWh"},"Feed Utility Byprod",null,null,{"$f":"(18.4008941650391/(mmBTU_to_GJ))*($C$17)","v":19.964289870461542},{"$f":"(18.4008941650391/(mmBTU_to_GJ))*($C$17)","v":19.964289870461542},{"$f":"(18.4008941650391/(mmBTU_to_GJ))*($C$17)","v":19.964289870461542},{"$f":"(18.6226921081543/(mmBTU_to_GJ))*($C$17)","v":20.204932438660048},{"$f":"(20.3344097137451/(mmBTU_to_GJ))*($C$17)","v":22.062082756893755},{"$f":"(19.1594867706299/(mmBTU_to_GJ))*($C$17)","v":20.787334801635478},{"$f":"(16.8281726837158/(mmBTU_to_GJ))*($C$17)","v":18.257945208238802},{"$f":"(17.2643089294434/(mmBTU_to_GJ))*($C$17)","v":18.731136910480302},{"$f":"(17.1560707092285/(mmBTU_to_GJ))*($C$17)","v":18.61370244321737},{"$f":"(17.0836048126221/(mmBTU_to_GJ))*($C$17)","v":18.535079624532727},{"$f":"(17.1988334655762/(mmBTU_to_GJ))*($C$17)","v":18.660098452874735},{"$f":"(17.3181438446045/(mmBTU_to_GJ))*($C$17)","v":18.789545803101944},{"$f":"(17.6150741577148/(mmBTU_to_GJ))*($C$17)","v":19.111704215029771},{"$f":"(17.9101543426514/(mmBTU_to_GJ))*($C$17)","v":19.431855306290132},{"$f":"(18.2101707458496/(mmBTU_to_GJ))*($C$17)","v":19.757362011867627},{"$f":"(18.456880569458/(mmBTU_to_GJ))*($C$17)","v":20.025033049385286},{"$f":"(18.8030014038086/(mmBTU_to_GJ))*($C$17)","v":20.400561358238349},{"$f":"(19.0852069854736/(mmBTU_to_GJ))*($C$17)","v":20.706743980935386},{"$f":"(19.30615234375/(mmBTU_to_GJ))*($C$17)","v":20.946461526104674},{"$f":"(19.3043308258057/(mmBTU_to_GJ))*($C$17)","v":20.944485246478358},{"$f":"(19.3253479003906/(mmBTU_to_GJ))*($C$17)","v":20.967287995381685},{"$f":"(19.3248138427734/(mmBTU_to_GJ))*($C$17)","v":20.966708562611643},{"$f":"(19.3542194366455/(mmBTU_to_GJ))*($C$17)","v":20.998612544810026},{"$f":"(19.6148834228516/(mmBTU_to_GJ))*($C$17)","v":21.281423332847481},{"$f":"(19.97239112854/(mmBTU_to_GJ))*($C$17)","v":21.669305976118565},{"$f":"(20.29469871521/(mmBTU_to_GJ))*($C$17)","v":22.018997791636661},{"$f":"(20.5609893798828/(mmBTU_to_GJ))*($C$17)","v":22.307913317786817},22.301336040416132,22.294758763045447,22.288181485674762,22.281604208304078,22.275026930933393,22.268449653562708,22.261872376192024,22.255295098821339,22.248717821450654,22.24214054407997,22.235563266709285,22.2289859893386,22.222408711967915,22.215831434597231,22.209254157226546,22.202676879855861,22.196099602485177,22.189522325114492,22.182945047743807,{"$f":"0.994103189054944*AH17","v":22.17636777037313},22.190455251942488,22.204542733511847,22.218630215081205,22.232717696650564,22.246805178219923,22.260892659789281,22.27498014135864,22.289067622927998,22.303155104497357,22.317242586066715,22.331330067636074,22.345417549205433,22.359505030774791,22.37359251234415,{"$f":"1.00952871208344*BB17","v":22.387679993913494},22.401901711038722,22.416123428163949,22.430345145289177,22.444566862414405,{"$f":"1.00317623736115*BQ17","v":22.458788579539629},{"$f":"+BV17*BW$140/BV$140","v":22.465574719294207},{"$f":"+BW17*BX$140/BW$140","v":22.472362909546415},22.479153150915831,22.485945444022224,22.492739789485537,22.49019603346196,22.487652565117642,22.485109384420049,22.482566491336648,22.480023885834914,22.469826748009918,22.459634235696903,22.449446346797696,22.439263079215074,22.429084430852768,22.41659732007183,22.404117161332831,22.39164395076531,22.379177684500963,22.36671835867363,22.349648462331068,22.332591593441013,22.315547742061138,22.2985168982567,22.281499052100536,22.265499049909142,22.249510537073537,22.233533505343395,22.217567946474304,22.20161385222778]
[{"$f":"'HyARC Physical Property Data'!A78","v":"Residential Electricity"},2007,1.1446359956438654,{"$f":"'HyARC Physical Property Data'!$H$78","v":"kWh"},"Feed Utility Byprod",null,null,{"$f":"(31.2067794799805/(mmBTU_to_GJ))*($C$18)","v":33.858201991380128},{"$f":"(31.2067794799805/(mmBTU_to_GJ))*($C$18)","v":33.858201991380128},{"$f":"(31.2067794799805/(mmBTU_to_GJ))*($C$18)","v":33.858201991380128},{"$f":"(31.181957244873/(mmBTU_to_GJ))*($C$18)","v":33.831270783990192},{"$f":"(31.772819519043/(mmBTU_to_GJ))*($C$18)","v":34.472334506722866},{"$f":"(30.736837387085/(mmBTU_to_GJ))*($C$18)","v":33.348332194795859},{"$f":"(28.6163578033447/(mmBTU_to_GJ))*($C$18)","v":31.047690242590104},{"$f":"(29.8736190795898/(mmBTU_to_GJ))*($C$18)","v":32.411772245167633},{"$f":"(30.101655960083/(mmBTU_to_GJ))*($C$18)","v":32.659183829761808},{"$f":"(30.4253902435303/(mmBTU_to_GJ))*($C$18)","v":33.010423558536921},{"$f":"(30.7938537597656/(mmBTU_to_GJ))*($C$18)","v":33.410192851204634},{"$f":"(30.8830280303955/(mmBTU_to_GJ))*($C$18)","v":33.50694363798025},{"$f":"(31.1491451263428/(mmBTU_to_GJ))*($C$18)","v":33.795670848480235},{"$f":"(31.4898681640625/(mmBTU_to_GJ))*($C$18)","v":34.165342747550469},{"$f":"(31.8156299591064/(mmBTU_to_GJ))*($C$18)","v":34.518782251448862},{"$f":"(32.0206985473633/(mmBTU_to_GJ))*($C$18)","v":34.741274088126325},{"$f":"(32.4303588867188/(mmBTU_to_GJ))*($C$18)","v":35.185740410793606},{"$f":"(32.7907905578613/(mmBTU_to_GJ))*($C$18)","v":35.576795448480595},{"$f":"(32.9940071105957/(mmBTU_to_GJ))*($C$18)","v":35.797277895087667},{"$f":"(32.9234657287598/(mmBTU_to_GJ))*($C$18)","v":35.720743103777878},{"$f":"(32.9201545715332/(mmBTU_to_GJ))*($C$18)","v":35.717150620603661},{"$f":"(32.902271270752/(mmBTU_to_GJ))*($C$18)","v":35.69774790041874},{"$f":"(32.9582405090332/(mmBTU_to_GJ))*($C$18)","v":35.758472454717726},{"$f":"(33.321102142334/(mmBTU_to_GJ))*($C$18)","v":36.152163911508453},{"$f":"(33.7343635559082/(mmBTU_to_GJ))*($C$18)","v":36.600537266567883},{"$f":"(34.1495399475098/(mmBTU_to_GJ))*($C$18)","v":37.050988301988475},{"$f":"(34.4904899597167/(mmBTU_to_GJ))*($C$18)","v":37.420906459985844},37.409873259446485,37.398840058907126,37.387806858367767,37.376773657828409,37.36574045728905,37.354707256749691,37.343674056210332,37.332640855670974,37.321607655131615,37.310574454592256,37.299541254052897,37.288508053513539,37.27747485297418,37.266441652434821,37.255408451895462,37.244375251356104,37.233342050816745,37.222308850277386,37.211275649738027,{"$f":"0.994103189054944*AH18","v":37.200242449198683},37.223873809180851,37.24750516916302,37.271136529145188,37.294767889127357,37.318399249109525,37.342030609091694,37.365661969073862,37.389293329056031,37.412924689038199,37.436556049020368,37.460187409002536,37.483818768984705,37.507450128966873,37.531081488949042,{"$f":"1.00952871208344*BB18","v":37.55471284893126},37.578569385338866,37.602425921746473,37.62628245815408,37.650138994561686,{"$f":"1.00317623736115*BQ18","v":37.673995530969293},{"$f":"+BV18*BW$141/BV$141","v":37.657407528684409},{"$f":"+BW18*BX$141/BW$141","v":37.640826830159476},37.62425343217862,37.607687331527387,37.59112852499274,37.561018618089207,37.530932828750899,37.500871137660013,37.47083352551423,37.440819973026684,37.399474622500279,37.358174929040445,37.316920842228761,37.275712311702456,37.234549287154408,37.189671530537417,37.144847863820196,37.100078221809703,37.055362539391488,37.010700751529562,36.958970738942355,36.907313029611991,36.855727522479896,36.804214116628756,36.752772711282311,36.70255674147662,36.652409382647399,36.602330541050243,36.552320123068824,36.502378035214747]
[]
[]
[]
["AEO_2013_Reference_Case",{"$f":"\"Prices are in $(\" & ref_year&\")/GJ LHV\"","v":"Prices are in $(2016)/GJ LHV"},null,null,null,null,null,null,null,null,null,null,null,null,null,null,null,null,null,null,null,null,null,null,null,null,null,null,null,null,null,null,null,null,null,null,null,null,null,null,null,null,null,null,"Except as noted,values are extrapolated based on PNNL mini-CAM model (see AEO Data tab)"]
["Year","Source Data Year","Reference year Conversion","Display Units","Use Category","LHV (MJ/kg)","HHV (MJ/kg)",2004,2005,2006,2007,2008,2009,2010,2011,2012,2013,2014,2015,2016,2017,2018,2019,2020,2021,2022,2023,2024,2025,2026,2027,2028,2029,2030,2031,2032,2033,2034,2035,2036,2037,2038,2039,2040,2041,2042,2043,2044,2045,2046,2047,2048,2049,2050,2051,2052,2053,2054,2055,2056,2057,2058,2059,2060,2061,2062,2063,2064,2065,2066,2067,2068,2069,2070,{"$f":"+BV23+1","v":2071},{"$f":"+BW23+1","v":2072},{"$f":"+BX23+1","v":2073},{"$f":"+BY23+1","v":2074},{"$f":"+BZ23+1","v":2075},{"$f":"+CA23+1","v":2076},{"$f":"+CB23+1","v":2077},{"$f":"+CC23+1","v":2078},{"$f":"+CD23+1","v":2079},{"$f":"+CE23+1","v":2080},{"$f":"+CF23+1","v":2081},{"$f":"+CG23+1","v":2082},{"$f":"+CH23+1","v":2083},{"$f":"+CI23+1","v":2084},{"$f":"+CJ23+1","v":2085},{"$f":"+CK23+1","v":2086},{"$f":"+CL23+1","v":2087},{"$f":"+CM23+1","v":2088},{"$f":"+CN23+1","v":2089},{"$f":"+CO23+1","v":2090},{"$f":"+CP23+1","v":2091},{"$f":"+CQ23+1","v":2092},{"$f":"+CR23+1","v":2093},{"$f":"+CS23+1","v":2094},{"$f":"+CT23+1","v":2095},{"$f":"+CU23+1","v":2096},{"$f":"+CV23+1","v":2097},{"$f":"+CW23+1","v":2098},{"$f":"+CX23+1","v":2099},{"$f":"+CY23+1","v":2100}]
["Feedstock Type"]
[{"$f":"'HyARC Physical Property Data'!A73","v":"Residential Natural Gas"},2011,{"$f":"VLOOKUP(ref_year,DeflatorTable,2,FALSE)/VLOOKUP(B25,DeflatorTable,2,FALSE)","v":1.0784554773635862},{"$f":"'HyARC Physical Property Data'!H73","v":"mmBtu"},"Feed Utility",{"$f":"'HyARC Physical Property Data'!$E$6","v":47.141269049911173},{"$f":"'HyARC Physical Property Data'!$I$6","v":52.224661236371581},14.386141835345208,14.386141835345208,14.386141835345208,13.326716630976858,13.627764477872551,11.254339733155913,{"$f":"((N42/(mmBTU_to_GJ))*($C25))*($G25/$F25)","v":12.864072624231563},12.23325661230241,11.850527062684614,11.865842495866545,11.611695090166418,11.50138750593943,12.075204376866452,12.446344297440779,12.907270435435697,13.164777859640022,13.336162585082695,13.544264034469807,13.819651921148951,14.079086797828554,14.2515190517904,14.353207458115314,14.54298904928118,14.646583391279357,14.81893750527599,14.987454833734297,15.139899111087075,15.341580626230741,15.539442342785032,15.781889138041823,16.136390908341905,16.532635274551915,17.01379173629439,17.457934768717273,17.940794455208763,18.182559507580642,18.530579058157759,{"$f":"($BB25-$AR25)/10+AR25","v":18.537819201300856},{"$f":"($BB25-$AR25)/10+AS25","v":18.545059344443953},18.552299487587049,18.559539630730146,18.566779773873243,18.57401991701634,18.581260060159437,18.588500203302534,18.595740346445631,{"$f":"'AEO Data'!$B$30*AM25","v":18.602980489588727},{"$f":"($BQ25-$BB25)/15+BB25","v":18.754563729723429},{"$f":"($BQ25-$BB25)/15+BC25","v":18.906146969858131},19.057730209992833,19.209313450127535,19.360896690262237,19.512479930396939,19.664063170531641,19.815646410666343,19.967229650801045,20.118812890935747,20.270396131070449,20.42197937120515,20.573562611339852,20.725145851474554,{"$f":"'AEO Data'!$C$30*BB25","v":20.876729091609249},{"$f":"($BV25-$BQ25)/5+BQ25","v":20.996057748553792},{"$f":"($BV25-$BQ25)/5+BR25","v":21.115386405498334},{"$f":"($BV25-$BQ25)/5+BS25","v":21.234715062442877},{"$f":"($BV25-$BQ25)/5+BT25","v":21.35404371938742},{"$f":"'AEO Data'!$D$30*BQ25","v":21.473372376331962},{"$f":"+BV25*BW$133/BV$133","v":21.544670286660121},{"$f":"+BW25*BX$133/BW$133","v":21.616204927015033},21.687977083409997,21.759987544468107,21.832237101430913,21.878825528741867,21.925513372413558,21.972300844593363,22.01918815788137,22.066175525331335,22.081432025482624,22.096699073941053,22.111976677999699,22.127264844956677,22.142563582115145,22.147749174896123,22.152935982097123,22.158124004002548,22.163313240896873,22.16850369306464,22.176370321670593,22.184239741797636,22.19211195443636,22.199986960577704,22.207864761212956,22.219988729743012,22.232119317126994,22.244256526978344,22.256400362912476,22.268550828546775]
[{"$f":"'HyARC Physical Property Data'!A71","v":"Commercial Natural Gas"},2011,{"$f":"VLOOKUP(ref_year,DeflatorTable,2,FALSE)/VLOOKUP(B26,DeflatorTable,2,FALSE)","v":1.0784554773635862},{"$f":"'HyARC Physical Property Data'!H71","v":"mmBtu"},"Feed Utility",{"$f":"'HyARC Physical Property Data'!$E$6","v":47.141269049911173},{"$f":"'HyARC Physical Property Data'!$I$6","v":52.224661236371581},12.491836786393147,12.491836786393147,12.491836786393147,11.540201846875071,11.906633267965836,9.3536765847618941,{"$f":"((N43/(mmBTU_to_GJ))*($C26))*($G26/$F26)","v":10.64172897994356},10.007420451308324,9.1421449075231607,9.5837353677490551,9.3261316841672954,9.1778922429136323,9.6950621689136156,9.9937516197122047,10.387270146845841,10.589454475678709,10.722185964995566,10.884038747145405,11.119862897234498,11.337766948634531,11.475270638145757,11.543938680619837,11.704619363291469,11.764049902921345,11.890869934000278,12.010138700035061,12.114209809067368,12.267307517723458,12.405684336411204,12.591270151184064,12.891290246317817,13.22904741479684,13.658744745824521,14.044020072859722,14.474602990159831,14.664146764040265,14.963148774699713,{"$f":"($BB26-$AR26)/10+AR26","v":14.955403062800835},14.947657350901958,14.93991163900308,14.932165927104203,14.924420215205325,14.916674503306448,14.90892879140757,14.901183079508693,14.893437367609815,{"$f":"'AEO Data'!$B$30*AM26","v":14.885691655710941},{"$f":"($BQ26-$BB26)/15+BB26","v":15.006985196500363},15.128278737289785,15.249572278079206,15.370865818868628,15.49215935965805,15.613452900447472,15.734746441236894,15.856039982026315,15.977333522815737,16.098627063605161,16.219920604394584,16.341214145184008,16.462507685973431,16.583801226762855,{"$f":"'AEO Data'!$C$30*BB26","v":16.705094767552271},{"$f":"($BV26-$BQ26)/5+BQ26","v":16.800578907524393},16.896063047496515,16.991547187468637,17.087031327440759,{"$f":"'AEO Data'!$D$30*BQ26","v":17.182515467412887},{"$f":"+BV26*BW$134/BV$134","v":17.239566471118206},{"$f":"+BW26*BX$134/BW$134","v":17.296806900931124},17.354237385802019,17.41185855676957,17.469671046967683,17.506950071372589,17.544308646540465,17.581746942226928,17.619265128549845,17.656863375990099,17.669071288433191,17.681287641397287,17.693512440718141,17.705745692235549,17.717987401793337,17.722136797920101,17.726287165798784,17.730438505656959,17.734590817722253,17.738744102222352,17.745038803647411,17.751335738785624,17.75763490842964,17.763936313372383,17.770239954407064,17.779941284647286,17.789647911147362,17.799359836798683,17.809077064494225,17.818799597128535]
[{"$f":"'HyARC Physical Property Data'!A72","v":"Industrial Natural Gas"},2011,{"$f":"VLOOKUP(ref_year,DeflatorTable,2,FALSE)/VLOOKUP(B27,DeflatorTable,2,FALSE)","v":1.0784554773635862},{"$f":"'HyARC Physical Property Data'!H72","v":"mmBtu"},"Feed Utility",{"$f":"'HyARC Physical Property Data'!$E$6","v":47.141269049911173},{"$f":"'HyARC Physical Property Data'!$I$6","v":52.224661236371581},8.3524006010892204,8.3524006010892204,8.3524006010892204,7.891606632326889,9.2420298006250725,5.091378564817072,{"$f":"((N44/(mmBTU_to_GJ))*($C27))*($G27/$F27)","v":6.2103832410803772},5.5375335901824529,4.2577062790619404,4.9080821964863821,4.9545856679580433,5.0083584211211258,5.5106070111550416,5.7392570064668833,6.0261280706426819,6.171696031056638,6.2618559613543372,6.3878674136627964,6.5997410981821893,6.8069026030602018,6.91936073502547,6.9660068968683904,7.0844183882123479,7.1287611197763514,7.2441206226239103,7.3454421108512973,7.4306384546630166,7.5610393345826239,7.6680605104175692,7.8321068739097237,8.1183505534372813,8.4316589725104603,8.8481676363659503,9.2337204169008231,9.6247135509558071,9.783781605939545,10.057511566400239,{"$f":"($BB27-$AR27)/10+AR27","v":10.000514100600522},9.9435166348008064,9.8865191690010903,9.8295217032013742,9.7725242374016581,9.715526771601942,9.6585293058022259,9.6015318400025098,9.5445343742027937,{"$f":"'AEO Data'!$B$30*AM27","v":9.4875369084030705},9.5648444982421381,9.6421520880812057,9.7194596779202733,9.7967672677593409,9.8740748575984085,9.9513824474374761,10.028690037276544,10.105997627115611,10.183305216954679,10.260612806793747,10.337920396632814,10.415227986471882,10.492535576310949,10.569843166150017,{"$f":"'AEO Data'!$C$30*BB27","v":10.647150755989088},10.708008479170871,10.768866202352655,10.829723925534438,10.890581648716221,{"$f":"'AEO Data'!$D$30*BQ27","v":10.951439371898008},{"$f":"+BV27*BW$135/BV$135","v":10.987801370778188},{"$f":"+BW27*BX$135/BW$135","v":11.024284102186545},11.060887966990576,11.097613367388767,11.134460706915034,11.158220847063788,11.18203168964661,11.205893342858859,11.229805915126768,11.253769515107949,11.261550344011113,11.26933655256048,11.277128144475522,11.284925123478285,11.292727493293389,11.295372150311067,11.298017426684055,11.300663322557401,11.303309838076188,11.305956973385531,11.309968961103596,11.31398237249995,11.317997208079792,11.3220134683485,11.326031153811636,11.332214388749156,11.338400999308178,11.344590987331557,11.350784354663158,11.356981103147852]
[{"$f":"'HyARC Physical Property Data'!A74","v":"Electric Utility Natural Gas"},2011,1.0784554773635862,{"$f":"'HyARC Physical Property Data'!H74","v":"mmBtu"},"Feed Utility",{"$f":"'HyARC Physical Property Data'!$E$6","v":47.141269049911173},{"$f":"'HyARC Physical Property Data'!$I$6","v":52.224661236371581},7.4079259090132386,7.4079259090132386,7.4079259090132386,7.3706710915002853,9.3158925097981644,4.7837623175056114,{"$f":"((N45/(mmBTU_to_GJ))*($C28))*($G28/$F28)","v":5.9546786983922937},5.4071882009627821,3.7617666418716023,4.2077012311780857,4.2560449554536968,4.351004265064101,4.8499075586162492,5.0379587459147714,5.3255342022407595,5.4610005903401024,5.5453996800139871,5.6707180648048965,5.8914702613138141,6.1025908577626655,6.248858680473754,6.3168359203568114,6.465015341057482,6.5238626621064135,6.6439853054422287,6.7551648863824747,6.8546302673202151,7.0027927010719244,7.1267928986235729,7.2997143767154569,7.5856330392862574,7.9050986611256384,8.3181385900035885,8.6915977953425259,9.0845976543012643,9.2352243281153736,9.4875314810115476,{"$f":"($BB28-$AR28)/10+AR28","v":9.4282819947225889},9.3690325084336301,9.3097830221446713,9.2505335358557126,9.1912840495667538,9.1320345632777951,9.0727850769888363,9.0135355906998775,8.9542861044109188,{"$f":"'AEO Data'!$B$30*AM28","v":8.8950366181219671},8.967516319557248,9.039996020992529,9.1124757224278099,9.1849554238630908,9.2574351252983718,9.3299148267336527,9.4023945281689336,9.4748742296042145,9.5473539310394955,9.6198336324747764,9.6923133339100573,9.7647930353453383,9.8372727367806192,9.9097524382159001,{"$f":"'AEO Data'!$C$30*BB28","v":9.9822321396511793},10.039289274861693,10.096346410072206,10.153403545282719,10.210460680493233,{"$f":"'AEO Data'!$D$30*BQ28","v":10.26751781570375},{"$f":"+BV28*BW$136/BV$136","v":10.301608993916805},{"$f":"+BW28*BX$136/BW$136","v":10.335813364865709},10.37013130438363,10.404563189551611,10.439109398702717,10.461385709057588,10.483709555460226,10.506081039349146,10.528500262379325,10.550967326422667,10.558262239599943,10.565562196462466,10.572867200497431,10.580177255194439,10.587492364045506,10.589971861226042,10.592451939082915,10.594932597752113,10.597413837369656,10.599895658071597,10.603657095629963,10.607419867957365,10.611183975527453,10.614949418814046,10.618716198291134,10.624513287853858,10.630313542229239,10.636116963145044,10.641923552329986,10.647733311513726]
[{"$f":"'HyARC Physical Property Data'!A75","v":"Bio Methane"},2007,1.1446359956438654,{"$f":"'HyARC Physical Property Data'!H75","v":"mmBtu"},"Feed Utility",{"$f":"'HyARC Physical Property Data'!$E$6","v":47.141269049911173},{"$f":"'HyARC Physical Property Data'!$I$6","v":52.224661236371581},12.42654028436019,12.42654028436019,12.42654028436019,12.42654028436019,12.42654028436019,12.42654028436019,{"$f":"13.11*($C$29/mmBTU_to_GJ)","v":14.223865310797228},14.223865310797228,14.223865310797228,14.223865310797228,14.223865310797228,14.223865310797228,14.223865310797228,14.223865310797228,14.223865310797228,14.223865310797228,14.223865310797228,14.223865310797228,14.223865310797228,14.223865310797228,14.223865310797228,14.223865310797228,14.223865310797228,14.223865310797228,14.223865310797228,14.223865310797228,14.223865310797228,14.223865310797228,14.223865310797228,14.223865310797228,14.223865310797228,14.223865310797228,{"$f":"13.11*($C$29/mmBTU_to_GJ)","v":14.223865310797228},14.223865310797228,14.223865310797228,14.223865310797228,14.223865310797228,14.223865310797228,14.223865310797228,14.223865310797228,14.223865310797228,14.223865310797228,14.223865310797228,14.223865310797228,14.223865310797228,14.223865310797228,14.223865310797228,14.223865310797228,14.223865310797228,14.223865310797228,14.223865310797228,14.223865310797228,14.223865310797228,14.223865310797228,14.223865310797228,14.223865310797228,14.223865310797228,14.223865310797228,14.223865310797228,14.223865310797228,14.223865310797228,14.223865310797228,14.223865310797228,14.223865310797228,14.223865310797228,14.223865310797228,14.223865310797228,{"$f":"+BV29*BW$136/BV$136","v":14.271092726019944},{"$f":"+BW29*BX$136/BW$136","v":14.318476950147966},14.366018503832969,14.413717909455341,14.461575691129934,14.49243565590395,14.523361473628309,14.554353284828478,14.585411230329802,14.616535451258134,14.626641288360148,14.636754112613382,14.646873928848736,14.657000741900452,14.667134556606111,14.670569469948116,14.674005187716483,14.6774417100996,14.6808790372859,14.684317169463862,14.689527988881515,14.69474065739019,14.699955175646044,14.705171544305472,14.710389764025104,14.718420626266095,14.726455872806168,14.734495506038849,14.74253952835897,14.750587942162673]
[{"$f":"'HyARC Physical Property Data'!A85","v":"Woody Biomass"},2005,{"$f":"VLOOKUP(ref_year,DeflatorTable,2,FALSE)/VLOOKUP(B30,DeflatorTable,2,FALSE)","v":1.2112501494873942},{"$f":"+'HyARC Physical Property Data'!$H$85","v":"kg"},"Feed",{"$f":"'HyARC Physical Property Data'!$E$45","v":19.551069237418005},{"$f":"'HyARC Physical Property Data'!$I$45","v":20.588656379262464},1.3438238843289665,1.3438238843289665,1.3438238843289665,1.3438238843289665,1.3438238843289665,1.3438238843289665,{"$f":"1.27*($C$30)","v":1.5382876898489906},{"$f":"1.27*($C$30)","v":1.5382876898489906},{"$f":"1.28*($C$30)","v":1.5504001913438645},{"$f":"1.32*($C$30)","v":1.5988501973233604},{"$f":"1.32*($C$30)","v":1.5988501973233604},{"$f":"1.34*($C$30)","v":1.6230752003131084},{"$f":"1.34*($C$30)","v":1.6230752003131084},{"$f":"1.36*($C$30)","v":1.6473002033028561},{"$f":"1.36*($C$30)","v":1.6473002033028561},{"$f":"1.38*($C$30)","v":1.6715252062926038},{"$f":"1.4*($C$30)","v":1.6957502092823518},{"$f":"1.46*($C$30)","v":1.7684252182515954},{"$f":"1.48*($C$30)","v":1.7926502212413433},{"$f":"1.48*($C$30)","v":1.7926502212413433},{"$f":"1.51*($C$30)","v":1.8289877257259652},{"$f":"1.52*($C$30)","v":1.8411002272208392},{"$f":"1.62*($C$30)","v":1.9622252421695787},{"$f":"1.72*($C$30)","v":2.083350257118318},{"$f":"1.82*($C$30)","v":2.2044752720670573},{"$f":"1.91*($C$30)","v":2.3134877855209228},{"$f":"2.01*($C$30)","v":2.4346128004696621},{"$f":"2.11*($C$30)","v":2.5557378154184014},{"$f":"2.2*($C$30)","v":2.6647503288722674},{"$f":"2.3*($C$30)","v":2.7858753438210062},{"$f":"2.4*($C$30)","v":2.9070003587697459},{"$f":"2.5*($C$30)","v":3.0281253737184857},{"$f":"2.57*($C$30)","v":3.1129128841826028},{"$f":"2.64*($C$30)","v":3.1977003946467208},{"$f":"2.71*($C$30)","v":3.282487905110838},{"$f":"2.78*($C$30)","v":3.3672754155749556},{"$f":"2.85*($C$30)","v":3.4520629260390736},{"$f":"2.92*($C$30)","v":3.5368504365031908},{"$f":"2.99*($C$30)","v":3.6216379469673088},{"$f":"3.07*($C$30)","v":3.7185379589263001},{"$f":"3.14*($C$30)","v":3.8033254693904177},{"$f":"3.21*($C$30)","v":3.8881129798545353},{"$f":"3.28*($C$30)","v":3.9729004903186529},{"$f":"3.35*($C$30)","v":4.0576880007827709},{"$f":"3.42*($C$30)","v":4.1424755112468876},{"$f":"3.49*($C$30)","v":4.2272630217110061},{"$f":"3.56*($C$30)","v":4.3120505321751237},{"$f":"3.64*($C$30)","v":4.4089505441341146},{"$f":"3.71*($C$30)","v":4.4937380545982322},{"$f":"3.78*($C$30)","v":4.5785255650623498},{"$f":"3.85*($C$30)","v":4.6633130755264673},{"$f":"3.92*($C$30)","v":4.7481005859905849},{"$f":"3.99*($C$30)","v":4.8328880964547034},{"$f":"4.06*($C$30)","v":4.9176756069188201},{"$f":"4.14*($C$30)","v":5.0145756188778119},{"$f":"4.21*($C$30)","v":5.0993631293419295},{"$f":"4.28*($C$30)","v":5.1841506398060471},{"$f":"4.35*($C$30)","v":5.2689381502701647},{"$f":"4.42*($C$30)","v":5.3537256607342822},{"$f":"4.49*($C$30)","v":5.4385131711983998},{"$f":"4.56*($C$30)","v":5.5233006816625174},{"$f":"4.63*($C$30)","v":5.608088192126635},{"$f":"4.71*($C$30)","v":5.7049882040856268},{"$f":"4.78*($C$30)","v":5.7897757145497444},{"$f":"4.85*($C$30)","v":5.8745632250138611},{"$f":"4.92*($C$30)","v":5.9593507354779796},{"$f":"4.99*($C$30)","v":6.0441382459420971},{"$f":"+BV30*BW$137/BV$137","v":6.0586659764672328},{"$f":"+BW30*BX$137/BW$137","v":6.0732286259412112},6.0878262782954495,6.1024590176630999,6.1171269283795393,6.1299667153690152,6.1428334529403346,6.155727197662495,6.1686480062232301,6.18159593542926,6.197524392005751,6.2134938923080965,6.229504542095909,6.245556447401321,6.2616497145296828,6.2750522655841658,6.2884835037072264,6.3019434903011975,6.3154322868998385,6.3289499551686168,6.3413225489579119,6.3537193301840116,6.3661403461314299,6.3785856441771198,6.3910552717906537,6.4057772391562917,6.4205331189689208,6.4353229893467718,6.4501469285880244,6.4650050151712186]
[{"$f":"'HyARC Physical Property Data'!$A$87","v":"Woody Biomass MYPP"},2007,{"$f":"VLOOKUP(ref_year,DeflatorTable,2,FALSE)/VLOOKUP(B31,DeflatorTable,2,FALSE)","v":1.1446359956438654},{"$f":"+'HyARC Physical Property Data'!$H$87","v":"kg"},"Feed",18.608000000000001,null,4.4443250214961303,4.4443250214961303,4.4443250214961303,4.4443250214961303,4.4443250214961303,4.4443250214961303,{"$f":"4.44432502149613*$C$31","v":5.0871343959451663},{"$f":"N31-($N$31-$U$31)/7","v":4.9664808197552768},4.8458272435653873,4.7251736673754978,4.6045200911856083,4.4838665149957189,4.3632129388058294,{"$f":"3.70647033533964*$C$31","v":4.2425593626159408},{"$f":"3.70647033533964*$C$31","v":4.2425593626159408},4.2425593626159408,4.2425593626159408,4.2425593626159408,4.2425593626159408,4.2425593626159408,4.2425593626159408,4.2425593626159408,4.2425593626159408,4.2425593626159408,4.2425593626159408,4.2425593626159408,4.2425593626159408,4.2425593626159408,4.2425593626159408,4.2425593626159408,4.2425593626159408,4.2425593626159408,4.2425593626159408,4.2425593626159408,4.2425593626159408,4.2425593626159408,4.2425593626159408,4.2425593626159408,4.2425593626159408,4.2425593626159408,4.2425593626159408,4.2425593626159408,4.2425593626159408,4.2425593626159408,4.2425593626159408,4.2425593626159408,4.2425593626159408,4.2425593626159408,4.2425593626159408,4.2425593626159408,4.2425593626159408,4.2425593626159408,4.2425593626159408,4.2425593626159408,4.2425593626159408,4.2425593626159408,4.2425593626159408,4.2425593626159408,4.2425593626159408,4.2425593626159408,4.2425593626159408,4.2425593626159408,4.2425593626159408,4.2425593626159408,4.2425593626159408,4.2425593626159408,4.2425593626159408,{"$f":"+BV31*BW$137/BV$137","v":4.2527568062628252},{"$f":"+BW31*BX$137/BW$137","v":4.2629787605524712},4.2732252843988219,4.2834964368574244,4.2937922771257746,4.302804903291757,4.3118364468680763,4.3208869475621841,4.3299564451648767,4.3390449795504713,4.3502256342328796,4.361435098720146,4.3726734472480695,4.3839407542437394,4.3952370943260251,4.4046447412304142,4.4140725244365262,4.4235204870444758,4.4329886722466272,4.4424771233277953,4.4511618127714661,4.4598634800922632,4.4685821584805847,4.4773178811917154,4.486070681545951,4.4964044657748525,4.5067620541531026,4.5171435015141972,4.5275488628179446,4.537978193150753]
[{"$f":"'HyARC Physical Property Data'!A79","v":"Electric Utility Steam Coal"},2011,{"$f":"VLOOKUP(ref_year,DeflatorTable,2,FALSE)/VLOOKUP(B32,DeflatorTable,2,FALSE)","v":1.0784554773635862},{"$f":"+'HyARC Physical Property Data'!$H$79","v":"kg"},"Feed",{"$f":"'HyARC Physical Property Data'!E42","v":22.7322030001394},{"$f":"'HyARC Physical Property Data'!I42","v":23.967615189707661},1.7344499599167666,1.7344499599167666,1.7344499599167666,1.7788973636542149,1.9298772179141501,1.9810774561110811,{"$f":"N50*($C32/mmBTU_to_GJ*$G32/$F32)","v":2.4767433408545654},2.5651337544408896,2.592373750453385,2.5186929778253004,2.5813167306269946,2.582493674349621,2.6495298883238707,2.6645951990883976,2.6731948638895253,2.6770339422228524,2.7117742599988581,2.7445379158817356,2.7930415773737955,2.8325090702115565,2.8662642904028734,2.9010186194136725,2.940829926397512,2.9767170098519729,3.0091724185694009,3.0482659192169139,3.0901131663949291,3.1223497842921248,3.1512808285654264,3.1840250842770517,3.2199865350546464,3.2659164404939314,3.3055854795552553,3.3425050832352436,3.3788577707997551,3.4165792482248296,3.4505834372805482,{"$f":"($BB32-$AR32)/10+AR32","v":3.4478678685678643},3.44515229985518,3.4424367311424957,3.4397211624298114,3.4370055937171271,3.4342900250044428,3.4315744562917585,3.4288588875790742,3.4261433188663899,{"$f":"('AEO Data'!$B$28*AM32)","v":3.4234277501537074},{"$f":"(($BQ$32-$BB$32)/15+BB32)","v":3.435442052510095},{"$f":"(($BQ$32-$BB$32)/15+BC32)","v":3.4474563548664827},3.4594706572228704,3.4714849595792581,3.4834992619356457,3.4955135642920334,3.5075278666484211,3.5195421690048088,3.5315564713611964,3.5435707737175841,3.5555850760739718,3.5675993784303595,3.5796136807867471,3.5916279831431348,{"$f":"('AEO Data'!$C$28*BB32)","v":3.6036422854995251},{"$f":"(($BV$32-$BQ$32)/5+BQ32)","v":3.6151952056451568},{"$f":"(($BV$32-$BQ$32)/5+BR32)","v":3.6267481257907885},{"$f":"(($BV$32-$BQ$32)/5+BS32)","v":3.6383010459364202},{"$f":"(($BV$32-$BQ$32)/5+BT32)","v":3.6498539660820519},{"$f":"('AEO Data'!$D$28*BQ32)","v":3.6614068862276832},{"$f":"+BV32*BW$138/BV$138","v":3.6737859390461725},{"$f":"+BW32*BX$138/BW$138","v":3.6862068448882255},3.6986697452570407,3.7111747821342336,3.7237220979814545,3.7343836989714818,3.7450758257990131,3.7557985658643127,3.766552006817887,3.7773362365611991,3.7855700072018039,3.7938217256698499,3.8020914310876934,3.8103791626629699,3.818684959688778,3.8243155975254672,3.8299545377182778,3.8356017925090047,3.841257374157494,3.846921294941668,3.8488180534393406,3.8507157471505309,3.852614376536355,3.8545139420581549,3.8564144441775015,3.853683012772128,3.8509535159922028,3.8482259524674642,3.8455003208286209,3.8427766197073518]
[{"$f":"'HyARC Physical Property Data'!A76","v":"Commercial Electricity"},2011,1.0784554773635862,{"$f":"'HyARC Physical Property Data'!$H$76","v":"kWh"},"Feed Utility Byprod",null,null,26.896922396257633,26.896922396257633,26.896922396257633,26.568469730033652,27.542479456318485,26.167555894896875,{"$f":"(N51/(mmBTU_to_GJ))*($C33)","v":31.170510750229255},30.647202241072566,29.096288196984492,28.387905483352725,28.463304343594306,28.350595012766668,28.857908647179944,29.151791342575894,29.281852050913265,29.2121521378625,29.201670163962135,29.313283661356845,29.301901100465429,29.26493001112912,29.269341967375848,29.119158608733361,29.009605932421458,29.000424238490005,29.116216623080415,29.212683698856079,29.289319460640414,29.420953385072249,29.555370849091627,29.728290707001914,29.921887265329854,30.317863405172005,30.770945551447749,31.181233971042094,31.632038582906873,32.176370329359735,32.452971159068191,{"$f":"($BB33-$AR33)/10+AR33","v":32.16388259843756},31.874794037806929,31.585705477176298,31.296616916545666,31.007528355915035,30.718439795284404,30.429351234653772,30.140262674023141,29.85117411339251,{"$f":"'AEO Data'!$B$33*AM33","v":29.562085552761868},{"$f":"($BQ33-$BB33)/15+BB33","v":29.579309127727463},29.596532702693057,29.613756277658652,29.630979852624247,29.648203427589841,29.665427002555436,29.682650577521031,29.699874152486625,29.71709772745222,29.734321302417815,29.751544877383409,29.768768452349004,29.785992027314599,29.803215602280194,{"$f":"'AEO Data'!$C$33*BB33","v":29.82043917724577},{"$f":"($BV33-$BQ33)/5+BQ33","v":29.800359578005001},29.780279978764231,29.760200379523461,29.740120780282691,{"$f":"'AEO Data'!$D$33*BQ33","v":29.720041181041928},{"$f":"+BV33*BW$139/BV$139","v":29.706955334848292},{"$f":"+BW33*BX$139/BW$139","v":29.693875250402076},29.680800925166359,29.667732356605345,29.654669542184347,29.630916614985676,29.607182713510749,29.583467822520262,29.559771926787111,29.536095011096396,29.503478732865982,29.470898472315131,29.438354189670047,29.405845845200851,29.373373399221538,29.33797049714088,29.302610265183901,29.267292651921498,29.232017605986552,29.196785076073859,29.155976606392862,29.115225174882106,29.074530701819103,29.033893107592792,28.993312312703377,28.95369823223389,28.914138277190098,28.874632373619477,28.835180447670528,28.795782425592659]
[{"$f":"'HyARC Physical Property Data'!A77","v":"Industrial Electricity"},2011,1.0784554773635862,{"$f":"'HyARC Physical Property Data'!$H$77","v":"kWh"},"Feed Utility Byprod",null,null,17.44160584363896,17.44160584363896,17.44160584363896,17.651840860809763,19.274322003549859,18.160650967421709,{"$f":"(N52/(mmBTU_to_GJ))*($C34)","v":20.71088694517794},20.419854234493727,18.84589804356655,18.546331734469991,18.447325432717289,18.282111164748592,18.776485377898855,19.0506124045218,19.200702739990415,19.143487354660063,19.136493238663739,19.273625752681113,19.383161051037455,19.514271592337145,19.584716713011606,19.608427400023405,19.702865343929336,19.792952665549336,19.899804603120767,20.04636516914546,20.164927804298578,20.308580118348768,20.474707240100674,20.654018096726102,20.882864304557295,21.257348002303171,21.736726062038347,22.152611205555505,22.558073664667731,22.988629891607754,23.250100655420045,{"$f":"($BB34-$AR34)/10+AR34","v":22.997834080640374},22.745567505860702,22.493300931081031,22.241034356301359,21.988767781521688,21.736501206742016,21.484234631962345,21.231968057182673,20.979701482403001,{"$f":"'AEO Data'!$B$33*AM34","v":20.727434907623323},{"$f":"($BQ34-$BB34)/15+BB34","v":20.739511204755296},20.751587501887268,20.763663799019241,20.775740096151214,20.787816393283187,20.79989269041516,20.811968987547132,20.824045284679105,20.836121581811078,20.848197878943051,20.860274176075023,20.872350473206996,20.884426770338969,20.896503067470942,{"$f":"'AEO Data'!$C$33*BB34","v":20.908579364602893},20.894500568115706,20.880421771628519,20.866342975141333,20.852264178654146,{"$f":"'AEO Data'!$D$33*BQ34","v":20.838185382166952},{"$f":"+BV34*BW$140/BV$140","v":20.844481841022439},{"$f":"+BW34*BX$140/BW$140","v":20.850780202413748},20.857080466915747,20.863382635103481,20.869686707552159,20.867326506359717,20.864966572087891,20.862606904706492,20.860247504185345,20.857888370494265,20.848427047697971,20.838970016641447,20.829517275377921,20.82006882196151,20.810624654447203,20.799038600799683,20.787458997541872,20.775885841082598,20.764319127832685,20.752758854204956,20.736920704111466,20.721094641422845,20.705280656914191,20.689478741367644,20.673688885572378,20.658843427163145,20.644008629049544,20.629184483576587,20.614370983094769,20.59956811996009]
[{"$f":"'HyARC Physical Property Data'!A78","v":"Residential Electricity"},2011,1.0784554773635862,{"$f":"'HyARC Physical Property Data'!$H$78","v":"kWh"},"Feed Utility Byprod",null,null,29.579885763014694,29.579885763014694,29.579885763014694,29.556357578078675,30.116416605727963,29.134443020933652,{"$f":"(N53/(mmBTU_to_GJ))*($C35)","v":35.290357875264071},35.099254542442559,34.006324250330664,33.273068571129983,33.741332917168577,33.797427935481679,34.324839686615753,34.578308413009267,34.586867567238613,34.390554936680012,34.362805408349665,34.407138617447096,34.440296778887124,34.452805840191871,34.592323223051601,34.714384960668241,34.884790126185806,35.027523453056702,35.17875868912688,35.278238284610403,35.329988814033648,35.457572652587459,35.581268940259363,35.700168912196872,35.86250559517147,36.208798160069257,36.632705785658793,36.980264896847054,37.31435507024409,37.726607198816652,37.92339618980413,{"$f":"($BB35-$AR35)/10+AR35","v":37.661673404423048},37.399950619041967,37.138227833660885,36.876505048279803,36.614782262898721,36.35305947751764,36.091336692136558,35.829613906755476,35.567891121374394,{"$f":"'AEO Data'!$B$33*AM35","v":35.306168335993306},{"$f":"($BQ35-$BB35)/15+BB35","v":35.326738550364603},35.347308764735899,35.367878979107196,35.388449193478493,35.40901940784979,35.429589622221087,35.450159836592384,35.470730050963681,35.491300265334978,35.511870479706275,35.532440694077572,35.553010908448869,35.573581122820165,35.594151337191462,{"$f":"'AEO Data'!$C$33*BB35","v":35.614721551562717},35.590740371018178,35.56675919047364,35.542778009929101,35.518796829384563,{"$f":"'AEO Data'!$D$33*BQ35","v":35.494815648840024},{"$f":"+BV35*BW$141/BV$141","v":35.479187147674004},{"$f":"+BW35*BX$141/BW$141","v":35.463565527795978},35.447950786176087,35.432342919785803,35.41674192559794,35.388373668404036,35.360028133741132,35.331705303408839,35.303405159221327,35.275127683007355,35.236173874838393,35.197263082790727,35.158395259362273,35.119570357103413,35.080788328616926,35.03850643960029,34.996275511757105,34.954095483665299,34.911966293976825,34.869887881417597,34.82115009201096,34.772480423618198,34.723878781026279,34.675345069155263,34.626879193058095,34.579567869537456,34.532321188323188,34.485139061093349,34.438021399646672,34.39096811590241]
[]
[]
[]
["AEO 2013 Reference Case Values:"]
["2011 $/MMBtu"]
[]
["Residential Natural Gas",null,null,null,null,null,null,null,null,null,null,null,null,11.359373,10.802343,10.464380999999999,10.477905,10.253485,10.156079999999999,10.662777999999999,10.990506,11.397518,11.624905,11.776242999999999,11.960003,12.203179,12.432268000000001,12.584531,12.674325,12.841908,12.933384999999999,13.085578999999999,13.234385,13.368997999999999,13.547089,13.721807,13.935895,14.248931000000001,14.598827,15.023702999999999,15.415895000000001,15.842275000000001,16.055761,16.363073]
["Commercial Natural Gas",null,null,null,null,null,null,null,null,null,null,null,null,9.3969749999999994,8.8368610000000007,8.0727960000000003,8.4627339999999993,8.2352620000000005,8.1043620000000001,8.5610389999999992,8.8247909999999994,9.1722800000000007,9.3508150000000008,9.4680210000000002,9.6109419999999997,9.8191819999999996,10.011597999999999,10.133018,10.193654,10.33554,10.388019,10.500005,10.605323,10.697221000000001,10.832411,10.954602,11.11848,11.383407,11.681657,12.061093,12.401303,12.781521,12.948893999999999,13.212922000000001]
["Industrial Natural Gas",null,null,null,null,null,null,null,null,null,null,null,null,5.4839599999999997,4.8898130000000002,3.7596859999999999,4.3339879999999997,4.3750520000000002,4.4225349999999999,4.8660360000000003,5.0679410000000003,5.3212570000000001,5.4497980000000004,5.5294119999999998,5.6406840000000003,5.8277749999999999,6.0107049999999997,6.1100089999999998,6.1511990000000001,6.2557600000000004,6.2949159999999997,6.396782,6.4862520000000004,6.561483,6.6766310000000004,6.771134,6.9159920000000001,7.1687539999999998,7.4454149999999997,7.813205,8.1536600000000004,8.4989190000000008,8.6393810000000002,8.8810929999999999]
[{"$f":"'HyARC Physical Property Data'!$A$74","v":"Electric Utility Natural Gas"},null,null,null,null,null,null,null,null,null,null,null,null,5.258165,4.7747140000000003,3.3217560000000002,3.7155300000000002,3.758219,3.8420709999999998,4.2826180000000003,4.4486730000000003,4.7026110000000001,4.8222319999999996,4.8967590000000003,5.0074189999999996,5.20235,5.388776,5.5179349999999996,5.5779610000000002,5.7088080000000003,5.7607720000000002,5.8668440000000004,5.9650189999999998,6.0528500000000003,6.1836820000000001,6.2931780000000002,6.4458729999999997,6.6983480000000002,6.9804459999999997,7.345173,7.6749489999999998,8.0219799999999992,8.1549879999999995,8.3777830000000009]
[{"$f":"'HyARC Physical Property Data'!$A$85","v":"Woody Biomass"}]
["Pyrolysis Oil",null,null,null,null,null,null,null,null,null,null,null,null,13.6,13.6,13.6,13.6,13.6,13.6,13.6,14.11,14.11,14.11,14.11,14.11,14.11,14.11,14.11,14.11,14.11,14.11,14.11,14.11,14.11,14.11,14.11,14.11,14.11,14.11,14.11,14.11,14.11,14.11,14.11,14.11,14.11,14.11,14.11,14.11,14.11,14.11,14.11,14.11,14.11,14.11,14.11,14.11,14.11,14.11,14.11,14.11,14.11,14.11,14.11,14.11,14.11,14.11,14.11,14.11,14.11,14.11,14.11,14.11,14.11]
["Methanol",null,null,null,null,null,null,null,null,null,null,null,null,23.6,23.6,23.6,23.6,23.6,23.6,23.6,23.6,23.6,23.6,23.6,23.6,23.6,23.6,23.6,23.6,23.6,23.6,23.6,23.6,23.6,23.6,23.6,23.6,23.6,23.6,23.6,23.6,23.6,23.6,23.6,23.6,23.6,23.6,23.6,23.6,23.6,23.6,23.6,23.6,23.6,23.6,23.6,23.6,23.6,23.6,23.6,23.6,23.6,23.6,23.6,23.6,23.6,23.6,23.6,23.6,23.6,23.6,23.6,23.6,23.6]
["Ethanol (E85)",null,null,null,null,null,null,null,null,null,null,null,null,25.561684,25.303816000000001,33.642014000000003,31.120284999999999,24.805427999999999,24.941547,24.510408000000002,24.773121,25.840997999999999,26.808551999999999,29.644617,29.383793000000001,28.224442,28.253482999999999,27.145426,27.272445999999999,27.519344,26.363682000000001,26.241467,26.599018000000001,26.941008,27.294556,27.667862,28.194492,28.632065000000001,29.186733,29.790071000000001,30.397635000000001,30.990224999999999,31.671036000000001,30.576360999999999]
["Electric Utility Steam Coal",null,null,null,null,null,null,null,null,null,null,null,null,2.2979889999999998,2.38,2.4052739999999999,2.3369110000000002,2.3950149999999999,2.3961070000000002,2.4583050000000002,2.472283,2.4802620000000002,2.4838239999999998,2.516057,2.5464560000000001,2.591459,2.6280779999999999,2.6593969999999998,2.691643,2.7285810000000001,2.7618779999999998,2.7919909999999999,2.8282630000000002,2.8670900000000001,2.8969999999999998,2.9238430000000002,2.954224,2.98759,3.030205,3.0670109999999999,3.1012659999999999,3.134995,3.169994,3.2015440000000002]
["Commercial Electricity",null,null,null,null,null,null,null,null,null,null,null,null,30.492578999999999,29.980651999999999,28.463469,27.770492999999998,27.844252000000001,27.733993999999999,28.230274000000001,28.517765000000001,28.644997,28.576813000000001,28.566559000000002,28.675744999999999,28.66461,28.628443000000001,28.632759,28.485842000000002,28.378672000000002,28.369689999999999,28.482963999999999,28.577332999999999,28.652301999999999,28.781072999999999,28.912566999999999,29.081726,29.271111999999999,29.658476,30.101704000000002,30.503069,30.944068999999999,31.476562000000001,31.747146999999998]
["Industrial Electricity",null,null,null,null,null,null,null,null,null,null,null,null,20.260442999999999,19.975739999999998,18.436015999999999,18.142965,18.046112000000001,17.884491000000001,18.368113000000001,18.636278000000001,18.783104000000002,18.727132999999998,18.720291,18.854441000000001,18.961594000000002,19.089853000000002,19.158766,19.181961000000001,19.274345,19.362473000000001,19.467001,19.610374,19.726358000000001,19.866886000000001,20.029399999999999,20.204810999999999,20.42868,20.795019,21.263971000000002,21.670811,22.067454999999999,22.488647,22.744430999999999]
["Residential Electricity",null,null,null,null,null,null,null,null,null,null,null,null,34.522823000000002,34.335875999999999,33.266716000000002,32.549408,33.007488000000002,33.062362999999998,33.578304000000003,33.826259999999998,33.834632999999997,33.642589999999998,33.615443999999997,33.658813000000002,33.691249999999997,33.703487000000003,33.839970000000001,33.959377000000003,34.126075999999998,34.265704999999997,34.413651000000002,34.510967000000001,34.561591999999997,34.686400999999996,34.807406999999998,34.923721,35.082526999999999,35.421287999999997,35.835976000000002,36.175975999999999,36.502800000000001,36.906086000000002,37.098595000000003]
[]
[]
["AEO_2013_High_Price_Case",{"$f":"\"Prices are in $(\" & ref_year&\")/GJ LHV\"","v":"Prices are in $(2016)/GJ LHV"},null,null,null,null,null,null,null,null,null,null,null,null,null,null,null,null,null,null,null,null,null,null,null,null,null,null,null,null,null,null,null,null,null,null,null,null,null,null,null,null,null,null,"Except as noted,values are extrapolated based on PNNL mini-CAM model (see AEO Data tab)"]
["Year","Source Data Year","Reference year Conversion","Display Units","Use Category","LHV (MJ/kg)","HHV (MJ/kg)",2004,2005,2006,2007,2008,2009,2010,2011,2012,2013,2014,2015,2016,2017,2018,2019,2020,2021,2022,2023,2024,2025,2026,2027,2028,2029,2030,2031,2032,2033,2034,2035,2036,2037,2038,2039,2040,2041,2042,2043,2044,2045,2046,2047,2048,2049,2050,2051,2052,2053,2054,2055,2056,2057,2058,2059,2060,2061,2062,2063,2064,2065,2066,2067,2068,2069,2070,{"$f":"+BV57+1","v":2071},{"$f":"+BW57+1","v":2072},{"$f":"+BX57+1","v":2073},{"$f":"+BY57+1","v":2074},{"$f":"+BZ57+1","v":2075},{"$f":"+CA57+1","v":2076},{"$f":"+CB57+1","v":2077},{"$f":"+CC57+1","v":2078},{"$f":"+CD57+1","v":2079},{"$f":"+CE57+1","v":2080},{"$f":"+CF57+1","v":2081},{"$f":"+CG57+1","v":2082},{"$f":"+CH57+1","v":2083},{"$f":"+CI57+1","v":2084},{"$f":"+CJ57+1","v":2085},{"$f":"+CK57+1","v":2086},{"$f":"+CL57+1","v":2087},{"$f":"+CM57+1","v":2088},{"$f":"+CN57+1","v":2089},{"$f":"+CO57+1","v":2090},{"$f":"+CP57+1","v":2091},{"$f":"+CQ57+1","v":2092},{"$f":"+CR57+1","v":2093},{"$f":"+CS57+1","v":2094},{"$f":"+CT57+1","v":2095},{"$f":"+CU57+1","v":2096},{"$f":"+CV57+1","v":2097},{"$f":"+CW57+1","v":2098},{"$f":"+CX57+1","v":2099},{"$f":"+CY57+1","v":2100}]
["Feedstock Type"]
[{"$f":"'HyARC Physical Property Data'!A73","v":"Residential Natural Gas"},2011,{"$f":"VLOOKUP(ref_year,DeflatorTable,2,FALSE)/VLOOKUP(B59,DeflatorTable,2,FALSE)","v":1.0784554773635862},{"$f":"'HyARC Physical Property Data'!H73","v":"mmBtu"},"Feed Utility",{"$f":"'HyARC Physical Property Data'!$E$6","v":47.141269049911173},{"$f":"'HyARC Physical Property Data'!$I$6","v":52.224661236371581},13.568796522291001,13.568796522291001,13.568796522291001,12.569562315288914,12.891154499364562,11.574514296329017,{"$f":"N74*(1/mmBTU_to_GJ*$C59*$G59/$F59)","v":12.864072624231566},12.233256612302414,11.861152965490446,11.893055588099742,11.702900284056764,11.584863638053182,12.172704934041207,12.561660766684307,13.040849007274005,13.334636024602869,13.585497021910953,13.826832870705786,14.133121150005612,14.415523514141789,14.555819858061962,14.74260268650484,14.962909824951016,15.13708380741285,15.40515937879654,15.610444392046157,15.844346751976293,16.116906877885302,16.508795790382088,16.937809113598334,17.381004274269273,17.788911879634913,18.311687498791546,18.65334373828842,19.195162859691969,19.682735858288098,20.015032288908259,{"$f":"($BB59-$AR59)/10+AR59","v":20.01518684253227},{"$f":"($BB59-$AR59)/10+AS59","v":20.01534139615628},20.015495949780291,20.015650503404302,20.015805057028313,20.015959610652324,20.016114164276335,20.016268717900346,20.016423271524356,{"$f":"'AEO Data'!$B$30*AM59","v":20.01657782514836},{"$f":"($BQ59-$BB59)/15+BB59","v":20.179679524085394},{"$f":"($BQ59-$BB59)/15+BC59","v":20.342781223022428},20.505882921959461,20.668984620896495,20.832086319833529,20.995188018770563,21.158289717707596,21.32139141664463,21.484493115581664,21.647594814518698,21.810696513455731,21.973798212392765,22.136899911329799,22.300001610266833,{"$f":"'AEO Data'!$C$30*BB59","v":22.463103309203859},{"$f":"($BV59-$BQ59)/5+BQ59","v":22.591499473992489},{"$f":"($BV59-$BQ59)/5+BR59","v":22.719895638781118},22.848291803569747,22.976687968358377,{"$f":"'AEO Data'!$D$30*BQ59","v":23.105084133146999},{"$f":"+BV59*BW$133/BV$133","v":23.181799806296944},{"$f":"+BW59*BX$133/BW$133","v":23.258770198039247},23.335996154114543,23.413478523071561,23.491218156276457,23.541346730111329,23.591582274725578,23.641925018387173,23.692375189851191,23.742933018360848,23.759348824569351,23.775775980626385,23.792214494379209,23.808664373680507,23.825125626388392,23.830705260336195,23.836286200984979,23.841868448640763,23.847452003609632,23.853036866197748,23.861501261663879,23.869968660772315,23.878439064588914,23.886912474179919,23.89538889061194,23.908434131387597,23.921486493968537,23.934545982242778,23.947612600100459,23.960686351433843]
[{"$f":"'HyARC Physical Property Data'!A71","v":"Commercial Natural Gas"},2011,{"$f":"VLOOKUP(ref_year,DeflatorTable,2,FALSE)/VLOOKUP(B60,DeflatorTable,2,FALSE)","v":1.0784554773635862},{"$f":"'HyARC Physical Property Data'!H71","v":"mmBtu"},"Feed Utility",{"$f":"'HyARC Physical Property Data'!$E$6","v":47.141269049911173},{"$f":"'HyARC Physical Property Data'!$I$6","v":52.224661236371581},11.78211597551449,11.78211597551449,11.78211597551449,10.884547954455588,11.412186165255939,10.075756967258858,{"$f":"N75*(1/mmBTU_to_GJ*$C60*$G60/$F60)","v":10.64172897994356},10.007414788992003,9.1519429796830281,9.6083607814240821,9.4170571596314385,9.2604963783141265,9.7880272107161694,10.102152135802671,10.510533110812647,10.749394527375706,10.957396319995588,11.154595545540458,11.419131036760978,11.655986860883548,11.761963905589115,11.916887145026724,12.10487944423552,12.234521573768266,12.450381528976834,12.607433799350707,12.785898685119724,13.004609050363703,13.334459360333689,13.708042004168398,14.091726220317723,14.43493053709644,14.903089717958334,15.194282261949443,15.688899182047464,16.126102479588738,16.399079351978891,{"$f":"($BB60-$AR60)/10+AR60","v":16.383429901231551},16.367780450484211,16.352130999736872,16.336481548989532,16.320832098242192,16.305182647494853,16.289533196747513,16.273883746000173,16.258234295252834,{"$f":"'AEO Data'!$B$30*AM60","v":16.242584844505476},{"$f":"($BQ60-$BB60)/15+BB60","v":16.374934799947876},16.507284755390277,16.639634710832677,16.771984666275078,16.904334621717478,17.036684577159878,17.169034532602279,17.301384488044679,17.433734443487079,17.56608439892948,17.69843435437188,17.83078430981428,17.963134265256681,18.095484220699081,{"$f":"'AEO Data'!$C$30*BB60","v":18.227834176141503},{"$f":"($BV60-$BQ60)/5+BQ60","v":18.332022095700271},18.436210015259039,18.540397934817808,18.644585854376576,{"$f":"'AEO Data'!$D$30*BQ60","v":18.748773773935348},{"$f":"+BV60*BW$134/BV$134","v":18.811025215761521},{"$f":"+BW60*BX$134/BW$134","v":18.873483350678995},18.93614886496961,18.999022447193862,19.062104788198472,19.102781951935423,19.143545917820827,19.184396871084243,19.22533499735049,19.266360482640504,19.279681197473067,19.293011122215507,19.306350263235526,19.319698626905243,19.333056219601172,19.337583850577364,19.342112541884731,19.346642293771598,19.351173106486343,19.355704980277398,19.362573470122019,19.369444397292106,19.376317762652565,19.383193567068602,19.390071811405733,19.400657458561128,19.411248884752663,19.42184609313529,19.432449086865692,19.443057869102269]
[{"$f":"'HyARC Physical Property Data'!A72","v":"Industrial Natural Gas"},2011,1.0784554773635862,{"$f":"'HyARC Physical Property Data'!H72","v":"mmBtu"},"Feed Utility",{"$f":"'HyARC Physical Property Data'!$E$6","v":47.141269049911173},{"$f":"'HyARC Physical Property Data'!$I$6","v":52.224661236371581},7.8800725307970341,7.8800725307970341,7.8800725307970341,7.4431315976064605,8.8750360136942668,6.5580125743803235,{"$f":"N76*(1/mmBTU_to_GJ*$C61*$G61/$F61)","v":6.2103798436905873},5.5365993079896789,4.2658486899298849,4.9262435098506687,5.0011287756439424,5.043267733696263,5.5677692268671866,5.811978134962712,6.1008547915790015,6.2889829863794731,6.4543826434720692,6.6186022738436092,6.8574772799658357,7.0784899430254651,7.1627859785423293,7.2980043571868638,7.4390911604652894,7.5449878002791149,7.7612180709749996,7.9069717553642462,8.0635665105794754,8.2711923253957185,8.5949477180790161,8.9590199354229085,9.332634288229011,9.6599444830979113,10.080315979146802,10.318380141572026,10.748724109123437,11.112492826312584,11.338483797880626,{"$f":"($BB61-$AR61)/10+AR61","v":11.291599206776587},11.244714615672548,11.197830024568509,11.15094543346447,11.104060842360431,11.057176251256392,11.010291660152353,10.963407069048314,10.916522477944275,{"$f":"'AEO Data'!$B$30*AM61","v":10.869637886840229},{"$f":"($BQ61-$BB61)/15+BB61","v":10.958207292742701},11.046776698645173,11.135346104547645,11.223915510450118,11.31248491635259,11.401054322255062,11.489623728157534,11.578193134060006,11.666762539962479,11.755331945864951,11.843901351767423,11.932470757669895,12.021040163572367,12.10960956947484,{"$f":"'AEO Data'!$C$30*BB61","v":12.19817897537731},{"$f":"($BV61-$BQ61)/5+BQ61","v":12.26790217329369},12.33762537121007,12.40734856912645,12.47707176704283,{"$f":"'AEO Data'!$D$30*BQ61","v":12.546794964959213},{"$f":"+BV61*BW$135/BV$135","v":12.588454013507333},{"$f":"+BW61*BX$135/BW$135","v":12.630251382346072},12.672187530739475,12.714262919476461,12.75647801087592,12.78369941955669,12.810978916770198,12.838316626473205,12.865712672886987,12.893167180497899,12.90208148496421,12.911001952758973,12.919928588143499,12.928861395382043,12.937800378741811,12.940830297296499,12.943860925431345,12.946892263312527,12.949924311106264,12.952957068978808,12.957553504715802,12.962151571526023,12.966751269988269,12.971352600681538,12.975955564185037,12.983039544504583,12.990127392190731,12.997219109354795,13.004314698109246,13.011414160567707]
[{"$f":"'HyARC Physical Property Data'!A74","v":"Electric Utility Natural Gas"},2011,1.0784554773635862,{"$f":"'HyARC Physical Property Data'!H74","v":"mmBtu"},"Feed Utility",{"$f":"'HyARC Physical Property Data'!$E$6","v":47.141269049911173},{"$f":"'HyARC Physical Property Data'!$I$6","v":52.224661236371581},6.9870463159656619,6.9870463159656619,6.9870463159656619,6.9519071777354364,9.0904707383294223,6.2626950486669273,{"$f":"N77*(1/mmBTU_to_GJ*$C62*$G62/$F62)","v":5.9546798308555591},5.4071882009627821,3.768852464514262,4.2197914089842286,4.3421608594357606,4.4350092575221245,4.9227430659017379,5.1227134290535421,5.404199630409166,5.5835002740669921,5.7378889908440085,5.8922335415537308,6.1313078612104164,6.355420076223532,6.4754872288594125,6.6246700120119595,6.7907434847466179,6.9234738416002104,7.1128771900359125,7.2589977925226847,7.4163003372778959,7.6223407035245794,7.9461017585241978,8.2927532934784409,8.6454827587704095,8.9495797216544553,9.3600297070477065,9.6003452064417036,10.02812074731043,10.386438918810089,10.572567183486392,{"$f":"($BB62-$AR62)/10+AR62","v":10.522342037462021},10.472116891437651,10.42189174541328,10.371666599388909,10.321441453364539,10.271216307340168,10.220991161315798,10.170766015291427,10.120540869267057,{"$f":"'AEO Data'!$B$30*AM62","v":10.070315723242683},{"$f":"($BQ62-$BB62)/15+BB62","v":10.152371987687129},10.234428252131575,10.316484516576022,10.398540781020468,10.480597045464915,10.562653309909361,10.644709574353808,10.726765838798254,10.808822103242701,10.890878367687147,10.972934632131594,11.05499089657604,11.137047161020487,11.219103425464933,{"$f":"'AEO Data'!$C$30*BB62","v":11.301159689909367},{"$f":"($BV62-$BQ62)/5+BQ62","v":11.365755642742549},11.430351595575731,11.494947548408913,11.559543501242095,{"$f":"'AEO Data'!$D$30*BQ62","v":11.624139454075273},{"$f":"+BV62*BW$136/BV$136","v":11.662735015029273},{"$f":"+BW62*BX$136/BW$136","v":11.701458724594294},11.740311008261404,11.779292292934432,11.818403006934647,11.843622630872503,11.868896071678103,11.894223444192779,11.919604863502929,11.94504044494054,11.95329921688524,11.961563698924795,11.969833895007156,11.978109809082998,11.986391445105726,11.98919855209301,11.992006316479953,11.994814738420512,11.99762381806868,12.000433555578486,12.00469198254312,12.008951920636509,12.013213370394887,12.017476332354676,12.021740807052488,12.028303851667012,12.034870479253032,12.041440691766601,12.048014491164842,12.054591879405951]
[{"$f":"'HyARC Physical Property Data'!A75","v":"Bio Methane"},2007,1.1446359956438654,{"$f":"'HyARC Physical Property Data'!H75","v":"mmBtu"},"Feed Utility",{"$f":"'HyARC Physical Property Data'!$E$6","v":47.141269049911173},{"$f":"'HyARC Physical Property Data'!$I$6","v":52.224661236371581},12.42654028436019,12.42654028436019,12.42654028436019,12.42654028436019,12.42654028436019,12.42654028436019,{"$f":"13.11*($C$63/mmBTU_to_GJ)","v":14.223865310797228},14.223865310797228,14.223865310797228,14.223865310797228,14.223865310797228,14.223865310797228,14.223865310797228,14.223865310797228,14.223865310797228,14.223865310797228,14.223865310797228,14.223865310797228,14.223865310797228,14.223865310797228,14.223865310797228,14.223865310797228,14.223865310797228,14.223865310797228,14.223865310797228,14.223865310797228,14.223865310797228,14.223865310797228,14.223865310797228,14.223865310797228,14.223865310797228,14.223865310797228,{"$f":"13.11*($C$63/mmBTU_to_GJ)","v":14.223865310797228},14.223865310797228,14.223865310797228,14.223865310797228,14.223865310797228,14.223865310797228,14.223865310797228,14.223865310797228,14.223865310797228,14.223865310797228,14.223865310797228,14.223865310797228,14.223865310797228,14.223865310797228,14.223865310797228,14.223865310797228,14.223865310797228,14.223865310797228,14.223865310797228,14.223865310797228,14.223865310797228,14.223865310797228,14.223865310797228,14.223865310797228,14.223865310797228,14.223865310797228,14.223865310797228,14.223865310797228,14.223865310797228,14.223865310797228,14.223865310797228,14.223865310797228,14.223865310797228,14.223865310797228,14.223865310797228,{"$f":"+BV63*BW$136/BV$136","v":14.271092726019944},14.318476950147966,14.366018503832969,14.413717909455341,14.461575691129934,14.49243565590395,14.523361473628309,14.554353284828478,14.585411230329802,14.616535451258134,14.626641288360148,14.636754112613382,14.646873928848736,14.657000741900452,14.667134556606111,14.670569469948116,14.674005187716483,14.6774417100996,14.6808790372859,14.684317169463862,14.689527988881515,14.69474065739019,14.699955175646044,14.705171544305472,14.710389764025104,14.718420626266095,14.726455872806168,14.734495506038849,14.74253952835897,14.750587942162673]
[{"$f":"'HyARC Physical Property Data'!A85","v":"Woody Biomass"},2005,{"$f":"VLOOKUP(ref_year,DeflatorTable,2,FALSE)/VLOOKUP(B64,DeflatorTable,2,FALSE)","v":1.2112501494873942},{"$f":"+'HyARC Physical Property Data'!$H$85","v":"kg"},"Feed",{"$f":"'HyARC Physical Property Data'!$E$45","v":19.551069237418005},{"$f":"'HyARC Physical Property Data'!$I$45","v":20.588656379262464},1.3438238843289665,1.3438238843289665,1.3438238843289665,1.3438238843289665,1.3438238843289665,1.3438238843289665,{"$f":"1.27*($C$64)","v":1.5382876898489906},{"$f":"1.27*($C$64)","v":1.5382876898489906},{"$f":"1.28*($C$64)","v":1.5504001913438645},{"$f":"1.32*($C$64)","v":1.5988501973233604},{"$f":"1.32*($C$64)","v":1.5988501973233604},{"$f":"1.34*($C$64)","v":1.6230752003131084},{"$f":"1.34*($C$64)","v":1.6230752003131084},{"$f":"1.36*($C$64)","v":1.6473002033028561},{"$f":"1.36*($C$64)","v":1.6473002033028561},{"$f":"1.38*($C$64)","v":1.6715252062926038},{"$f":"1.4*($C$64)","v":1.6957502092823518},{"$f":"1.46*($C$64)","v":1.7684252182515954},{"$f":"1.48*($C$64)","v":1.7926502212413433},{"$f":"1.48*($C$64)","v":1.7926502212413433},{"$f":"1.51*($C$64)","v":1.8289877257259652},{"$f":"1.52*($C$64)","v":1.8411002272208392},{"$f":"1.62*($C$64)","v":1.9622252421695787},{"$f":"1.72*($C$64)","v":2.083350257118318},{"$f":"1.82*($C$64)","v":2.2044752720670573},{"$f":"1.91*($C$64)","v":2.3134877855209228},{"$f":"2.01*($C$64)","v":2.4346128004696621},{"$f":"2.11*($C$64)","v":2.5557378154184014},{"$f":"2.2*($C$64)","v":2.6647503288722674},{"$f":"2.3*($C$64)","v":2.7858753438210062},{"$f":"2.4*($C$64)","v":2.9070003587697459},{"$f":"2.5*($C$64)","v":3.0281253737184857},{"$f":"2.57*($C$64)","v":3.1129128841826028},{"$f":"2.64*($C$64)","v":3.1977003946467208},{"$f":"2.71*($C$64)","v":3.282487905110838},{"$f":"2.78*($C$64)","v":3.3672754155749556},{"$f":"2.85*($C$64)","v":3.4520629260390736},{"$f":"2.92*($C$64)","v":3.5368504365031908},{"$f":"2.99*($C$64)","v":3.6216379469673088},{"$f":"3.07*($C$64)","v":3.7185379589263001},{"$f":"3.14*($C$64)","v":3.8033254693904177},{"$f":"3.21*($C$64)","v":3.8881129798545353},{"$f":"3.28*($C$64)","v":3.9729004903186529},{"$f":"3.35*($C$64)","v":4.0576880007827709},{"$f":"3.42*($C$64)","v":4.1424755112468876},{"$f":"3.49*($C$64)","v":4.2272630217110061},{"$f":"3.56*($C$64)","v":4.3120505321751237},{"$f":"3.64*($C$64)","v":4.4089505441341146},{"$f":"3.71*($C$64)","v":4.4937380545982322},{"$f":"3.78*($C$64)","v":4.5785255650623498},{"$f":"3.85*($C$64)","v":4.6633130755264673},{"$f":"3.92*($C$64)","v":4.7481005859905849},{"$f":"3.99*($C$64)","v":4.8328880964547034},{"$f":"4.06*($C$64)","v":4.9176756069188201},{"$f":"4.14*($C$64)","v":5.0145756188778119},{"$f":"4.21*($C$64)","v":5.0993631293419295},{"$f":"4.28*($C$64)","v":5.1841506398060471},{"$f":"4.35*($C$64)","v":5.2689381502701647},{"$f":"4.42*($C$64)","v":5.3537256607342822},{"$f":"4.49*($C$64)","v":5.4385131711983998},{"$f":"4.56*($C$64)","v":5.5233006816625174},{"$f":"4.63*($C$64)","v":5.608088192126635},{"$f":"4.71*($C$64)","v":5.7049882040856268},{"$f":"4.78*($C$64)","v":5.7897757145497444},{"$f":"4.85*($C$64)","v":5.8745632250138611},{"$f":"4.92*($C$64)","v":5.9593507354779796},{"$f":"4.99*($C$64)","v":6.0441382459420971},{"$f":"+BV64*BW$137/BV$137","v":6.0586659764672328},{"$f":"+BW64*BX$137/BW$137","v":6.0732286259412112},6.0878262782954495,6.1024590176630999,6.1171269283795393,6.1299667153690152,6.1428334529403346,6.155727197662495,6.1686480062232301,6.18159593542926,6.197524392005751,6.2134938923080965,6.229504542095909,6.245556447401321,6.2616497145296828,6.2750522655841658,6.2884835037072264,6.3019434903011975,6.3154322868998385,6.3289499551686168,6.3413225489579119,6.3537193301840116,6.3661403461314299,6.3785856441771198,6.3910552717906537,6.4057772391562917,6.4205331189689208,6.4353229893467718,6.4501469285880244,6.4650050151712186]
[{"$f":"'HyARC Physical Property Data'!A79","v":"Electric Utility Steam Coal"},2011,{"$f":"VLOOKUP(ref_year,DeflatorTable,2,FALSE)/VLOOKUP(B65,DeflatorTable,2,FALSE)","v":1.0784554773635862},{"$f":"+'HyARC Physical Property Data'!$H$79","v":"kg"},"Feed",{"$f":"'HyARC Physical Property Data'!$E$42","v":22.7322030001394},{"$f":"'HyARC Physical Property Data'!$I$42","v":23.967615189707661},1.6359074751967535,1.6359074751967535,1.6359074751967535,1.6778298347292193,1.8315470257945772,1.8060149340317679,{"$f":"N79*($C65/mmBTU_to_GJ*$G65/$F65)","v":2.4767433408545654},2.5651337544408896,2.6023831610321637,2.5126832358863247,2.6585542013179602,2.6840072260006811,2.7699747737550795,2.7766301102818329,2.7968493998756609,2.8115213182786878,2.8489776600299841,2.8785704657004394,2.9253496675256483,2.9630312668209267,3.0053645960675355,3.0521599647021214,3.0924023866026737,3.1249741963476141,3.1652489518669196,3.2097820449760555,3.2527092350204363,3.2901989881777776,3.3307065457521077,3.3733136329708291,3.4171795757463519,3.4665778006905912,3.5046355477507012,3.5333294788198106,3.5689945380921646,3.6172858754877444,3.6632858371009949,{"$f":"($BB65-$AR65)/10+AR65","v":3.6603339305711646},{"$f":"($BB65-$AR65)/10+AS65","v":3.6573820240413344},3.6544301175115042,3.6514782109816739,3.6485263044518437,3.6455743979220134,3.6426224913921832,3.639670584862353,3.6367186783325227,{"$f":"('AEO Data'!$B$28*AM65)","v":3.6337667718026938},{"$f":"($BQ65-$BB65)/15+BB65","v":3.6465192456024029},{"$f":"($BQ65-$BB65)/15+BC65","v":3.659271719402112},3.6720241932018212,3.6847766670015303,3.6975291408012394,3.7102816146009485,3.7230340884006576,3.7357865622003668,3.7485390360000759,3.761291509799785,3.7740439835994941,3.7867964573992032,3.7995489311989123,3.8123014049986215,{"$f":"('AEO Data'!$C$28*BB65)","v":3.8250538787983337},{"$f":"($BV65-$BQ65)/5+BQ65","v":3.8373166225762918},3.8495793663542499,3.861842110132208,3.8741048539101661,{"$f":"('AEO Data'!$D$28*BQ65)","v":3.8863675976881238},{"$f":"+BV65*BW$138/BV$138","v":3.8995072326040932},{"$f":"+BW65*BX$138/BW$138","v":3.9126912920376582},3.9259199261861233,3.9391932857546061,3.9525115219577494,3.9638281829885078,3.9751772453965106,3.9865588019519875,3.9979729456907847,4.0094197699151231,4.0181594321320722,4.0269181449099625,4.0356959497748699,4.0444928883433882,4.0533090023228242,4.0592855925032651,4.0652709951453678,4.0712652232430759,4.0772682898094939,4.0832802078769133,4.0852935052227286,4.0873077952425705,4.0893230784258847,4.0913393552623587,4.0933566262419232,4.0904573728021916,4.0875601728533422,4.0846650249409233,4.081771927611511,4.0788808794127149]
[{"$f":"'HyARC Physical Property Data'!A76","v":"Commercial Electricity"},2011,1.0784554773635862,{"$f":"'HyARC Physical Property Data'!$H$76","v":"kWh"},"Feed Utility Byprod",null,null,26.764062885406638,26.764062885406638,26.764062885406638,26.478521097803213,27.879470162766175,27.895326399478549,{"$f":"N80*($C66)","v":32.884888841491865},{"$f":"O80*($C66)","v":32.332798364331552},30.737262309969314,29.97242384233401,30.387977542238183,30.347150453231627,30.940154295836678,31.301692474701618,31.392652645028893,31.248251770431818,31.319545226673895,31.450144028071669,31.542321774632889,31.486595823206557,31.399882610549138,31.493015868663306,31.467305490082953,31.504678286195514,31.506435090168136,31.647141176299762,31.868543771980598,32.132385747606648,32.307495641921648,32.65090606266758,33.217937462011285,33.746086227574118,34.302393465650923,34.800179395704063,35.230419502298972,35.829986824939262,36.211973598110482,{"$f":"($BB66-$AR66)/10+AR66","v":35.881261041922635},35.550548485734787,35.219835929546939,34.889123373359091,34.558410817171243,34.227698260983395,33.896985704795547,33.566273148607699,33.235560592419851,{"$f":"'AEO Data'!$B$33*AM66","v":32.904848036232032},{"$f":"($BQ66-$BB66)/15+BB66","v":32.924019184217244},32.943190332202455,32.962361480187667,32.981532628172879,33.00070377615809,33.019874924143302,33.039046072128514,33.058217220113725,33.077388368098937,33.096559516084149,33.115730664069361,33.134901812054572,33.154072960039784,33.173244108024996,{"$f":"'AEO Data'!$C$33*BB66","v":33.192415256010214},33.170065135939467,33.147715015868719,33.125364895797972,33.103014775727225,{"$f":"'AEO Data'!$D$33*BQ66","v":33.080664655656477},{"$f":"+BV66*BW$139/BV$139","v":33.066099114275488},{"$f":"+BW66*BX$139/BW$139","v":33.051539986157294},33.0369872684781,33.022440958415373,33.007901053147819,32.98146223987488,32.955044603678495,32.928648127596141,32.902272794678915,32.875918587991457,32.839614191376278,32.803349885175919,32.767125625119114,32.730941366983494,32.69479706659552,32.65539094584242,32.616032320180047,32.576721132363886,32.537457325218448,32.498240841637141,32.452817913303896,32.407458472789216,32.362162431355912,32.31692970039083,32.271760191404653,32.22766670904133,32.183633472390525,32.139660399137448,32.09574740707977,32.051894414127482]
[{"$f":"'HyARC Physical Property Data'!A77","v":"Industrial Electricity"},2011,1.0784554773635862,{"$f":"'HyARC Physical Property Data'!$H$77","v":"kWh"},"Feed Utility Byprod",null,null,17.365230901091444,17.365230901091444,17.365230901091444,17.575551809904887,19.530121721487372,19.467200489895287,{"$f":"N81*($C67)","v":21.849987884073684},21.542925726736811,19.902451511088309,19.582235432294034,19.704756602166356,19.619020470171431,20.171031141626411,20.49385492576495,20.594470507981068,20.544822731625157,20.594035890423687,20.76255102949461,20.94633062739214,21.072253245840066,21.100348089480867,21.269441280687655,21.365271755950712,21.508514369365095,21.619174685897374,21.826218725352589,22.023947066394335,22.224293897335123,22.474376937980967,22.838414976642433,23.325651455216004,23.843532246178864,24.337545738972189,24.794215553950846,25.214004348514621,25.744343457151981,26.063271860106287,{"$f":"($BB67-$AR67)/10+AR67","v":25.78185962843024},25.500447396754193,25.219035165078147,24.9376229334021,24.656210701726053,24.374798470050006,24.093386238373959,23.811974006697913,23.530561775021866,{"$f":"'AEO Data'!$B$33*AM67","v":23.24914954334583},{"$f":"($BQ67-$BB67)/15+BB67","v":23.262695051470804},23.276240559595777,23.289786067720751,23.303331575845725,23.316877083970699,23.330422592095672,23.343968100220646,23.35751360834562,23.371059116470594,23.384604624595568,23.398150132720541,23.411695640845515,23.425241148970489,23.438786657095463,{"$f":"'AEO Data'!$C$33*BB67","v":23.45233216522044},23.436540532228719,23.420748899236997,23.404957266245276,23.389165633253555,{"$f":"'AEO Data'!$D$33*BQ67","v":23.373374000261833},{"$f":"+BV67*BW$140/BV$140","v":23.380436490829396},{"$f":"+BW67*BX$140/BW$140","v":23.387501115396649},23.394567874608409,23.401636769109679,23.408707799545656,23.406060454578945,23.403413409006607,23.40076666279478,23.398120215909611,23.395474068317245,23.384861674186023,23.374254093930716,23.363651325367709,23.353053366314384,23.342460214589092,23.329464593323419,23.316476207206502,23.303495052210266,23.290521124308881,23.277554419478744,23.259789388655847,23.242037915800186,23.224299990564553,23.206575602609636,23.188864741604011,23.17221317404951,23.155573563729877,23.138945902058804,23.122330180456149,23.105726390347936]
[{"$f":"'HyARC Physical Property Data'!A78","v":"Residential Electricity"},2011,1.0784554773635862,{"$f":"'HyARC Physical Property Data'!$H$78","v":"kWh"},"Feed Utility Byprod",null,null,29.433773538887177,29.433773538887177,29.433773538887177,29.415861064534436,30.500905105766051,30.574559070308627,37.231327558403592,37.029713542276902,35.904219072357151,35.115964100941852,35.969434353528804,36.116413815172251,36.717853336521245,37.019523216471292,36.994572070547008,36.749885621109897,36.78085131323143,36.866643524911183,36.980382831831335,37.011953537475684,37.116621955375727,37.450882759851702,37.642585770141416,37.813937247117813,37.937612364350912,38.109761898380555,38.292401568838507,38.52845390372385,38.699570277406174,38.991412192591014,39.480914506122524,39.991294639240323,40.444338686904082,40.811228161847694,41.155489483965269,41.648278929791786,41.89880413718334,{"$f":"($BB68-$AR68)/10+AR68","v":41.608361021177913},41.317917905172486,41.027474789167059,40.737031673161631,40.446588557156204,40.156145441150777,39.86570232514535,39.575259209139922,39.284816093134495,{"$f":"'AEO Data'!$B$33*AM68","v":38.994372977129068},{"$f":"($BQ68-$BB68)/15+BB68","v":39.017092027346592},39.039811077564117,39.062530127781642,39.085249177999167,39.107968228216691,39.130687278434216,39.153406328651741,39.176125378869266,39.19884442908679,39.221563479304315,39.24428252952184,39.267001579739365,39.289720629956889,39.312439680174414,{"$f":"'AEO Data'!$C$33*BB68","v":39.335158730391903},39.30867239265946,39.282186054927017,39.255699717194574,39.229213379462131,{"$f":"'AEO Data'!$D$33*BQ68","v":39.202727041729688},{"$f":"+BV68*BW$141/BV$141","v":39.185465933196419},{"$f":"+BW68*BX$141/BW$141","v":39.168212424794326},39.150966513177039,39.133728194999662,39.11649746691878,39.085165763313817,39.053859155914154,39.022577624618116,38.991321149340131,38.960089710010728,38.917066652108652,38.874091103940906,38.831163013043174,38.788282327009078,38.745448993490129,38.698750191886909,38.652107675037847,38.605521375104502,38.558991224330207,38.512517155039959,38.45868804732946,38.404934176789915,38.351255438262001,38.297651726733392,38.244122937338538,38.191869309081618,38.139687075890301,38.087576140216228,38.03553640464434,37.983567771892652]
[]
[]
["AEO 2013 High Oil Price Case Values (except for BioMethane and Woody Biomass):"]
["2011 $/MMBtu"]
[]
["Residential Natural Gas",null,null,null,null,null,null,null,null,null,null,null,null,11.359373,10.802343,10.473763999999999,10.501935,10.334021999999999,10.229792,10.748874000000001,11.092333999999999,11.515472000000001,11.774895000000001,11.996413,12.209519999999999,12.479982,12.729352,12.853237999999999,13.018173000000001,13.212711000000001,13.366512,13.603230999999999,13.784504,13.991047,14.231726,14.577776,14.956607999999999,15.347963,15.708157999999999,16.169785000000001,16.471478000000001,16.949921,17.380462999999999,17.673891000000001]
["Commercial Natural Gas",null,null,null,null,null,null,null,null,null,null,null,null,9.3969749999999994,8.8368559999999992,8.081448,8.4844790000000003,8.3155520000000003,8.1773039999999995,8.6431299999999993,8.9205120000000004,9.2811249999999994,9.4920469999999995,9.6757190000000008,9.8498520000000003,10.083444999999999,10.292596,10.386177,10.522978999999999,10.688981999999999,10.803459999999999,10.994071,11.132752999999999,11.290343,11.483471,11.774739,12.104623999999999,12.443429,12.746489,13.159888,13.417020000000001,13.853782000000001,14.239846,14.480893]
["Industrial Natural Gas",null,null,null,null,null,null,null,null,null,null,null,null,5.4839570000000002,4.8889880000000003,3.7668759999999999,4.3500249999999996,4.4161510000000002,4.4533610000000001,4.916512,5.1321560000000002,5.3872429999999998,5.5533659999999996,5.6994189999999998,5.84443,6.055364,6.2505249999999997,6.3249610000000001,6.4443630000000001,6.5689469999999996,6.6624569999999999,6.8533949999999999,6.9821,7.1203779999999997,7.3037179999999999,7.5896039999999996,7.9110909999999999,8.2410040000000002,8.5300290000000007,8.90123,9.1114479999999993,9.4914550000000002,9.8126739999999995,10.012231]
[{"$f":"'HyARC Physical Property Data'!$A$74","v":"Electric Utility Natural Gas"},null,null,null,null,null,null,null,null,null,null,null,null,5.2581660000000001,4.7747140000000003,3.3280129999999999,3.7262059999999999,3.8342619999999998,3.9162499999999998,4.3469340000000001,4.5235139999999996,4.7720750000000001,4.9304030000000001,5.0667330000000002,5.2030240000000001,5.4141339999999998,5.6120320000000001,5.7180549999999997,5.8497880000000002,5.9964360000000001,6.1136410000000003,6.2808900000000003,6.4099190000000004,6.5488220000000004,6.7307620000000004,7.0166529999999998,7.3227570000000002,7.6342280000000002,7.902755,8.2651950000000003,8.4774010000000004,8.8551400000000005,9.1715459999999993,9.3359030000000001]
["Woody Biomass"]
["Electric Utility Steam Coal",null,null,null,null,null,null,null,null,null,null,null,null,2.2979889999999998,2.38,2.414561,2.3313350000000002,2.4666779999999999,2.490294,2.5700569999999998,2.5762320000000001,2.594992,2.6086049999999998,2.6433580000000001,2.6708150000000002,2.7142179999999998,2.74918,2.7884579999999999,2.8318759999999998,2.8692139999999999,2.899435,2.9368029999999998,2.9781219999999999,3.0179510000000001,3.0527350000000002,3.090319,3.1298509999999999,3.1705510000000001,3.2163840000000001,3.2516949999999998,3.2783180000000001,3.3114089999999998,3.3562150000000002,3.398895]
["Commercial Electricity",null,null,null,null,null,null,null,null,null,null,null,null,30.492578999999999,29.980651999999999,28.501187999999999,27.791989999999998,28.177313000000002,28.139455999999999,28.689319999999999,29.024557000000001,29.108899999999998,28.975003999999998,29.041111000000001,29.162209000000001,29.247681,29.196009,29.115604000000001,29.201962000000002,29.178121999999998,29.212776000000002,29.214404999999999,29.344874999999998,29.550170999999999,29.794819,29.957190000000001,30.275618000000001,30.801399,31.291125999999998,31.806963,32.268535999999997,32.667476999999998,33.223427000000001,33.577624999999998]
["Industrial Electricity",null,null,null,null,null,null,null,null,null,null,null,null,20.260445000000001,19.975721,18.454588000000001,18.157667,18.271274999999999,18.191776000000001,18.703628999999999,19.002967999999999,19.096264000000001,19.050228000000001,19.095860999999999,19.252116999999998,19.422526999999999,19.539289,19.565339999999999,19.722131999999998,19.810991000000001,19.943812999999999,20.046423000000001,20.238405,20.421748999999998,20.607520999999998,20.839410999999998,21.176966,21.628757,22.108962999999999,22.567038,22.990486000000001,23.379736000000001,23.871493999999998,24.167221000000001]
["Residential Electricity",null,null,null,null,null,null,null,null,null,null,null,null,34.522823000000002,34.335875999999999,33.292259000000001,32.561348000000002,33.352730000000001,33.489016999999997,34.046703000000001,34.326427000000002,34.303291000000002,34.076405000000001,34.105117999999997,34.184669,34.290134000000002,34.319408000000003,34.416462000000003,34.726405999999997,34.904162999999997,35.063048999999999,35.177726999999997,35.337353,35.506706000000001,35.725586,35.884253999999999,36.154865000000001,36.608756999999997,37.082008000000002,37.502094,37.842292999999998,38.16151,38.618450000000003,38.850749999999998]
[]
[]
[]
["AEO_2014_Reference_Case",{"$f":"\"Prices are in $(\" & ref_year&\")/GJ LHV\"","v":"Prices are in $(2016)/GJ LHV"},null,null,null,null,null,null,null,null,null,null,null,null,null,null,null,null,null,null,null,null,null,null,null,null,null,null,null,null,null,null,null,null,null,null,null,null,null,null,null,null,null,null,"Except as noted,values are extrapolated based on PNNL mini-CAM model (see AEO Data tab)"]
["Year","Source Data Year","Reference year Conversion","Display Units","Use Category","LHV (MJ/kg)","HHV (MJ/kg)",2004,2005,2006,2007,2008,2009,2010,2011,2012,2013,2014,2015,2016,2017,2018,2019,2020,2021,2022,2023,2024,2025,2026,2027,2028,2029,2030,2031,2032,2033,2034,2035,2036,2037,2038,2039,2040,2041,2042,2043,2044,2045,2046,2047,2048,2049,2050,2051,2052,2053,2054,2055,2056,2057,2058,2059,2060,2061,2062,2063,2064,2065,2066,2067,2068,2069,2070,{"$f":"+BV87+1","v":2071},{"$f":"+BW87+1","v":2072},{"$f":"+BX87+1","v":2073},{"$f":"+BY87+1","v":2074},{"$f":"+BZ87+1","v":2075},{"$f":"+CA87+1","v":2076},{"$f":"+CB87+1","v":2077},{"$f":"+CC87+1","v":2078},{"$f":"+CD87+1","v":2079},{"$f":"+CE87+1","v":2080},{"$f":"+CF87+1","v":2081},{"$f":"+CG87+1","v":2082},{"$f":"+CH87+1","v":2083},{"$f":"+CI87+1","v":2084},{"$f":"+CJ87+1","v":2085},{"$f":"+CK87+1","v":2086},{"$f":"+CL87+1","v":2087},{"$f":"+CM87+1","v":2088},{"$f":"+CN87+1","v":2089},{"$f":"+CO87+1","v":2090},{"$f":"+CP87+1","v":2091},{"$f":"+CQ87+1","v":2092},{"$f":"+CR87+1","v":2093},{"$f":"+CS87+1","v":2094},{"$f":"+CT87+1","v":2095},{"$f":"+CU87+1","v":2096},{"$f":"+CV87+1","v":2097},{"$f":"+CW87+1","v":2098},{"$f":"+CX87+1","v":2099},{"$f":"+CY87+1","v":2100}]
["Feedstock Type"]
[{"$f":"'HyARC Physical Property Data'!A73","v":"Residential Natural Gas"},2012,{"$f":"VLOOKUP(ref_year,DeflatorTable,2,FALSE)/VLOOKUP(B89,DeflatorTable,2,FALSE)","v":1.0589185747008452},{"$f":"'HyARC Physical Property Data'!H73","v":"mmBtu"},"Feed Utility",{"$f":"'HyARC Physical Property Data'!$E$6","v":47.141269049911173},{"$f":"'HyARC Physical Property Data'!$I$6","v":52.224661236371581},12.595706345448797,12.595706345448797,12.595706345448797,12.595706345448797,13.121338604068761,11.086947084595193,10.600250548835966,{"$f":"O106*($C89/mmBTU_to_GJ*$G89/$F89)","v":12.2087929242581},11.62926676611875,11.549569006878718,12.451077492669647,12.228661210695314,11.880721569489316,12.243181027367417,12.738447103720736,12.928721417497503,12.889662020940529,13.126157788188424,13.227924378910403,13.406700038666168,13.682684414389822,13.872072505629625,13.98822325537062,14.139968571775018,14.341810480347306,14.660154514221039,15.014507871353267,15.178056515524123,15.247180761459282,15.504403238981952,15.944730189731404,16.240765211360355,16.673418609126639,16.84862158003515,16.990523932954982,17.36681602365595,17.766490156398653,{"$f":"($BB89-$AR89)/10+AR89","v":17.817297159388684},{"$f":"($BB89-$AR89)/10+AS89","v":17.868104162378714},17.918911165368744,17.969718168358774,18.020525171348805,18.071332174338835,18.122139177328865,18.172946180318895,18.223753183308926,{"$f":"'AEO Data'!$B$30*AM89","v":18.274560186298949},{"$f":"($BQ89-$BB89)/15+BB89","v":18.423467349139123},18.572374511979298,18.721281674819473,18.870188837659647,19.019096000499822,19.168003163339996,19.316910326180171,19.465817489020345,19.61472465186052,19.763631814700695,19.912538977540869,20.061446140381044,20.210353303221218,20.359260466061393,{"$f":"'AEO Data'!$C$30*BB89","v":20.508167628901592},{"$f":"($BV89-$BQ89)/5+BQ89","v":20.62538963666017},20.742611644418748,20.859833652177326,20.977055659935903,{"$f":"'AEO Data'!$D$30*BQ89","v":21.094277667694488},{"$f":"+BV89*BW$133/BV$133","v":21.164316872120814},{"$f":"+BW89*BX$133/BW$133","v":21.234588627300191},21.305093705369501,21.375832881029339,21.446806931552544,21.492572878539132,21.538436486772465,21.584397964654634,21.630457521032444,21.676615365198366,21.691602524401322,21.706600045689747,21.721607936227954,21.736626203185217,21.751654853735772,21.756748899145897,21.76184413753646,21.766940569186843,21.772038194376496,21.777137013384934,21.784864763140046,21.792595255134241,21.800328490340622,21.808064469732635,21.815803194284069,21.827713124132313,21.839629555984068,21.851552493388983,21.863481939898644,21.875417899066573]
[{"$f":"'HyARC Physical Property Data'!A71","v":"Commercial Natural Gas"},2012,1.0589185747008452,{"$f":"'HyARC Physical Property Data'!H71","v":"mmBtu"},"Feed Utility",{"$f":"'HyARC Physical Property Data'!$E$6","v":47.141269049911173},{"$f":"'HyARC Physical Property Data'!$I$6","v":52.224661236371581},10.902002401006685,10.902002401006685,10.902002401006685,10.902002401006685,11.622313273930342,8.8092072972420112,8.4393179300649965,{"$f":"O107*($C90/mmBTU_to_GJ*$G90/$F90)","v":9.9639823425462914},9.0210827052924731,9.2425705107067522,10.103223803959281,9.9169647343242655,9.6996011439533945,10.015602303441456,10.462516434001412,10.615177995538126,10.553246941060452,10.769181678282015,10.850924309850123,11.006898364407682,11.260741632030943,11.438522098348088,11.543080790438088,11.671986695413095,11.850279769747228,12.132482158553312,12.445283131766116,12.558691817798014,12.5569093651923,12.763364745917485,13.063076979503446,13.291592296126769,13.636518558317496,13.752890585705739,13.853987783746099,14.183892740727496,14.541374007516533,{"$f":"($BB90-$AR90)/10+AR90","v":14.582843496133675},14.624312984750818,14.66578247336796,14.707251961985103,14.748721450602245,14.790190939219388,14.83166042783653,14.873129916453673,14.914599405070815,{"$f":"'AEO Data'!$B$30*AM90","v":14.956068893687954},15.077935891497892,15.199802889307831,15.321669887117769,15.443536884927708,15.565403882737646,15.687270880547585,15.809137878357523,15.931004876167462,16.052871873977402,16.174738871787341,16.296605869597279,16.418472867407218,16.540339865217156,16.662206863027095,{"$f":"'AEO Data'!$C$30*BB90","v":16.784073860837033},16.880009434991543,16.975945009146052,17.071880583300562,17.167816157455071,{"$f":"'AEO Data'!$D$30*BQ90","v":17.263751731609581},{"$f":"+BV90*BW$134/BV$134","v":17.321072463598775},{"$f":"+BW90*BX$134/BW$134","v":17.378583517272784},17.436285524555561,17.494179119469241,17.552264938141089,17.589720211982893,17.627255412691312,17.664870710824552,17.702566277304761,17.740342283418837,17.752607912975723,17.764882022959085,17.77716461923227,17.789455707662682,17.801755294121772,17.805924307948906,17.810094298122248,17.81426526487045,17.818437208422218,17.822610129006311,17.828934590801964,17.835261296871419,17.84159024801107,17.847921445017597,17.854254888687954,17.864002085310659,17.873754603233113,17.883512445360374,17.893275614599098,17.903044113857518]
[{"$f":"'HyARC Physical Property Data'!A72","v":"Industrial Natural Gas"},2012,1.0589185747008452,{"$f":"'HyARC Physical Property Data'!H72","v":"mmBtu"},"Feed Utility",{"$f":"'HyARC Physical Property Data'!$E$6","v":47.141269049911173},{"$f":"'HyARC Physical Property Data'!$I$6","v":52.224661236371581},7.3783194821098821,7.3783194821098821,7.3783194821098821,7.3783194821098821,8.8676108815331158,4.0882509003775072,4.7404242582948717,{"$f":"O108*($C91/mmBTU_to_GJ*$G91/$F91)","v":5.6639494209981782},4.1936228360778802,5.1091841203909469,5.3368743716159921,5.4922435264745477,5.7249186404765142,6.0332162243860541,6.5003155465564157,6.6134284544266668,6.4407629487996489,6.5991877366965674,6.6211298061092361,6.729798257918957,6.9245136919123249,7.0285708954650996,7.0676625385133827,7.1490882649082979,7.2626859820961345,7.4897713336221727,7.7715211596019786,7.8991127420692164,8.0328945389194857,8.2510220375499461,8.4203839457399265,8.6260409478182627,8.9436310809641917,9.0003437635899601,9.040412808909247,9.2706004952886456,9.5554192976825281,{"$f":"($BB91-$AR91)/10+AR91","v":9.5705034586117605},9.585587619540993,9.6006717804702255,9.615755941399458,9.6308401023286905,9.645924263257923,9.6610084241871554,9.6760925851163879,9.6911767460456204,{"$f":"'AEO Data'!$B$30*AM91","v":9.7062609069748458},9.7853507323227493,9.8644405576706529,9.9435303830185564,10.02262020836646,10.101710033714363,10.180799859062267,10.259889684410171,10.338979509758074,10.418069335105978,10.497159160453881,10.576248985801785,10.655338811149688,10.734428636497592,10.813518461845495,{"$f":"'AEO Data'!$C$30*BB91","v":10.892608287193402},10.954869013566299,11.017129739939195,11.079390466312091,11.141651192684987,{"$f":"'AEO Data'!$D$30*BQ91","v":11.203911919057887},{"$f":"+BV91*BW$135/BV$135","v":11.241112201031763},{"$f":"+BW91*BX$135/BW$135","v":11.278435998880177},11.315883722712151,11.35345578399839,11.391152595575804,11.415460497794959,11.439820271333133,11.464232026880003,11.488695875361442,11.513211927940032,11.521172134697148,11.529137845121877,11.537109063019443,11.545085792197696,11.553068036467128,11.55577366294014,11.558479923046971,11.56118681693601,11.563894344755685,11.566602506654455,11.570706986028089,11.574812921901238,11.578920314790748,11.583029165213651,11.587139473687161,11.593465255829788,11.599794491414899,11.606127182327835,11.612463330454966,11.618802937683697]
[{"$f":"'HyARC Physical Property Data'!A74","v":"Electric Utility Natural Gas"},2012,1.0589185747008452,{"$f":"'HyARC Physical Property Data'!H74","v":"mmBtu"},"Feed Utility",{"$f":"'HyARC Physical Property Data'!$E$6","v":47.141269049911173},{"$f":"'HyARC Physical Property Data'!$I$6","v":52.224661236371581},7.0668336992239764,7.0668336992239764,7.0668336992239764,7.0668336992239764,8.8481430201027482,4.0298473160863999,4.7209563968645023,{"$f":"O109*($C92/mmBTU_to_GJ*$G92/$F92)","v":5.428419936541526},3.8227359244888057,4.804318007935696,4.9697558517179701,4.9242593883272674,4.9757470274132745,5.2156664824796266,5.6287951857333169,5.7592455864471468,5.6424810414233342,5.8292060172603444,5.8870328717581808,6.0268258593673236,6.2516128144267338,6.4022817651902537,6.4648666450778842,6.5662751885515531,6.7024543452383245,6.9426740262582278,7.2203541226454542,7.3578387062561834,7.4795914499008447,7.7064221653403528,7.8847308069461519,8.102560303519013,8.418335737567924,8.4846512029154173,8.5378634733123793,8.7815535439657371,9.0721244532400576,{"$f":"($BB92-$AR92)/10+AR92","v":9.0766346022812474},9.0811447513224373,9.0856549003636271,9.090165049404817,9.0946751984460068,9.0991853474871967,9.1036954965283865,9.1082056455695763,9.1127157946107662,{"$f":"'AEO Data'!$B$30*AM92","v":9.1172259436519631},9.1915161172266959,9.2658062908014287,9.3400964643761615,9.4143866379508943,9.488676811525627,9.5629669851003598,9.6372571586750926,9.7115473322498254,9.7858375058245581,9.8601276793992909,9.9344178529740237,10.008708026548756,10.082998200123489,10.157288373698222,{"$f":"'AEO Data'!$C$30*BB92","v":10.231578547272965},10.2900609139843,10.348543280695635,10.40702564740697,10.465508014118305,{"$f":"'AEO Data'!$D$30*BQ92","v":10.523990380829638},{"$f":"+BV92*BW$136/BV$136","v":10.558933123372203},{"$f":"+BW92*BX$136/BW$136","v":10.593991886094585},10.6291670542179,10.664459014242302,10.699868153951249,10.722700904777984,10.745582379056525,10.768512680759219,10.791491914080288,10.814520183436294,10.82199731641864,10.829479619072567,10.836967094972369,10.84445974769482,10.851957580819162,10.854499013417151,10.857041041196203,10.859583664295704,10.862126882855071,10.864670697013759,10.868526091607942,10.872382854312388,10.876240985612579,10.88010048599417,10.883961355942985,10.889903251140053,10.895848390203703,10.901796774904867,10.907748407015436,10.913703288308273]
[{"$f":"'HyARC Physical Property Data'!A75","v":"Bio Methane"},2007,1.1446359956438654,{"$f":"'HyARC Physical Property Data'!H75","v":"mmBtu"},"Feed Utility",{"$f":"'HyARC Physical Property Data'!$E$6","v":47.141269049911173},{"$f":"'HyARC Physical Property Data'!$I$6","v":52.224661236371581},12.42654028436019,12.42654028436019,12.42654028436019,12.42654028436019,12.42654028436019,12.42654028436019,12.42654028436019,{"$f":"13.11*($C$93/mmBTU_to_GJ)","v":14.223865310797228},14.223865310797228,14.223865310797228,14.223865310797228,14.223865310797228,14.223865310797228,14.223865310797228,14.223865310797228,14.223865310797228,14.223865310797228,14.223865310797228,14.223865310797228,14.223865310797228,14.223865310797228,14.223865310797228,14.223865310797228,14.223865310797228,14.223865310797228,14.223865310797228,14.223865310797228,14.223865310797228,14.223865310797228,14.223865310797228,14.223865310797228,14.223865310797228,{"$f":"13.11*($C$93/mmBTU_to_GJ)","v":14.223865310797228},14.223865310797228,14.223865310797228,14.223865310797228,14.223865310797228,14.223865310797228,14.223865310797228,14.223865310797228,14.223865310797228,14.223865310797228,14.223865310797228,14.223865310797228,14.223865310797228,14.223865310797228,14.223865310797228,14.223865310797228,14.223865310797228,14.223865310797228,14.223865310797228,14.223865310797228,14.223865310797228,14.223865310797228,14.223865310797228,14.223865310797228,14.223865310797228,14.223865310797228,14.223865310797228,14.223865310797228,14.223865310797228,14.223865310797228,14.223865310797228,14.223865310797228,14.223865310797228,14.223865310797228,14.223865310797228,{"$f":"+BV93*BW$136/BV$136","v":14.271092726019944},{"$f":"+BW93*BX$136/BW$136","v":14.318476950147966},14.366018503832969,14.413717909455341,14.461575691129934,14.49243565590395,14.523361473628309,14.554353284828478,14.585411230329802,14.616535451258134,14.626641288360148,14.636754112613382,14.646873928848736,14.657000741900452,14.667134556606111,14.670569469948116,14.674005187716483,14.6774417100996,14.6808790372859,14.684317169463862,14.689527988881515,14.69474065739019,14.699955175646044,14.705171544305472,14.710389764025104,14.718420626266095,14.726455872806168,14.734495506038849,14.74253952835897,14.750587942162673]
[{"$f":"'HyARC Physical Property Data'!A85","v":"Woody Biomass"},2005,1.2112501494873942,{"$f":"+'HyARC Physical Property Data'!$H$85","v":"kg"},"Feed Utility",{"$f":"'HyARC Physical Property Data'!$E$45","v":19.551069237418005},{"$f":"'HyARC Physical Property Data'!$I$45","v":20.588656379262464},1.3438238843289665,1.3438238843289665,1.3438238843289665,1.3438238843289665,1.3438238843289665,1.3438238843289665,1.3438238843289665,{"$f":"1.27*($C$94)","v":1.5382876898489906},{"$f":"1.28*($C$94)","v":1.5504001913438645},{"$f":"1.32*($C$94)","v":1.5988501973233604},{"$f":"1.32*($C$94)","v":1.5988501973233604},{"$f":"1.34*($C$94)","v":1.6230752003131084},{"$f":"1.34*($C$94)","v":1.6230752003131084},{"$f":"1.36*($C$94)","v":1.6473002033028561},{"$f":"1.36*($C$94)","v":1.6473002033028561},{"$f":"1.38*($C$94)","v":1.6715252062926038},{"$f":"1.4*($C$94)","v":1.6957502092823518},{"$f":"1.46*($C$94)","v":1.7684252182515954},{"$f":"1.48*($C$94)","v":1.7926502212413433},{"$f":"1.48*($C$94)","v":1.7926502212413433},{"$f":"1.51*($C$94)","v":1.8289877257259652},{"$f":"1.52*($C$94)","v":1.8411002272208392},{"$f":"1.62*($C$94)","v":1.9622252421695787},{"$f":"1.72*($C$94)","v":2.083350257118318},{"$f":"1.82*($C$94)","v":2.2044752720670573},{"$f":"1.91*($C$94)","v":2.3134877855209228},{"$f":"2.01*($C$94)","v":2.4346128004696621},{"$f":"2.11*($C$94)","v":2.5557378154184014},{"$f":"2.2*($C$94)","v":2.6647503288722674},{"$f":"2.3*($C$94)","v":2.7858753438210062},{"$f":"2.4*($C$94)","v":2.9070003587697459},{"$f":"2.5*($C$94)","v":3.0281253737184857},{"$f":"2.57*($C$94)","v":3.1129128841826028},{"$f":"2.64*($C$94)","v":3.1977003946467208},{"$f":"2.71*($C$94)","v":3.282487905110838},{"$f":"2.78*($C$94)","v":3.3672754155749556},{"$f":"2.85*($C$94)","v":3.4520629260390736},{"$f":"2.92*($C$94)","v":3.5368504365031908},{"$f":"2.99*($C$94)","v":3.6216379469673088},{"$f":"3.07*($C$94)","v":3.7185379589263001},{"$f":"3.14*($C$94)","v":3.8033254693904177},{"$f":"3.21*($C$94)","v":3.8881129798545353},{"$f":"3.28*($C$94)","v":3.9729004903186529},{"$f":"3.35*($C$94)","v":4.0576880007827709},{"$f":"3.42*($C$94)","v":4.1424755112468876},{"$f":"3.49*($C$94)","v":4.2272630217110061},{"$f":"3.56*($C$94)","v":4.3120505321751237},{"$f":"3.64*($C$94)","v":4.4089505441341146},{"$f":"3.71*($C$94)","v":4.4937380545982322},{"$f":"3.78*($C$94)","v":4.5785255650623498},{"$f":"3.85*($C$94)","v":4.6633130755264673},{"$f":"3.92*($C$94)","v":4.7481005859905849},{"$f":"3.99*($C$94)","v":4.8328880964547034},{"$f":"4.06*($C$94)","v":4.9176756069188201},{"$f":"4.14*($C$94)","v":5.0145756188778119},{"$f":"4.21*($C$94)","v":5.0993631293419295},{"$f":"4.28*($C$94)","v":5.1841506398060471},{"$f":"4.35*($C$94)","v":5.2689381502701647},{"$f":"4.42*($C$94)","v":5.3537256607342822},{"$f":"4.49*($C$94)","v":5.4385131711983998},{"$f":"4.56*($C$94)","v":5.5233006816625174},{"$f":"4.63*($C$94)","v":5.608088192126635},{"$f":"4.71*($C$94)","v":5.7049882040856268},{"$f":"4.78*($C$94)","v":5.7897757145497444},{"$f":"4.85*($C$94)","v":5.8745632250138611},{"$f":"4.92*($C$94)","v":5.9593507354779796},{"$f":"4.99*($C$94)","v":6.0441382459420971},{"$f":"+BV94*BW$137/BV$137","v":6.0586659764672328},{"$f":"+BW94*BX$137/BW$137","v":6.0732286259412112},6.0878262782954495,6.1024590176630999,6.1171269283795393,6.1299667153690152,6.1428334529403346,6.155727197662495,6.1686480062232301,6.18159593542926,6.197524392005751,6.2134938923080965,6.229504542095909,6.245556447401321,6.2616497145296828,6.2750522655841658,6.2884835037072264,6.3019434903011975,6.3154322868998385,6.3289499551686168,6.3413225489579119,6.3537193301840116,6.3661403461314299,6.3785856441771198,6.3910552717906537,6.4057772391562917,6.4205331189689208,6.4353229893467718,6.4501469285880244,6.4650050151712186]
[{"$f":"'HyARC Physical Property Data'!A80","v":"Metallurgical Coal"},2012,1.0589185747008452,{"$f":"+'HyARC Physical Property Data'!H80","v":"kg"},"Feed",{"$f":"'HyARC Physical Property Data'!$E$44","v":28.610197070281195},{"$f":"'HyARC Physical Property Data'!$I$44","v":29.865267156269461},3.3844321322674711,3.3844321322674711,3.3844321322674711,3.3844321322674711,4.1181843560652975,4.3291381204071717,4.4025133427869543,{"$f":"O111*($C95/mmBTU_to_GJ*$G95/$F95)","v":7.4754647098413036},7.5961523788362539,7.7888515723825718,7.8710115565120651,8.1298664269345355,8.3275528874219908,8.4326459175194799,8.5820072281905144,8.6973241555173413,8.8306675382480098,8.9332721736007059,9.0455694993887992,9.1556508441725821,9.2678109153452777,9.379158984022304,9.4759674931736608,9.5858141430425672,9.7090321165885385,9.8280622527471682,9.9673233001172399,10.050780392749491,10.135476967900939,10.225183860386949,10.307087146953293,10.409246490614819,10.490880506676149,10.58291758438844,10.589678683878184,10.619779354456332,10.683904501220734,{"$f":"($BB95-$AR95)/10+AR95","v":10.706641272001209},{"$f":"($BB95-$AR95)/10+AS95","v":10.729378042781683},10.752114813562157,10.774851584342631,10.797588355123105,10.82032512590358,10.843061896684054,10.865798667464528,10.888535438245002,{"$f":"('AEO Data'!$B$28*AM95)","v":10.911272209025483},{"$f":"($BQ95-$BB95)/15+BB95","v":10.949564626152206},10.987857043278929,11.026149460405652,11.064441877532374,11.102734294659097,11.14102671178582,11.179319128912542,11.217611546039265,11.255903963165988,11.294196380292711,11.332488797419433,11.370781214546156,11.409073631672879,11.447366048799601,{"$f":"('AEO Data'!$C$28*BB95)","v":11.485658465926328},{"$f":"($BV95-$BQ95)/5+BQ95","v":11.522480349055732},11.559302232185136,11.59612411531454,11.632945998443944,{"$f":"('AEO Data'!$D$28*BQ95)","v":11.669767881573351},{"$f":"+BV95*BW$138/BV$138","v":11.709222844508201},11.748811202906952,11.788533407773697,11.828389911637355,11.868381168556825,11.902362207175498,11.936440538842751,11.970616442123857,12.004890196381666,12.039262081778887,12.065505052077379,12.091805226337826,12.118162729252409,12.144577685785119,12.171050221172331,12.188996392854733,12.206969026105547,12.224968159942263,12.242993833439904,12.261046085731108,12.267091502720543,12.273139900456183,12.27919128040771,12.285245644045531,12.291302992840782,12.282597276301862,12.273897725870841,12.26520433718037,12.256517105866193,12.247836027567152]
[{"$f":"'HyARC Physical Property Data'!A81","v":"Other Industrial Coal"},2012,1.0589185747008452,{"$f":"+'HyARC Physical Property Data'!H81","v":"kg"},"Feed",{"$f":"'HyARC Physical Property Data'!$E$42","v":22.7322030001394},{"$f":"'HyARC Physical Property Data'!$I$42","v":23.967615189707661},1.7045706620386931,1.7045706620386931,1.7045706620386931,1.7045706620386931,1.9454339077615519,2.0288096466656182,1.8805861108361666,{"$f":"O112*($C96/mmBTU_to_GJ*$G96/$F96)","v":3.5000719734406505},3.4283630486034649,3.5082354103172322,3.4729360065765973,3.5728444520840283,3.6374683095257363,3.6626327333639828,3.7258057129267965,3.7685626924606996,3.8026038220962977,3.8249701999011396,3.8516352399554865,3.8787257015323093,3.9124059636575477,3.9446681540411968,3.9749376361491651,4.0052642644317942,4.0387455732082129,4.0690235214161303,4.1108047829308205,4.1436733577233733,4.1746317687147547,4.2078082978929805,4.2335251347529512,4.2641893487710778,4.2965838219664425,4.3287105547508951,4.3570423582328557,4.3910559730436169,4.4340140224513274,{"$f":"($BB96-$AR96)/10+AR96","v":4.4375972389028373},4.4411804553543472,4.4447636718058572,4.4483468882573671,4.4519301047088771,4.455513321160387,4.4590965376118969,4.4626797540634069,4.4662629705149168,{"$f":"('AEO Data'!$B$28*AM96)","v":4.4698461869664294},{"$f":"($BQ96-$BB96)/15+BB96","v":4.4855328283960176},4.5012194698256058,4.516906111255194,4.5325927526847822,4.5482793941143704,4.5639660355439586,4.5796526769735468,4.595339318403135,4.6110259598327232,4.6267126012623114,4.6423992426918996,4.6580858841214878,4.673772525551076,4.6894591669806642,{"$f":"('AEO Data'!$C$28*BB96)","v":4.705145808410248},4.7202300397216757,4.7353142710331033,4.750398502344531,4.7654827336559586,{"$f":"('AEO Data'!$D$28*BQ96)","v":4.7805669649673872},{"$f":"+BV96*BW$138/BV$138","v":4.7967298479248255},4.8129473768661839,4.8292197365470884,4.8455471123478153,4.8619296902754039,4.8758501583004978,4.8898104828110576,4.9038107779224589,4.9178511580768074,4.9319317380438736,4.9426822755134054,4.9534562468141461,4.9642537030267464,4.9750746953432019,4.9859192750670944,4.993270995886494,5.0006335567929519,5.0080069737701391,5.015391262825295,5.0227864399892601,5.0252629691749675,5.0277407194352479,5.0302196913721628,5.0326998855880705,5.0351813026856274,5.0316149711771789,5.0280511656394289,5.024489884283275,5.0209311253208835,5.0173748869656869]
[{"$f":"'HyARC Physical Property Data'!A79","v":"Electric Utility Steam Coal"},2012,1.0589185747008452,{"$f":"+'HyARC Physical Property Data'!$H$79","v":"kg"},"Feed",{"$f":"'HyARC Physical Property Data'!$E$42","v":22.7322030001394},{"$f":"'HyARC Physical Property Data'!$I$42","v":23.967615189707661},1.6675147780813302,1.6675147780813302,1.6675147780813302,1.6675147780813302,1.899114052814848,1.9917537627082553,1.8435302268788039,{"$f":"O113*($C97/mmBTU_to_GJ*$G97/$F97)","v":2.563508608233021},2.5292473599987289,2.512156420725097,2.4655759388013712,2.5439953061112566,2.5633361114465441,2.6312374078313132,2.6989005951549947,2.7399495390240283,2.7634874134094223,2.7969877709107278,2.8315834300930369,2.8599236996749471,2.8986106016579902,2.9354709425768672,2.9708190263922138,3.0020991491816877,3.0319082871048861,3.0598453586766876,3.0960559264244187,3.1212584477124392,3.1476800873932294,3.1754446621785544,3.2007075044287174,3.2277789172806535,3.2553731118044889,3.279584041135891,3.3026478139240969,3.3375450779171172,3.3755134196669223,{"$f":"($BB97-$AR97)/10+AR97","v":3.3763071676042595},3.3771009155415967,3.377894663478934,3.3786884114162712,3.3794821593536084,3.3802759072909456,3.3810696552282828,3.3818634031656201,3.3826571511029573,{"$f":"('AEO Data'!$B$28*AM97)","v":3.3834508990402963},{"$f":"($BQ97-$BB97)/15+BB97","v":3.3953249051755909},3.4071989113108856,3.4190729174461802,3.4309469235814749,3.4428209297167696,3.4546949358520642,3.4665689419873589,3.4784429481226535,3.4903169542579482,3.5021909603932428,3.5140649665285375,3.5259389726638322,3.5378129787991268,3.5496869849344215,{"$f":"('AEO Data'!$C$28*BB97)","v":3.5615609910697135},3.5729790027545003,3.5843970144392872,3.595815026124074,3.6072330378088608,{"$f":"('AEO Data'!$D$28*BQ97)","v":3.6186510494936472},{"$f":"+BV97*BW$138/BV$138","v":3.6308855467416481},3.6431614082772978,3.6554787739514016,3.6678377840875944,3.6802385794839378,3.6907756803336049,3.701342950557327,3.7119404765347586,3.7225683448928724,3.7332266425066685,3.7413642638352314,3.7495196234066683,3.7576927598864862,3.7658837120244759,3.7740925186548933,3.7796574050906777,3.785230496932368,3.7908118062788079,3.7964013452466796,3.8019991259705304,3.803873735196305,3.8057492687147039,3.807625726981458,3.8095031104525217,3.8113814195840758,3.808681884288271,3.8059842610264538,3.8032885484443635,3.8005947451886986,3.7979028499071168]
[{"$f":"'HyARC Physical Property Data'!A76","v":"Commercial Electricity"},2012,1.0589185747008452,{"$f":"'HyARC Physical Property Data'!$H$76","v":"kWh"},"Feed Utility Byprod",null,null,26.706046857142852,26.706046857142852,26.706046857142852,26.706046857142852,28.244819428571425,26.82655314285714,25.371207999999996,{"$f":"O114*($C98)","v":32.330007136570579},{"$f":"P114*($C98)","v":31.294588082879496},31.198589701652843,31.36496487027269,31.759086951346323,31.913488927642028,32.158172183779577,32.533567289859626,32.841645883227365,32.614198644730223,32.436733421877534,32.079793148717371,31.936446282341542,32.294334287626057,32.349416055126277,32.432684117247874,32.648171929362348,32.727937088838836,32.843544524231802,33.101402845275778,33.362655000351673,33.40757114953476,33.395441237261558,33.59644198435555,33.868319328409996,34.152252460437403,34.36864670685182,34.442402503416886,34.677078979023513,34.95210131124481,{"$f":"($BB98-$AR98)/10+AR98","v":34.759294585447087},34.566487859649364,34.37368113385164,34.180874408053917,33.988067682256194,33.795260956458471,33.602454230660747,33.409647504863024,33.216840779065301,{"$f":"'AEO Data'!$B$33*AM98","v":33.024034053267563},{"$f":"($BQ98-$BB98)/15+BB98","v":33.043274641864315},33.062515230461067,33.081755819057818,33.10099640765457,33.120236996251322,33.139477584848073,33.158718173444825,33.177958762041577,33.197199350638328,33.21643993923508,33.235680527831832,33.254921116428584,33.274161705025335,33.293402293622087,{"$f":"'AEO Data'!$C$33*BB98","v":33.312642882218888},33.29021180684974,33.267780731480592,33.245349656111443,33.222918580742295,{"$f":"'AEO Data'!$D$33*BQ98","v":33.200487505373161},{"$f":"+BV98*BW$139/BV$139","v":33.185869205539639},{"$f":"+BW98*BX$139/BW$139","v":33.171257342198651},33.156651912516189,33.142052913659484,33.127460342797029,33.100925764400195,33.074412439786272,33.047920351931317,33.021449483825023,32.994999818470696,32.958563922192354,32.922168261541977,32.885812792087954,32.849497469447741,32.81322224928779,32.773673393987664,32.734172205812207,32.694718627309562,32.65531260109713,32.615954069861473,32.57036661325251,32.524842874423982,32.479382764317279,32.433986193998265,32.388653074657114,32.344399879459552,32.300207148193003,32.256074798244526,32.212002747114042,32.167990912414197]
[{"$f":"'HyARC Physical Property Data'!A77","v":"Industrial Electricity"},2012,1.0589185747008452,{"$f":"'HyARC Physical Property Data'!$H$77","v":"kWh"},"Feed Utility Byprod",null,null,17.630996571428568,17.630996571428568,17.630996571428568,17.630996571428568,18.734092571428569,18.576507428571425,17.751502857142853,{"$f":"O115*($C99)","v":21.546913279081487},20.644255082774947,21.265150930132211,21.043453619495697,21.290934538507603,21.295208333875095,21.481681777042766,21.805181401613872,22.088499301949383,21.993341702071042,21.973911605143858,21.871052490471715,21.880460982007932,22.180329779666014,22.321195599821319,22.488160586087275,22.726148300076993,22.858293925769633,23.018536896923386,23.283823531768892,23.547517553078045,23.658798247174783,23.759156196173482,23.989354505127697,24.26178778143386,24.557527855569184,24.788558474523114,24.907507856937837,25.164130420005137,25.469928102762971,{"$f":"($BB99-$AR99)/10+AR99","v":25.288633153422833},25.107338204082694,24.926043254742556,24.744748305402418,24.563453356062279,24.382158406722141,24.200863457382003,24.019568508041864,23.838273558701726,{"$f":"'AEO Data'!$B$33*AM99","v":23.65697860936158},{"$f":"($BQ99-$BB99)/15+BB99","v":23.670761728411506},23.684544847461432,23.698327966511357,23.712111085561283,23.725894204611208,23.739677323661134,23.753460442711059,23.767243561760985,23.781026680810911,23.794809799860836,23.808592918910762,23.822376037960687,23.836159157010613,23.849942276060538,{"$f":"'AEO Data'!$C$33*BB99","v":23.863725395110453},23.847656750397427,23.8315881056844,23.815519460971373,23.799450816258346,{"$f":"'AEO Data'!$D$33*BQ99","v":23.783382171545323},{"$f":"+BV99*BW$140/BV$140","v":23.79056855003947},{"$f":"+BW99*BX$140/BW$140","v":23.797757099967246},23.804947821984772,23.812140716748367,23.819335784914539,23.816642001078176,23.813948521888062,23.811255347309746,23.808562477308776,23.805869911850717,23.795071358532098,23.784277703532847,23.773488944631048,23.762705079605791,23.751926106237168,23.738702519984074,23.725486295796383,23.712277429575355,23.699075917224537,23.685881754649749,23.667805095398695,23.649742231944352,23.631693153758011,23.613657850318987,23.595636311114628,23.578692647144699,23.561761150159583,23.544841811422359,23.527934622202373,23.511039573775246]
[{"$f":"'HyARC Physical Property Data'!A78","v":"Residential Electricity"},2012,1.0589185747008452,{"$f":"'HyARC Physical Property Data'!$H$78","v":"kWh"},"Feed Utility Byprod",null,null,29.496230857142855,29.496230857142855,29.496230857142855,29.496230857142855,30.858878857142852,29.96898628571428,28.680495999999998,{"$f":"O116*($C100)","v":37.012259165882554},36.883387716422881,36.020153058652454,36.437036594489285,37.000471284308979,37.234901031887702,37.611895105015549,38.029256213129564,38.30980398247366,38.276616415423959,38.186511974984086,37.913659366922346,37.798756112381561,38.164246094113849,38.270815659471751,38.382554865311334,38.619545078003675,38.734851780521424,38.88910974389097,39.160747772347534,39.451321382756888,39.535438697575401,39.570735630425908,39.780803897275057,40.046078884016239,40.326008244912707,40.555429307633098,40.630021649872177,40.855427293357288,41.122689870263187,{"$f":"($BB100-$AR100)/10+AR100","v":40.915200036704469},40.707710203145751,40.500220369587034,40.292730536028316,40.085240702469598,39.87775086891088,39.670261035352162,39.462771201793444,39.255281368234726,{"$f":"'AEO Data'!$B$33*AM100","v":39.047791534675994},{"$f":"($BQ100-$BB100)/15+BB100","v":39.070541707817128},39.093291880958262,39.116042054099395,39.138792227240529,39.161542400381663,39.184292573522796,39.20704274666393,39.229792919805064,39.252543092946198,39.275293266087331,39.298043439228465,39.320793612369599,39.343543785510732,39.366293958651866,{"$f":"'AEO Data'!$C$33*BB100","v":39.389044131793007},39.362521510313748,39.335998888834489,39.30947626735523,39.28295364587597,{"$f":"'AEO Data'!$D$33*BQ100","v":39.256431024396711},{"$f":"+BV100*BW$141/BV$141","v":39.239146269797381},{"$f":"+BW100*BX$141/BW$141","v":39.221869125740675},39.204599588875645,39.187337655852808,39.170083323324171,39.138708698285058,39.107359203830633,39.076034819831698,39.044735526175167,39.013461302764064,38.970379307391816,38.927344886837673,38.884357988565462,38.841418560097019,38.798526549012138,38.751763774521798,38.70505736189034,38.658407243186389,38.61181335056046,38.565275616244847,38.511372767810535,38.457545259614896,38.403792986354553,38.350115842873322,38.296513724162004,38.244188513437287,38.191934795582569,38.139752472915873,38.087641447888679,38.035601623085753]
[]
[]
["AEO 2014 Reference Case Values:"]
["2012 $/MMBtu"]
[]
["Residential Natural Gas",null,null,null,null,null,null,null,null,null,null,null,null,null,10.979644,10.458463,10.386789,11.197535999999999,10.997512,10.684602,11.01057,11.455973999999999,11.627091999999999,11.591965,11.804651,11.896172,12.056948999999999,12.305148000000001,12.475469,12.579926,12.716393999999999,12.897914999999999,13.184208999999999,13.502886999999999,13.64997,13.712135,13.943460999999999,14.339456999999999,14.605688000000001,14.994783,15.152347000000001,15.279963,15.618371,15.977807]
["Commercial Natural Gas",null,null,null,null,null,null,null,null,null,null,null,null,null,8.9608349999999994,8.1128640000000001,8.3120530000000006,9.0860579999999995,8.9185510000000008,8.7230709999999991,9.0072580000000002,9.4091780000000007,9.5464699999999993,9.490774,9.6849690000000006,9.7584820000000008,9.8987529999999992,10.127039999999999,10.286922000000001,10.380953999999999,10.496881999999999,10.657225,10.911016,11.192325,11.294316,11.292712999999999,11.478382999999999,11.747921,11.953430000000001,12.263629999999999,12.368285999999999,12.459205000000001,12.755896,13.077387]
["Industrial Natural Gas",null,null,null,null,null,null,null,null,null,null,null,null,null,5.093718,3.77142,4.594805,4.7995720000000004,4.9392990000000001,5.148549,5.425808,5.8458810000000003,5.9476060000000004,5.7923239999999998,5.9347989999999999,5.9545320000000004,6.0522600000000004,6.2273719999999999,6.3209530000000003,6.356109,6.4293370000000003,6.531498,6.7357209999999998,6.9891050000000003,7.1038509999999997,7.224164,7.420331,7.5726420000000001,7.7575940000000001,8.0432100000000002,8.0942129999999999,8.1302479999999999,8.3372609999999998,8.5934050000000006]
[{"$f":"'HyARC Physical Property Data'!$A$74","v":"Electric Utility Natural Gas"},null,null,null,null,null,null,null,null,null,null,null,null,null,4.881901,3.4378730000000002,4.3206319999999998,4.4694140000000004,4.4284980000000003,4.4748020000000004,4.6905669999999997,5.0621029999999996,5.1794200000000004,5.0744109999999996,5.242337,5.2943420000000003,5.4200609999999996,5.622217,5.7577170000000004,5.8140010000000002,5.9051999999999998,6.0276690000000004,6.2437040000000001,6.4934279999999998,6.6170710000000001,6.726566,6.9305599999999998,7.0909170000000001,7.286816,7.5708000000000002,7.630439,7.6782940000000002,7.8974500000000001,8.1587669999999992]
["Woody Biomass"]
["Metallurgical Coal",null,null,null,null,null,null,null,null,null,null,null,null,null,7.1348120000000002,7.25,7.4339180000000002,7.5123340000000001,7.7593930000000002,7.9480709999999997,8.0483750000000001,8.1909299999999998,8.3009920000000008,8.4282590000000006,8.5261879999999994,8.6333680000000008,8.7384330000000006,8.8454820000000005,8.9517559999999996,9.0441529999999997,9.1489940000000001,9.2665970000000009,9.3802029999999998,9.5131180000000004,9.5927720000000001,9.6736090000000008,9.7592280000000002,9.8373989999999996,9.9349030000000003,10.012817,10.10066,10.107113,10.135842,10.197044999999999]
["Other Industrial Coal",null,null,null,null,null,null,null,null,null,null,null,null,null,3.3073760000000001,3.2396150000000001,3.3150900000000001,3.2817340000000002,3.3761420000000002,3.437208,3.4609869999999998,3.5206819999999999,3.5610849999999998,3.5932520000000001,3.6143869999999998,3.6395840000000002,3.6651829999999999,3.697009,3.7274949999999998,3.7560980000000002,3.7847550000000001,3.8163930000000001,3.8450039999999999,3.8844850000000002,3.9155440000000001,3.944798,3.9761479999999998,4.0004489999999997,4.0294249999999998,4.0600360000000002,4.0903939999999999,4.1171660000000001,4.1493070000000003,4.1898999999999997]
["Electric Utility Steam Coal",null,null,null,null,null,null,null,null,null,null,null,null,null,2.4223750000000002,2.39,2.37385,2.329834,2.4039359999999999,2.422212,2.4863749999999998,2.5503130000000001,2.589102,2.6113439999999999,2.6429999999999998,2.675691,2.7024710000000001,2.7390279999999998,2.7738589999999999,2.807261,2.8368190000000002,2.8649870000000002,2.8913859999999998,2.9256030000000002,2.9494180000000001,2.9743849999999998,3.0006210000000002,3.0244930000000001,3.050074,3.076149,3.099027,3.1208209999999998,3.153797,3.1896749999999998]
["Commercial Electricity",null,null,null,null,null,null,null,null,null,null,null,null,null,30.531154999999998,29.553346999999999,29.462689999999998,29.619807999999999,29.992000999999998,30.137812,30.368880999999998,30.723389000000001,31.014326000000001,30.799534000000001,30.631943,30.294862999999999,30.159492,30.497467,30.549484,30.628119000000002,30.831617000000001,30.906943999999999,31.016119,31.259630000000001,31.506346000000001,31.548763000000001,31.537307999999999,31.727125000000001,31.983875000000001,32.252009999999999,32.456364000000001,32.526015999999998,32.747635000000002,33.007354999999997]
["Industrial Electricity",null,null,null,null,null,null,null,null,null,null,null,null,null,20.348036,19.495602000000002,20.081951,19.872589000000001,20.106300000000001,20.110336,20.286434,20.591933999999998,20.859487999999999,20.769625000000001,20.751276000000001,20.654140000000002,20.663025000000001,20.946209,21.079236999999999,21.236912,21.461658,21.586451,21.737777999999999,21.988303999999999,22.237325999999999,22.342414999999999,22.437189,22.654578999999998,22.911854000000002,23.191139,23.409314999999999,23.521646,23.76399,24.052772999999998]
["Residential Electricity",null,null,null,null,null,null,null,null,null,null,null,null,null,34.952885000000002,34.831184,34.015979999999999,34.409668000000003,34.941752999999999,35.163139000000001,35.519157,35.913296000000003,36.178234000000003,36.146892999999999,36.061802,35.804130999999998,35.695621000000003,36.040774999999996,36.141415000000002,36.246937000000003,36.470740999999997,36.579631999999997,36.725307000000001,36.981831,37.256236999999999,37.335673999999997,37.369007000000003,37.567386999999997,37.817901999999997,38.082256000000001,38.298912000000001,38.369354000000001,38.582217999999997,38.834609999999998]
[]
[]
[]
[]
[]
[]
[]
[]
[]
[]
[]
[]
[]
["AEO_2017_Reference_Case","Prices are in $(2012)/GJ LHV",null,null,null,null,null,null,null,null,null,null,null,null,null,null,null,null,null,null,null,null,null,null,null,null,null,null,null,null,null,null,null,null,null,null,null,null,null,null,null,null,null,null,null,null,null,null,null,null,null,null,null,"Values are extrapolated based on PNNL GCAM model for years 2050-2100"]
["Year","Source Data Year","Reference year Conversion","Display Units","Use Category","LHV (MJ/kg)","HHV (MJ/kg)",2004,{"$f":"+H131+1","v":2005},{"$f":"+I131+1","v":2006},2007,2008,2009,2010,2011,2012,2013,2014,2015,2016,2017,2018,2019,2020,2021,2022,2023,2024,2025,2026,2027,2028,2029,2030,2031,2032,2033,2034,2035,2036,2037,2038,2039,2040,2041,2042,2043,2044,2045,2046,2047,2048,2049,2050,2051,2052,2053,2054,2055,2056,2057,2058,2059,2060,2061,2062,2063,2064,2065,2066,2067,2068,2069,{"$f":"+BU131+1","v":2070},2071,2072,2073,2074,2075,2076,2077,2078,2079,2080,2081,2082,2083,2084,2085,2086,2087,2088,2089,2090,2091,2092,2093,2094,2095,2096,2097,2098,2099,2100]
["Feedstock Type"]
["Residential Natural Gas",2016,{"$f":"VLOOKUP(ref_year,DeflatorTable,2,FALSE)/VLOOKUP(B133,DeflatorTable,2,FALSE)","v":1},"mmBtu","Feed Utility",47.141269049911173,52.224661236371581,13.604875014867702,15.571757228276402,16.331995797204218,15.155672177020728,15.783516201764996,13.69149010361817,12.691188457250465,12.04142243701838,11.415954621928984,10.886628367710442,11.368469484946878,10.641362038493474,10.173400019832483,10.023002570479671,10.033707215541167,10.158951752324048,10.289627280447673,10.38663350570965,10.458822090960101,10.541361785535555,10.671303703310535,10.821196220864106,10.961130973142659,11.387951919139837,11.524366479125279,11.653679994237272,11.727599293307653,11.827238554162054,11.877874728924342,11.891573527850655,11.9827791131466,12.163475682807357,12.259449735369497,12.356256919064013,12.41256198723101,12.490714236969412,12.496378391289182,12.55376491863939,12.651412816002184,12.770777096192051,12.886454368298935,13.010888521557151,13.118997475015544,13.217679440712152,13.363983523149482,13.453606254075613,13.593337225701765,13.668907227280409,13.744897348292845,13.821309924326409,13.898147303952761,13.975411848800078,14.050424531225174,14.12583984239463,14.201659943408417,14.277887006966159,14.354523217429389,14.422221698840277,14.490239458315362,14.558578001626712,14.627238841647882,14.696223498387408,14.75529333521281,14.814600596681556,14.874146237095607,14.933931214592636,14.993956491161448,15.043740835540882,15.093690478582264,15.143805969125756,15.19408785783383,15.244536697197322,15.277067444573643,15.309667610230484,15.342337342301477,15.375076789236356,15.407886099801638,15.41853907481957,15.42919941527855,15.439867126271025,15.450542212892964,15.461224680243861,15.464845562477739,15.468467292690251,15.472089871079984,15.475713297845573,15.479337573185701,15.484830510437597,15.490325396891745,15.49582223323983,15.501321020173785,15.506821758385787,15.515287417782641,15.523757698847955,15.532232604104841,15.540712136077792,15.549196297292674]
["Commercial Natural Gas",2016,1,"mmBtu","Feed Utility",47.141269049911173,52.224661236371581,11.934322920018829,13.90423046997279,14.274140536522257,13.139550648884942,13.897221248926272,11.345666428533674,10.551848524158197,9.7270239269114924,8.6825570363966911,8.5236392646415098,9.2232797097563566,8.1091689522623707,7.3693882730726834,7.4731047451509687,7.9843107853990691,8.5650780622071245,9.1477570858798014,9.2514909161219876,9.3094669856386769,9.3761326413005577,9.4891655040111615,9.6143446414218783,9.7258827967425425,10.087086372666475,10.198695614261233,10.304737378868989,10.357640731866367,10.427655972763532,10.453569289213085,10.441948105124277,10.506270757192036,10.658282593530579,10.722901912315555,10.786351624937444,10.817805879498341,10.86596540847121,10.838793391061706,10.868085675073171,10.937640276914211,11.027299024885883,11.114692490256441,11.212257927541287,11.293368314098968,11.35816487466068,11.46581792814789,11.521194135666732,11.628119265707223,11.692763949840026,11.757768015837698,11.823133461626696,11.888862296240635,11.954956539882032,12.019124477688386,12.083636835336717,12.148495461492134,12.213702214742405,12.279258963651227,12.337170130194249,12.395354416085945,12.453813109405683,12.512547504307637,12.571558901049444,12.622088884688262,12.672821967979766,12.723758967260437,12.774900702147928,12.826247995554251,12.868834910334423,12.911563226193937,12.954433412625956,12.997445940682496,13.040601282979605,13.06842899033459,13.096316080020177,13.124262678753999,13.152268913524093,13.180334911589481,13.189447763127433,13.198566915268799,13.207692372369801,13.216824138789674,13.225962218890665,13.22905962240266,13.232157751299196,13.23525660575015,13.23835618592544,13.241456491995026,13.246155303510076,13.250855782427021,13.255557929337549,13.260261744833558,13.264967229507157,13.272208990341527,13.279454704679821,13.286704374680379,13.293958002502723,13.30121559030755]
["Industrial Natural Gas",2016,1,"mmBtu","Feed Utility",47.141269049911173,52.224661236371581,8.2641705904266125,10.495609596381577,9.3614571685358463,8.8987432965993278,10.965509816201024,6.0111731674040234,6.1171751211856922,5.6004077154944953,4.1590520124961925,4.894763142071362,5.8241384234641265,4.0289549914527321,3.5632207034637156,3.8686572087168831,4.230424735748624,4.6374903322667231,5.0398775041324821,5.0452222441273262,4.9894479534735598,5.0008757828968315,5.0866427943161305,5.1985543895300337,5.3142743134013735,5.4069765017212355,5.498883471588238,5.5761078084954727,5.5953977798334869,5.6194116710392619,5.6053299540498323,5.5496627667157004,5.5482476759527453,5.6344516310034729,5.6381945602887429,5.6485162872871211,5.6430123140383071,5.6644386648670784,5.6215300420072483,5.6260767200982693,5.6802473044084865,5.7631623345111542,5.819991545472468,5.8947240715184783,5.9518546882819487,6.0145186606208574,6.1247620979360331,6.1606322318436177,6.238633778680942,6.2733164733478626,6.3081919809530058,6.3432613734093088,6.3785257285888406,6.4139861303559274,6.4484130445592944,6.4830247443854354,6.5178222216666768,6.5528064735589808,6.5879785025705191,6.6190485794679574,6.6502651883672899,6.6816290203394662,6.7131407697146503,6.7448011340975915,6.7719111125525773,6.7991300565526132,6.8264584040725946,6.8538965948478108,6.8814450703810159,6.904293491437457,6.9272177759701634,6.9502181758681845,6.9732949438569127,6.996448333500866,7.0113782521851409,7.0263400302445289,7.0413337356646508,7.0563594365762032,7.0714172012552687,7.0763063619291211,7.0811989029567863,7.0860948266754322,7.090994135423843,7.0958968315424205,7.0975586278944007,7.0992208134244059,7.1008833882235782,7.1025463523830812,7.1042097059940996,7.1067306780935082,7.1092525447752264,7.1117753063567024,7.1142989631554965,7.1168235154892816,7.1207088122192239,7.1245962300542702,7.1284857701523974,7.1323774336722154,7.1362712217729669]
["Electric Utility Natural Gas",2016,1,"mmBtu","Feed Utility",47.141269049911173,52.224661236371581,8.4160389626855991,10.630483084185546,10.241695834954719,9.4549147526367854,10.431438353650302,7.3081429877632402,6.8860004096407268,6.1462564207083838,5.0701845410069568,5.147940545971605,5.9174075441245835,4.3672641892083037,3.755553639162041,3.3468214009493336,3.6078009129373227,3.9595869792693468,4.2992239274502966,4.3362295461094007,4.2972619462853157,4.3209431537283329,4.4388231525151278,4.5598555906037213,4.6705511366221319,4.7905826799714895,4.8909868291351355,4.9795195705251665,5.0140428564929254,5.034241784322349,5.0303794300966009,4.9817061843162831,5.005816752854825,5.1117353012541518,5.1218001698488047,5.1563490468752367,5.1654177598155924,5.1952502995101684,5.1548078964528896,5.1691436283950809,5.2239208155775625,5.3036701369405987,5.3698761013633396,5.4477553798092231,5.5105548899774046,5.5735610242489493,5.6745566112130543,5.7069198222653581,5.8107835034348891,5.8430876323795795,5.8755713510037442,5.9082356577077126,5.9410815564422617,5.974110056739474,6.006175946840397,6.0384139498247791,6.0708249895043265,6.1034099946492821,6.1361698990150408,6.1651091662794615,6.1941849162690321,6.2233977926605295,6.2527484421664239,6.2822375145491964,6.3074882699506478,6.3328405179567433,6.3582946665057261,6.3838511251755019,6.4095103051902287,6.4307917640583545,6.4521438836275307,6.473566898512062,6.4950610441052419,6.5166265565819383,6.5305325700258869,6.5444682579046409,6.5584336835413142,6.5724289103941489,6.5864540020568016,6.5910078603528843,6.5955648671755291,6.6001250247016205,6.6046883351095476,6.6092548005792047,6.6108026296665843,6.6123508212418631,6.6138993753899316,6.6154482921957012,6.6169975717441041,6.6193456536491393,6.6216945687853457,6.6240443174483996,6.6263948999340831,6.6287463165382841,6.6323651566473876,6.6359859723945851,6.6396087648584388,6.6432335351180996,6.6468602842533091]
["Woody Biomass",2016,1,"kg","Feed Utility",19.551069237418005,20.588656379262464,5.0967849132778742,5.0967849132778742,5.0967849132778742,5.0967849132778742,5.0967849132778742,5.0967849132778742,5.0967849132778742,5.0967849132778742,5.0967849132778742,5.0967849132778742,5.0967849132778742,5.0967849132778742,5.0967849132778742,5.0967849132778742,5.0967849132778742,5.0967849132778742,5.0967849132778742,5.0967849132778742,5.0967849132778742,5.0967849132778742,5.0967849132778742,5.0967849132778742,5.0967849132778742,5.0967849132778742,5.0967849132778742,5.0967849132778742,5.0967849132778742,5.0967849132778742,5.0967849132778742,5.0967849132778742,5.0967849132778742,5.0967849132778742,5.0967849132778742,5.0967849132778742,5.0967849132778742,5.0967849132778742,5.0967849132778742,5.0967849132778742,5.0967849132778742,5.0967849132778742,5.0967849132778742,5.0967849132778742,5.0967849132778742,5.0967849132778742,5.0967849132778742,5.0967849132778742,5.0967849132778742,5.1179587571540939,5.1392205646528959,5.1605707012062227,5.1820095337641501,5.2035374308011946,5.2223240063357927,5.2411784079262249,5.2601008804480855,5.2790916696610548,5.2981510222120916,5.3113630812048802,5.3246080872582748,5.3378861225327325,5.3511972693935945,5.3645416104115968,5.3779717491778074,5.3914355103185612,5.4049329780075288,5.4184642366291094,5.4320293707789578,5.4450858323773135,5.458173676572823,5.471292978796904,5.4844438146622805,5.4976262599634209,5.509165721372697,5.5207294039936956,5.5323173586664938,5.5439296363378796,5.5555662880615797,5.5698816197819898,5.5842338386011479,5.598623039568059,5.6130493179766479,5.6275127693663878,5.6395580019552014,5.6516290163830023,5.6637258678337163,5.6758486116093856,5.6879973031304223,5.6991168854631553,5.7102582056949531,5.7214213063216786,5.732606229922272,5.7438130191589121,5.7570440466225028,5.7703055521130002,5.7835976058373566,5.796920278164249,5.8102736396244499]
["Electric Utility Steam Coal",2016,1,"kg","Feed",22.7322030001394,23.967615189707661,{"$error":"#N/A"},{"$error":"#N/A"},{"$error":"#N/A"},{"$error":"#N/A"},2.2148742453355847,2.3408877437334223,2.3629142410275352,2.4181318326423913,2.3501923436687169,2.2749877363600257,2.2671813119268305,2.0920368648072634,1.9706687398025258,2.067600203211962,2.1142782942327232,2.1573963846468813,2.1900363582596567,2.1929897559939948,2.2028650611910647,2.2090827406317772,2.2092997907220093,2.2079918032786887,2.2065492258230841,2.1995552842692714,2.1903510334996437,2.1795345460335755,2.1771697426487315,2.177831318906295,2.1809505846135182,2.1861806387528246,2.1973402359685172,2.2020565733003745,2.2177912831167257,2.2206593773221517,2.2289385587115755,2.2351116907538557,2.2481536525075447,2.2492673374683427,2.2496910116619402,2.2544263053335558,2.2540196918457411,2.2546357728878843,2.2490256441364247,2.2531477002168603,2.2540841434009193,2.2596705767276806,2.2620458060993922,2.2703711301923084,2.2787270951418623,2.2871138137198912,2.2955313991132824,2.3039799649255008,2.3125787529279784,2.3212096328567045,2.3298727244834101,2.338568148026833,2.3472960241543843,2.3559838582312191,2.3647038478010849,2.3734561118781943,2.3822407699172565,2.3910579418151077,2.3997099382358895,2.4083932417365861,2.4171079656012542,2.4258542235238663,2.434632129609795,2.4428635118796533,2.4511227240845761,2.4594098603163279,2.467725014984794,2.476068282819055,2.4831576550549128,2.4902673252765117,2.4973973516001715,2.5045477923086086,2.5117187058514112,2.5171937058097216,2.5226806400759916,2.5281795346644143,2.5336904156458884,2.539213309148141,2.5429573704375228,2.5467069523323964,2.5504620629728754,2.554222710511076,2.5579889031111347,2.5592501421168059,2.5605120029875006,2.5617744860298348,2.5630375915505756,2.564301319856642,2.5624850697467836,2.5606701060553489,2.5588564278711901,2.5570440342838041,2.555232924383334]
["Commercial Electricity",2016,1,"kWh","Feed Utility Byprod",null,null,28.373013628420669,29.17093293229123,30.878569780545078,30.682595180991225,31.992353762541459,31.4429334181984,31.156600892671783,30.676058322376605,29.679126186318804,29.700131988890092,30.54196479432273,29.932211922183079,28.972214109999999,29.128232055928784,28.995688380521983,29.39475155821113,29.885964346916182,30.089071101439163,31.081689502737298,31.400245105473072,31.337976372818122,31.854564117923594,32.189964324168578,32.274661250208517,32.347049824843424,32.398275541772193,32.473329377777105,32.424485524938959,32.33705604252286,32.213589610409308,32.123147965605618,32.189031672252469,32.20134665837643,32.137342472816606,32.106067355666433,32.055398007309563,31.985796962436115,31.883579639374592,31.88043762605966,31.921825950470875,31.967798865652629,32.011030694105337,32.04019407500644,32.084258086774547,32.12290532445671,32.1438833578502,32.210559439498944,32.212518425109167,32.214477529861206,32.216436753762309,32.218396096819724,32.220355559040698,32.225068562587758,32.229782255525173,32.234496637953782,32.239211709974448,32.243927471688032,32.234738373564198,32.225551894213289,32.216368032888994,32.207186788845206,32.198008161336034,32.188328675270981,32.178652099089362,32.168978431916393,32.15930767287756,32.14963982109861,32.135484213462775,32.121334838594358,32.107191693749044,32.093054776183735,32.078924083156537,32.05322936592912,32.027555229768936,32.001901658190874,31.976268634723027,31.950656142906677,31.915373500092528,31.880129819385399,31.844925057760001,31.809759172238564,31.774632119890772,31.736335048107414,31.698084134709202,31.659879324062725,31.621720560601634,31.583607788826551,31.539463246970023,31.495380406125889,31.451359180054389,31.407399482636293,31.363501227872742,31.320648715953933,31.277854754187555,31.235119262575491,31.192442161228929,31.1498233703682]
["Industrial Electricity",2016,1,"kWh","Feed Utility Byprod",null,null,18.232352698801531,19.279059481202857,20.106975671052609,20.31728323383771,21.702415417864383,21.137326303769196,20.699724047437488,20.430734156114106,19.619402543384187,19.94482547791937,20.190684361237558,19.439058682545589,18.777772519999996,19.537493744407882,19.094688812726531,19.340880484069093,19.700726786066333,19.809231927025674,20.448628319255093,20.513438149254636,20.459361398826221,20.950622526197662,21.163384692376518,21.285322295688569,21.423623959296947,21.53228264660833,21.607771530610695,21.635145433038627,21.585785019942069,21.508628925857963,21.446118499871098,21.521952389257063,21.600204159779199,21.583872325260458,21.588666383585327,21.605374501448264,21.554715579078266,21.491324631109631,21.516251270074765,21.58191413536343,21.663232093841465,21.742367229796333,21.822824570449338,21.895024529503647,21.976239175929997,22.046603213478718,22.114819497732821,22.13487665280584,22.15495199882406,22.175045552285859,22.195157329704575,22.215287347608523,22.237407284551185,22.259549246489641,22.281713255354351,22.303899333097611,22.326107501693581,22.336823207612067,22.347544056673097,22.358270051345187,22.369001194098043,22.379737487402554,22.390100389733625,22.400468090590362,22.410840592194713,22.421217896769658,22.431600006539206,22.438377931004013,22.44515790348412,22.451939924598356,22.458723994965737,22.465510115205461,22.462969438648798,22.46042904942313,22.45788894749596,22.455349132834797,22.452809605407158,22.442624812220661,22.432444638946507,22.422269083489063,22.412098143753649,22.401931817646531,22.389459823741635,22.376994773462549,22.364536662943497,22.352085488320853,22.339641245733144,22.322592014179389,22.305555794307125,22.288532576186064,22.271522349893491,22.254525105514261,22.238544472899552,22.222575315731635,22.206617625770171,22.190671394780733,22.174736614534808]
["Residential Electricity",2016,1,"kWh","Feed Utility Byprod",null,null,31.081820315099751,31.795307521355493,33.946842042036877,33.862138723062856,35.110516897292094,35.620882248372396,35.284315436843215,35.109707376782602,34.944303180720262,35.113313940081568,35.603854676435802,35.586699324775935,34.861101349999998,34.664653819323334,34.410290069910978,34.908531869398402,35.616671532127199,35.947520321196222,36.987705865849776,37.546039262370911,37.510823122184988,38.008797637281816,38.419808048103611,38.480927078752217,38.529894147798792,38.610432052895767,38.669048846696292,38.631731396248163,38.567872226687491,38.465126969563705,38.413723063041203,38.515467425425761,38.527084818246614,38.521472793861179,38.546973809920992,38.560691565187064,38.568356561168315,38.569368829711408,38.651143635977618,38.781520601750053,38.929117506558889,39.08758776785308,39.228047610742941,39.393119417357944,39.595269824540118,39.769550621009692,39.980674011616443,39.983105560972888,39.985537258211586,39.987969103341534,39.990401096371727,39.99283323731116,39.998683153044055,40.00453392446812,40.010385551708517,40.016238034890421,40.022091374139045,40.01068560090993,39.999283078177193,39.987883805014484,39.976487780495717,39.965095003695069,39.953080546830584,39.941069701797218,39.929062467509169,39.917058842880955,39.905058826827435,39.887488478960996,39.869925867384971,39.852370988693046,39.8348238394804,39.817284416343718,39.785391393336162,39.75352391614198,39.721681964299371,39.689865517362925,39.658074554903607,39.614280722534119,39.57053525105394,39.526838087058842,39.48318917720357,39.439588468201791,39.392053039782866,39.344574904480901,39.297153993242112,39.249790237095944,39.202483567154964,39.147690090479308,39.092973198877175,39.038332785305279,38.983768742869955,38.929280964826951,38.876091192919297,38.822974095147039,38.769929572214203,38.716957524960492,38.66405785436109]

{"sheet":"Non-Energy Material Prices","index":12,"n_rows":8,"n_cols":104,"rows_kept":8,"cut":false,"hidden":false,"merged":[]}
["Other Inputs and Byproducts","Units","Source Data Year","Reference Year Conversion - Chemical price indexes are used to update costs to reference year dollars",2001,2002,2003,2004,2005,2006,2007,2008,2009,2010,2011,2012,2013,2014,2015,2016,2017,2018,2019,2020,2021,2022,2023,2024,2025,2026,2027,2028,2029,2030,2031,2032,2033,2034,2035,2036,2037,2038,2039,2040,2041,2042,2043,2044,2045,2046,2047,2048,2049,2050,2051,2052,2053,2054,2055,2056,2057,2058,2059,2060,2061,2062,2063,2064,2065,2066,2067,2068,2069,2070,{"$f":"+BV1+1","v":2071},{"$f":"+BW1+1","v":2072},2073,2074,2075,2076,2077,2078,2079,2080,2081,2082,2083,2084,2085,2086,2087,2088,2089,2090,2091,2092,2093,2094,2095,2096,2097,2098,2099,2100]
["Cooling Water","gal",2005,{"$f":"VLOOKUP(ref_year,Chemical_price_indexes,2,FALSE)/VLOOKUP(C2,Chemical_price_indexes,2,FALSE)","v":1.4260544580886279},{"$f":"0.000079485*($D$2)","v":1.1334993860117458E-4},1.1334993860117458E-4,1.1334993860117458E-4,1.1334993860117458E-4,1.1334993860117458E-4,1.1334993860117458E-4,1.1334993860117458E-4,1.1334993860117458E-4,1.1334993860117458E-4,1.1334993860117458E-4,1.1334993860117458E-4,1.1334993860117458E-4,1.1334993860117458E-4,1.1334993860117458E-4,1.1334993860117458E-4,1.1334993860117458E-4,1.1334993860117458E-4,1.1334993860117458E-4,1.1334993860117458E-4,1.1334993860117458E-4,1.1334993860117458E-4,1.1334993860117458E-4,1.1334993860117458E-4,1.1334993860117458E-4,1.1334993860117458E-4,1.1334993860117458E-4,1.1334993860117458E-4,1.1334993860117458E-4,1.1334993860117458E-4,1.1334993860117458E-4,1.1334993860117458E-4,1.1334993860117458E-4,{"$f":"0.000079485*($D$2)","v":1.1334993860117458E-4},1.1334993860117458E-4,1.1334993860117458E-4,1.1334993860117458E-4,1.1334993860117458E-4,1.1334993860117458E-4,1.1334993860117458E-4,1.1334993860117458E-4,1.1334993860117458E-4,1.1334993860117458E-4,1.1334993860117458E-4,1.1334993860117458E-4,1.1334993860117458E-4,1.1334993860117458E-4,1.1334993860117458E-4,1.1334993860117458E-4,1.1334993860117458E-4,1.1334993860117458E-4,1.1334993860117458E-4,1.1334993860117458E-4,1.1334993860117458E-4,1.1334993860117458E-4,1.1334993860117458E-4,1.1334993860117458E-4,1.1334993860117458E-4,1.1334993860117458E-4,1.1334993860117458E-4,1.1334993860117458E-4,1.1334993860117458E-4,1.1334993860117458E-4,1.1334993860117458E-4,1.1334993860117458E-4,{"$f":"0.000079485*($D$2)","v":1.1334993860117458E-4},1.1334993860117458E-4,1.1334993860117458E-4,1.1334993860117458E-4,1.1334993860117458E-4,1.1334993860117458E-4,{"$f":"+BV2","v":1.1334993860117458E-4},{"$f":"+BW2","v":1.1334993860117458E-4},1.1334993860117458E-4,1.1334993860117458E-4,1.1334993860117458E-4,1.1334993860117458E-4,1.1334993860117458E-4,1.1334993860117458E-4,1.1334993860117458E-4,1.1334993860117458E-4,1.1334993860117458E-4,1.1334993860117458E-4,1.1334993860117458E-4,1.1334993860117458E-4,1.1334993860117458E-4,1.1334993860117458E-4,1.1334993860117458E-4,1.1334993860117458E-4,1.1334993860117458E-4,1.1334993860117458E-4,1.1334993860117458E-4,1.1334993860117458E-4,1.1334993860117458E-4,1.1334993860117458E-4,1.1334993860117458E-4,1.1334993860117458E-4,1.1334993860117458E-4,1.1334993860117458E-4,1.1334993860117458E-4,1.1334993860117458E-4]
["Demineralized Water","gal",2005,1.4260544580886279,{"$f":"0.0049962*($D$3)","v":7.1248532835024025E-3},7.1248532835024025E-3,7.1248532835024025E-3,7.1248532835024025E-3,7.1248532835024025E-3,7.1248532835024025E-3,7.1248532835024025E-3,7.1248532835024025E-3,7.1248532835024025E-3,7.1248532835024025E-3,7.1248532835024025E-3,7.1248532835024025E-3,7.1248532835024025E-3,7.1248532835024025E-3,7.1248532835024025E-3,7.1248532835024025E-3,7.1248532835024025E-3,7.1248532835024025E-3,7.1248532835024025E-3,7.1248532835024025E-3,7.1248532835024025E-3,7.1248532835024025E-3,7.1248532835024025E-3,7.1248532835024025E-3,7.1248532835024025E-3,7.1248532835024025E-3,7.1248532835024025E-3,7.1248532835024025E-3,7.1248532835024025E-3,7.1248532835024025E-3,7.1248532835024025E-3,7.1248532835024025E-3,{"$f":"0.0049962*($D$3)","v":7.1248532835024025E-3},7.1248532835024025E-3,7.1248532835024025E-3,7.1248532835024025E-3,7.1248532835024025E-3,7.1248532835024025E-3,7.1248532835024025E-3,7.1248532835024025E-3,7.1248532835024025E-3,7.1248532835024025E-3,7.1248532835024025E-3,7.1248532835024025E-3,7.1248532835024025E-3,7.1248532835024025E-3,7.1248532835024025E-3,7.1248532835024025E-3,7.1248532835024025E-3,7.1248532835024025E-3,7.1248532835024025E-3,7.1248532835024025E-3,7.1248532835024025E-3,7.1248532835024025E-3,7.1248532835024025E-3,7.1248532835024025E-3,7.1248532835024025E-3,7.1248532835024025E-3,7.1248532835024025E-3,7.1248532835024025E-3,7.1248532835024025E-3,7.1248532835024025E-3,7.1248532835024025E-3,7.1248532835024025E-3,{"$f":"0.0049962*($D$3)","v":7.1248532835024025E-3},7.1248532835024025E-3,7.1248532835024025E-3,7.1248532835024025E-3,7.1248532835024025E-3,7.1248532835024025E-3,{"$f":"+BV3","v":7.1248532835024025E-3},7.1248532835024025E-3,7.1248532835024025E-3,7.1248532835024025E-3,7.1248532835024025E-3,7.1248532835024025E-3,7.1248532835024025E-3,7.1248532835024025E-3,7.1248532835024025E-3,7.1248532835024025E-3,7.1248532835024025E-3,7.1248532835024025E-3,7.1248532835024025E-3,7.1248532835024025E-3,7.1248532835024025E-3,7.1248532835024025E-3,7.1248532835024025E-3,7.1248532835024025E-3,7.1248532835024025E-3,7.1248532835024025E-3,7.1248532835024025E-3,7.1248532835024025E-3,7.1248532835024025E-3,7.1248532835024025E-3,7.1248532835024025E-3,7.1248532835024025E-3,7.1248532835024025E-3,7.1248532835024025E-3,7.1248532835024025E-3,7.1248532835024025E-3]
["Process Water","gal",2005,1.4260544580886279,{"$f":"0.0016654*($D$4)","v":2.374951094500801E-3},2.374951094500801E-3,2.374951094500801E-3,2.374951094500801E-3,2.374951094500801E-3,2.374951094500801E-3,2.374951094500801E-3,2.374951094500801E-3,2.374951094500801E-3,2.374951094500801E-3,2.374951094500801E-3,2.374951094500801E-3,2.374951094500801E-3,2.374951094500801E-3,2.374951094500801E-3,2.374951094500801E-3,2.374951094500801E-3,2.374951094500801E-3,2.374951094500801E-3,2.374951094500801E-3,2.374951094500801E-3,2.374951094500801E-3,2.374951094500801E-3,2.374951094500801E-3,2.374951094500801E-3,2.374951094500801E-3,2.374951094500801E-3,2.374951094500801E-3,2.374951094500801E-3,2.374951094500801E-3,2.374951094500801E-3,2.374951094500801E-3,{"$f":"0.0016654*($D$4)","v":2.374951094500801E-3},2.374951094500801E-3,2.374951094500801E-3,2.374951094500801E-3,2.374951094500801E-3,2.374951094500801E-3,2.374951094500801E-3,2.374951094500801E-3,2.374951094500801E-3,2.374951094500801E-3,2.374951094500801E-3,2.374951094500801E-3,2.374951094500801E-3,2.374951094500801E-3,2.374951094500801E-3,2.374951094500801E-3,2.374951094500801E-3,2.374951094500801E-3,2.374951094500801E-3,2.374951094500801E-3,2.374951094500801E-3,2.374951094500801E-3,2.374951094500801E-3,2.374951094500801E-3,2.374951094500801E-3,2.374951094500801E-3,2.374951094500801E-3,2.374951094500801E-3,2.374951094500801E-3,2.374951094500801E-3,2.374951094500801E-3,2.374951094500801E-3,{"$f":"0.0016654*($D$4)","v":2.374951094500801E-3},2.374951094500801E-3,2.374951094500801E-3,2.374951094500801E-3,2.374951094500801E-3,2.374951094500801E-3,2.374951094500801E-3,2.374951094500801E-3,2.374951094500801E-3,2.374951094500801E-3,2.374951094500801E-3,2.374951094500801E-3,2.374951094500801E-3,2.374951094500801E-3,2.374951094500801E-3,2.374951094500801E-3,2.374951094500801E-3,2.374951094500801E-3,2.374951094500801E-3,2.374951094500801E-3,2.374951094500801E-3,2.374951094500801E-3,2.374951094500801E-3,2.374951094500801E-3,2.374951094500801E-3,2.374951094500801E-3,2.374951094500801E-3,2.374951094500801E-3,2.374951094500801E-3,2.374951094500801E-3,2.374951094500801E-3,2.374951094500801E-3,2.374951094500801E-3,2.374951094500801E-3,2.374951094500801E-3,2.374951094500801E-3]
["Oxygen","kg",2005,1.4260544580886279,{"$f":"0.02*($D$5)","v":2.8521089161772557E-2},2.8521089161772557E-2,2.8521089161772557E-2,2.8521089161772557E-2,2.8521089161772557E-2,2.8521089161772557E-2,2.8521089161772557E-2,2.8521089161772557E-2,2.8521089161772557E-2,2.8521089161772557E-2,2.8521089161772557E-2,2.8521089161772557E-2,2.8521089161772557E-2,2.8521089161772557E-2,2.8521089161772557E-2,2.8521089161772557E-2,2.8521089161772557E-2,2.8521089161772557E-2,2.8521089161772557E-2,2.8521089161772557E-2,2.8521089161772557E-2,2.8521089161772557E-2,2.8521089161772557E-2,2.8521089161772557E-2,2.8521089161772557E-2,2.8521089161772557E-2,2.8521089161772557E-2,2.8521089161772557E-2,2.8521089161772557E-2,2.8521089161772557E-2,2.8521089161772557E-2,2.8521089161772557E-2,{"$f":"0.02*($D$5)","v":2.8521089161772557E-2},2.8521089161772557E-2,2.8521089161772557E-2,2.8521089161772557E-2,2.8521089161772557E-2,2.8521089161772557E-2,2.8521089161772557E-2,2.8521089161772557E-2,2.8521089161772557E-2,2.8521089161772557E-2,2.8521089161772557E-2,2.8521089161772557E-2,2.8521089161772557E-2,2.8521089161772557E-2,2.8521089161772557E-2,2.8521089161772557E-2,2.8521089161772557E-2,2.8521089161772557E-2,2.8521089161772557E-2,2.8521089161772557E-2,2.8521089161772557E-2,2.8521089161772557E-2,2.8521089161772557E-2,2.8521089161772557E-2,2.8521089161772557E-2,2.8521089161772557E-2,2.8521089161772557E-2,2.8521089161772557E-2,2.8521089161772557E-2,2.8521089161772557E-2,2.8521089161772557E-2,2.8521089161772557E-2,{"$f":"0.02*($D$5)","v":2.8521089161772557E-2},2.8521089161772557E-2,2.8521089161772557E-2,2.8521089161772557E-2,2.8521089161772557E-2,2.8521089161772557E-2,2.8521089161772557E-2,2.8521089161772557E-2,2.8521089161772557E-2,2.8521089161772557E-2,2.8521089161772557E-2,2.8521089161772557E-2,2.8521089161772557E-2,2.8521089161772557E-2,2.8521089161772557E-2,2.8521089161772557E-2,2.8521089161772557E-2,2.8521089161772557E-2,2.8521089161772557E-2,2.8521089161772557E-2,2.8521089161772557E-2,2.8521089161772557E-2,2.8521089161772557E-2,2.8521089161772557E-2,2.8521089161772557E-2,2.8521089161772557E-2,2.8521089161772557E-2,2.8521089161772557E-2,2.8521089161772557E-2,2.8521089161772557E-2,2.8521089161772557E-2,2.8521089161772557E-2,2.8521089161772557E-2,2.8521089161772557E-2,2.8521089161772557E-2,2.8521089161772557E-2]
["Sulfuric Acid","kg",2005,1.4260544580886279,{"$f":"0*($D$6)","v":0},0,0,0,0,0,0,0,0,0,0,0,0,0,0,0,0,0,0,0,0,0,0,0,0,0,0,0,0,0,0,0,{"$f":"0*($D$6)","v":0},0,0,0,0,0,0,0,0,0,0,0,0,0,0,0,0,0,0,0,0,0,0,0,0,0,0,0,0,0,0,0,{"$f":"0*($D$6)","v":0},0,0,0,0,0,0,0,0,0,0,0,0,0,0,0,0,0,0,0,0,0,0,0,0,0,0,0,0,0,0,0,0,0,0,0]
["Steam","kg",2007,1.3138219380226268,{"$f":"0.0135*($D$7)","v":1.7736596163305463E-2},1.7736596163305463E-2,1.7736596163305463E-2,1.7736596163305463E-2,1.7736596163305463E-2,1.7736596163305463E-2,1.7736596163305463E-2,1.7736596163305463E-2,1.7736596163305463E-2,1.7736596163305463E-2,1.7736596163305463E-2,1.7736596163305463E-2,1.7736596163305463E-2,1.7736596163305463E-2,1.7736596163305463E-2,1.7736596163305463E-2,1.7736596163305463E-2,1.7736596163305463E-2,1.7736596163305463E-2,1.7736596163305463E-2,1.7736596163305463E-2,1.7736596163305463E-2,1.7736596163305463E-2,1.7736596163305463E-2,1.7736596163305463E-2,1.7736596163305463E-2,1.7736596163305463E-2,1.7736596163305463E-2,1.7736596163305463E-2,1.7736596163305463E-2,1.7736596163305463E-2,1.7736596163305463E-2,{"$f":"0.0135*($D$7)","v":1.7736596163305463E-2},1.7736596163305463E-2,1.7736596163305463E-2,1.7736596163305463E-2,1.7736596163305463E-2,1.7736596163305463E-2,1.7736596163305463E-2,1.7736596163305463E-2,1.7736596163305463E-2,1.7736596163305463E-2,1.7736596163305463E-2,1.7736596163305463E-2,1.7736596163305463E-2,1.7736596163305463E-2,1.7736596163305463E-2,1.7736596163305463E-2,1.7736596163305463E-2,1.7736596163305463E-2,1.7736596163305463E-2,1.7736596163305463E-2,1.7736596163305463E-2,1.7736596163305463E-2,1.7736596163305463E-2,1.7736596163305463E-2,1.7736596163305463E-2,1.7736596163305463E-2,1.7736596163305463E-2,1.7736596163305463E-2,1.7736596163305463E-2,1.7736596163305463E-2,1.7736596163305463E-2,1.7736596163305463E-2,{"$f":"0.0135*($D$7)","v":1.7736596163305463E-2},1.7736596163305463E-2,1.7736596163305463E-2,1.7736596163305463E-2,1.7736596163305463E-2,1.7736596163305463E-2,1.7736596163305463E-2,1.7736596163305463E-2,1.7736596163305463E-2,1.7736596163305463E-2,1.7736596163305463E-2,1.7736596163305463E-2,1.7736596163305463E-2,1.7736596163305463E-2,1.7736596163305463E-2,1.7736596163305463E-2,1.7736596163305463E-2,1.7736596163305463E-2,1.7736596163305463E-2,1.7736596163305463E-2,1.7736596163305463E-2,1.7736596163305463E-2,1.7736596163305463E-2,1.7736596163305463E-2,1.7736596163305463E-2,1.7736596163305463E-2,1.7736596163305463E-2,1.7736596163305463E-2,1.7736596163305463E-2,1.7736596163305463E-2,1.7736596163305463E-2,1.7736596163305463E-2,1.7736596163305463E-2,1.7736596163305463E-2,1.7736596163305463E-2,1.7736596163305463E-2]
["Compressed Inert Gas","kg",2002,1.6980292434837889,{"$f":"0.0256*($D$8)","v":4.3469548633185001E-2},4.3469548633185001E-2,4.3469548633185001E-2,4.3469548633185001E-2,4.3469548633185001E-2,4.3469548633185001E-2,4.3469548633185001E-2,4.3469548633185001E-2,4.3469548633185001E-2,4.3469548633185001E-2,4.3469548633185001E-2,4.3469548633185001E-2,4.3469548633185001E-2,4.3469548633185001E-2,4.3469548633185001E-2,4.3469548633185001E-2,4.3469548633185001E-2,4.3469548633185001E-2,4.3469548633185001E-2,4.3469548633185001E-2,4.3469548633185001E-2,4.3469548633185001E-2,4.3469548633185001E-2,4.3469548633185001E-2,4.3469548633185001E-2,4.3469548633185001E-2,4.3469548633185001E-2,4.3469548633185001E-2,4.3469548633185001E-2,4.3469548633185001E-2,4.3469548633185001E-2,4.3469548633185001E-2,{"$f":"0.0256*($D$8)","v":4.3469548633185001E-2},4.3469548633185001E-2,4.3469548633185001E-2,4.3469548633185001E-2,4.3469548633185001E-2,4.3469548633185001E-2,4.3469548633185001E-2,4.3469548633185001E-2,4.3469548633185001E-2,4.3469548633185001E-2,4.3469548633185001E-2,4.3469548633185001E-2,4.3469548633185001E-2,4.3469548633185001E-2,4.3469548633185001E-2,4.3469548633185001E-2,4.3469548633185001E-2,4.3469548633185001E-2,4.3469548633185001E-2,4.3469548633185001E-2,4.3469548633185001E-2,4.3469548633185001E-2,4.3469548633185001E-2,4.3469548633185001E-2,4.3469548633185001E-2,4.3469548633185001E-2,4.3469548633185001E-2,4.3469548633185001E-2,4.3469548633185001E-2,4.3469548633185001E-2,4.3469548633185001E-2,4.3469548633185001E-2,{"$f":"0.0256*($D$8)","v":4.3469548633185001E-2},4.3469548633185001E-2,4.3469548633185001E-2,4.3469548633185001E-2,4.3469548633185001E-2,4.3469548633185001E-2,4.3469548633185001E-2,4.3469548633185001E-2,4.3469548633185001E-2,4.3469548633185001E-2,4.3469548633185001E-2,4.3469548633185001E-2,4.3469548633185001E-2,4.3469548633185001E-2,4.3469548633185001E-2,4.3469548633185001E-2,4.3469548633185001E-2,4.3469548633185001E-2,4.3469548633185001E-2,4.3469548633185001E-2,4.3469548633185001E-2,4.3469548633185001E-2,4.3469548633185001E-2,4.3469548633185001E-2,4.3469548633185001E-2,4.3469548633185001E-2,4.3469548633185001E-2,4.3469548633185001E-2,4.3469548633185001E-2,4.3469548633185001E-2,4.3469548633185001E-2,4.3469548633185001E-2,4.3469548633185001E-2,4.3469548633185001E-2,4.3469548633185001E-2,4.3469548633185001E-2]

{"sheet":"AEO Data","index":13,"n_rows":929,"n_cols":72,"rows_kept":929,"cut":false,"hidden":false,"merged":[[26,9,26,10],[27,9,28,9],[27,10,28,10],[35,0,36,3],[55,0,55,10],[37,0,37,1],[37,4,37,8],[44,9,47,10],[52,0,52,10],[53,0,54,10],[0,0,0,71],[1,0,2,71],[4,0,4,71],[8,0,8,71],[748,4,748,8],[735,0,735,2],[731,0,731,12],[618,2,618,24],[619,2,619,24],[13,0,13,71],[18,0,18,71],[20,0,20,19],[22,0,22,19],[24,0,24,10],[25,0,25,10],[26,4,36,8]]}
["Hydrogen Analysis Resource Center:  Feedstock and Utility Assumptions"]
["Feedstock and Utility Price Projections for 2001 - 2070 With EIA Units, Year 2005"]
[]
[null,"Units",2001,2002,2003,2004,2005,2006,2007,2008,2009,2010,2011,2012,2013,2014,2015,2016,2017,2018,2019,2020,2021,2022,2023,2024,2025,2026,2027,2028,2029,2030,2031,2032,2033,2034,2035,2036,2037,2038,2039,2040,2041,2042,2043,2044,2045,2046,2047,2048,2049,2050,2051,2052,2053,2054,2056,2056,2057,2058,2059,2060,2061,2062,2063,2064,2065,2066,2067,2068,2069,2070]
["Natural Gas Prices (HHV Basis)"]
["Commercial Natural Gas Prices","$(2005)/MMBtu",8.9541000728991982,6.8979457774252282,8.4197996967243682,8.8059982398770913,8.8656468751295598,8.2234977371287847,7.8073426530046319,7.4325694992857168,7.297531685739191,7.1966502441550162,7.2405429268783017,7.2944294079294778,7.4037989917791105,7.5440859727139706,7.6385998163583153,7.6698249061152577,7.596507558282819,7.644327174942454,7.7875295315148705,8.0180296178133954,8.1425457338117244,8.1602542175436898,8.1927349319997838,8.2544961582939571,8.3511330316651513,8.4290329061652454,8.5069327806653394,8.5848326551654335,8.6627325296655275,8.7406324041656216,8.8185322786657157,8.8964321531658097,8.9743320276659038,9.0522319021659978,9.1301317766660848,9.2578200706648097,9.3855083646635347,9.5131966586622596,9.6408849526609846,9.7685732466597095,9.8962615406584344,10.023949834657159,10.151638128655884,10.279326422654609,10.407014716653334,10.534703010652059,10.662391304650784,10.790079598649509,10.917767892648234,11.045456186646948,11.066404719719236,11.087353252791523,11.10830178586381,11.129250318936098,11.150198852008385,11.171147385080673,11.19209591815296,11.213044451225247,11.233992984297535,11.254941517369822,11.27589005044211,11.296838583514397,11.317787116586684,11.338735649658972,11.359684182731248,11.381228672680008,11.402773162628767,11.424317652577527,11.445862142526286,11.467406632475045]
["Industrial Natural Gas Prices","$(2005)/MMBtu",5.2088497969877503,4.0515519538015683,5.7953765594734321,6.3059286733843276,6.3351569917966728,5.6603640970194089,5.2154936812958672,4.824472465605103,4.7214620293311338,4.5987567766657387,4.6224680014376371,4.6768878495918127,4.7861952984108127,4.922351045428587,5.0173813554475863,5.0686005039035118,5.0229759936062797,5.0914502886106439,5.2365480121576597,5.4816269649649545,5.5841408180740668,5.5850370537559959,5.6052826350589937,5.6612136071582997,5.7676752715740598,5.8539244792759346,5.9401736869778095,6.0264228946796843,6.1126721023815591,6.1989213100834339,6.2851705177853088,6.3714197254871836,6.4576689331890584,6.5439181408909333,6.6301673485928063,6.7228927087931387,6.8156180689934711,6.9083434291938035,7.0010687893941359,7.0937941495944683,7.1865195097948007,7.2792448699951331,7.3719702301954655,7.4646955903957979,7.5574209505961303,7.6501463107964627,7.7428716709967951,7.8355970311971275,7.9283223913974599,8.021047751597786,8.0362602680624171,8.0514727845270482,8.0666853009916792,8.0818978174563103,8.0971103339209414,8.1123228503855724,8.1275353668502035,8.1427478833148346,8.1579603997794656,8.1731729162440967,8.1883854327087278,8.2035979491733588,8.2188104656379899,8.234022982102621,8.2492354985672645,8.2648807901462327,8.2805260817252009,8.2961713733041691,8.3118166648831373,8.3274619564621091]
["Electric Utility Natural Gas Prices","$(2005)/MMBtu",5.6269638934579786,3.8422456293735823,5.691139826234779,6.2376343214286925,6.1731978092553481,5.4998161252939477,5.0667498741509744,4.6999946247856554,4.5877827360944901,4.4974766767249967,4.5471429464952013,4.6470168064225401,4.7885290901615907,4.9298490038457894,5.0143193411377212,5.0431599369588911,4.9958503246307417,5.071809156885692,5.2209958625289659,5.4542850660827948,5.5514960671370845,5.5489887943807661,5.5622220646660265,5.6263508841676488,5.730461856104295,5.8123040182474703,5.8941461803906456,5.9759883425338209,6.0578305046769962,6.1396726668201715,6.2215148289633468,6.3033569911065221,6.3851991532496974,6.4670413153928727,6.5488834775360516,6.6404720525202734,6.7320606275044952,6.823649202488717,6.9152377774729388,7.0068263524571606,7.0984149274413824,7.1900035024256042,7.2815920774098259,7.3731806523940477,7.4647692273782695,7.5563578023624913,7.6479463773467131,7.7395349523309349,7.8311235273151567,7.9227121022993829,7.9377381178566102,7.9527641334138375,7.9677901489710647,7.982816164528292,7.9978421800855193,8.0128681956427457,8.0278942111999729,8.0429202267572002,8.0579462423144275,8.0729722578716547,8.087998273428882,8.1030242889861093,8.1180503045433365,8.1330763201005638,8.1481023356577857,8.1635558206357306,8.1790093056136755,8.1944627905916203,8.2099162755695652,8.2253697605475136]
["Electricity Prices"]
["Commercial Electricity","$(2005)/MMBtu",24.866788774356646,24.345010037692106,24.223933219909672,24.020635352944481,23.91295186528621,22.837542614846832,21.69091966017233,21.090846376599046,21.058556043876806,20.987678365887316,20.983490961902529,21.313707333690761,21.638938984780914,22.13258341123478,22.313049388381657,22.486876361774936,22.494946956634521,22.662665807975912,22.922821701697636,23.270139622238439,23.509686568997985,23.493712398241108,23.423848763951703,23.513217827059155,23.645542576627872,23.786749293232678,23.927956009837484,24.06916272644229,24.210369443047096,24.351576159651902,24.492782876256708,24.633989592861514,24.77519630946632,24.916403026071126,25.057609742675933,25.047759076850095,25.037908411024258,25.028057745198421,25.018207079372583,25.008356413546746,24.998505747720909,24.988655081895072,24.978804416069234,24.968953750243397,24.95910308441756,24.949252418591723,24.939401752765885,24.929551086940048,24.919700421114211,24.90984975528837,24.925673674379027,24.941497593469684,24.957321512560341,24.973145431650998,24.988969350741655,25.004793269832312,25.020617188922969,25.036441108013626,25.052265027104283,25.068088946194941,25.083912865285598,25.099736784376255,25.115560703466912,25.131384622557569,25.147208541648205,25.163183242307905,25.179157942967606,25.195132643627307,25.211107344287008,25.227082044946716]
["Industrial Electricity","$(2005)/MMBtu",16.038863482553147,15.36037109932807,15.664056310113844,16.390134465019642,16.26049394877451,15.718549229064077,15.083546116666987,14.764544869368896,14.679648534306921,14.510741661179726,14.370329416023063,14.522587083420669,14.791267903345901,15.142176731577413,15.304996360023072,15.443286072533045,15.485992224711291,15.663456831338236,15.910829809476709,16.241389166634008,16.419768400912066,16.405212897174714,16.372526888577397,16.449089176249931,16.568027554817903,16.704753726753587,16.841479898689272,16.978206070624957,17.114932242560641,17.251658414496326,17.388384586432011,17.525110758367695,17.66183693030338,17.798563102239065,17.935289274174743,17.928238540168429,17.921187806162116,17.914137072155803,17.90708633814949,17.900035604143177,17.892984870136864,17.885934136130551,17.878883402124238,17.871832668117925,17.864781934111612,17.857731200105299,17.850680466098986,17.843629732092673,17.83657899808636,17.829528264080036,17.840854426840831,17.852180589601627,17.863506752362422,17.874832915123218,17.886159077884013,17.897485240644809,17.908811403405604,17.9201375661664,17.931463728927195,17.94278989168799,17.954116054448786,17.965442217209581,17.976768379970377,17.988094542731172,17.999420705491971,18.010854791996724,18.022288878501477,18.033722965006231,18.045157051510984,18.056591138015737]
["Coal Prices (HHV Basis)"]
["Electric Utility Steam Coal","$(2005)/MMBtu",1.3268491834774256,1.32388562245189,1.3334961719108085,1.3380821099821107,1.3443425871291239,1.3528785733681756,1.3415886383011697,1.3403624656065469,1.330997225248586,1.3164209684110997,1.3072140481112184,1.3019573002491378,1.2978333982656636,1.295833644439585,1.2953486183904279,1.2970626753456174,1.2955796364343368,1.3002382724914889,1.3044509032987155,1.3304805103337984,1.3397570218680066,1.3519914094007222,1.3569265463442153,1.3726611244228613,1.3854931266802686,1.3951349014789893,1.4047766762777101,1.4144184510764308,1.4240602258751516,1.4337020006738723,1.4433437754725931,1.4529855502713138,1.4626273250700346,1.4722690998687553,1.481910874667477,1.4862555877963981,1.4906003009253193,1.4949450140542404,1.4992897271831616,1.5036344403120827,1.5079791534410039,1.512323866569925,1.5166685796988462,1.5210132928277673,1.5253580059566885,1.5297027190856096,1.5340474322145308,1.5383921453434519,1.5427368584723731,1.5470815716012942,1.5500157274134729,1.5529498832256516,1.5558840390378303,1.5588181948500091,1.5617523506621878,1.5646865064743665,1.5676206622865452,1.5705548180987239,1.5734889739109026,1.5764231297230813,1.57935728553526,1.5822914413474387,1.5852255971596174,1.5881597529717961,1.5910939087839742,1.5941115372826113,1.5971291657812485,1.6001467942798857,1.6031644227785229,1.6061820512771605]
["Transportation Fuels (HHV Basis)"]
["Distillate (Diesel) Fuel Oil for Transportation","$(2005)/MMBtu",10.789461735918687,9.9590971559848445,11.383831536994775,12.531178240506115,12.036300060884058,12.613383383121093,13.01890940036416,12.908589399085846,12.946875513724528,13.039098811599491,13.088955960183741,13.133508268392355,13.038477461293056,12.989168095138872,12.752903866318045,12.539506322932722,12.335074118848111,12.292193988584152,12.304560350921868,12.340337204483362,12.418707870087554,12.438495640484758,12.492141534697302,12.624332072599859,13.025979869770596,13.053872203635709,13.081764537500822,13.109656871365935,13.137549205231048,13.165441539096161,13.193333872961274,13.221226206826387,13.2491185406915,13.277010874556613,13.304903208421727,13.445726499778688,13.586549791135649,13.72737308249261,13.868196373849571,14.009019665206532,14.149842956563493,14.290666247920454,14.431489539277415,14.572312830634376,14.713136121991337,14.853959413348298,14.994782704705258,15.135605996062219,15.27642928741918,15.417252578776129,15.505038084680947,15.592823590585766,15.680609096490585,15.768394602395404,15.856180108300222,15.943965614205041,16.03175112010986,16.119536626014678,16.207322131919497,16.295107637824316,16.382893143729135,16.470678649633953,16.558464155538772,16.646249661443591,16.734035167348416,16.829318405103567,16.924601642858718,17.019884880613869,17.11516811836902,17.210451356124164]
["Motor Gasoline","$(2005)/MMBtu",12.730520250245322,11.801320287416596,13.477350603859424,15.275134761378448,14.956036086352325,15.333911517881027,14.969645149302909,14.856007634468792,14.855665643260203,14.676357863084307,14.660823111264261,14.621396694543213,14.496914877081778,14.525867813038341,14.406443289990676,14.511791494657368,14.408484301477108,14.421367627269808,14.483474821414545,14.423047758498246,14.678410804496627,14.842794247393387,14.985196801851416,15.125157698145465,15.225733932459173,15.312322281050708,15.398910629642243,15.485498978233778,15.572087326825313,15.658675675416848,15.745264024008383,15.831852372599919,15.918440721191454,16.005029069782989,16.091617418374518,16.26193617174043,16.432254925106342,16.602573678472254,16.772892431838166,16.943211185204078,17.113529938569989,17.283848691935901,17.454167445301813,17.624486198667725,17.794804952033637,17.965123705399549,18.135442458765461,18.305761212131372,18.476079965497284,18.646398718863171,18.752570913712709,18.858743108562248,18.964915303411786,19.071087498261324,19.177259693110862,19.283431887960401,19.389604082809939,19.495776277659477,19.601948472509015,19.708120667358553,19.814292862208092,19.92046505705763,20.026637251907168,20.132809446756706,20.238981641606255,20.354221969500514,20.469462297394774,20.584702625289033,20.699942953183292,20.815183281077545]
["Ethanol","$(2005)/MMBtu",15.730049999999999,15.730049999999999,15.730049999999999,15.730049999999999,15.730049999999999,15.730049999999999,15.730049999999999,15.730049999999999,15.730049999999999,15.730049999999999,15.730049999999999,15.730049999999999,15.730049999999999,15.730049999999999,15.730049999999999,15.730049999999999,15.730049999999999,15.730049999999999,15.730049999999999,15.730049999999999,15.730049999999999,15.730049999999999,15.730049999999999,15.730049999999999,15.730049999999999,15.730049999999999,15.730049999999999,15.730049999999999,15.730049999999999,15.730049999999999,15.730049999999999,15.730049999999999,15.730049999999999,15.730049999999999,15.730049999999999,15.730049999999999,15.730049999999999,15.730049999999999,15.730049999999999,15.730049999999999,15.730049999999999,15.730049999999999,15.730049999999999,15.730049999999999,15.730049999999999,15.730049999999999,15.730049999999999,15.730049999999999,15.730049999999999,15.730049999999999,15.730049999999999,15.730049999999999,15.730049999999999,15.730049999999999,15.730049999999999,15.730049999999999,15.730049999999999,15.730049999999999,15.730049999999999,15.730049999999999,15.730049999999999,15.730049999999999,15.730049999999999,15.730049999999999,15.730049999999999,15.730049999999999,15.730049999999999,15.730049999999999,15.730049999999999,15.730049999999999]
["Methanol","$(2005)/MMBtu",8.7353999999999985,8.7353999999999985,8.7353999999999985,8.7353999999999985,8.7353999999999985,8.7353999999999985,8.7353999999999985,8.7353999999999985,8.7353999999999985,8.7353999999999985,8.7353999999999985,8.7353999999999985,8.7353999999999985,8.7353999999999985,8.7353999999999985,8.7353999999999985,8.7353999999999985,8.7353999999999985,8.7353999999999985,8.7353999999999985,8.7353999999999985,8.7353999999999985,8.7353999999999985,8.7353999999999985,8.7353999999999985,8.7353999999999985,8.7353999999999985,8.7353999999999985,8.7353999999999985,8.7353999999999985,8.7353999999999985,8.7353999999999985,8.7353999999999985,8.7353999999999985,8.7353999999999985,8.7353999999999985,8.7353999999999985,8.7353999999999985,8.7353999999999985,8.7353999999999985,8.7353999999999985,8.7353999999999985,8.7353999999999985,8.7353999999999985,8.7353999999999985,8.7353999999999985,8.7353999999999985,8.7353999999999985,8.7353999999999985,8.7353999999999985,8.7353999999999985,8.7353999999999985,8.7353999999999985,8.7353999999999985,8.7353999999999985,8.7353999999999985,8.7353999999999985,8.7353999999999985,8.7353999999999985,8.7353999999999985,8.7353999999999985,8.7353999999999985,8.7353999999999985,8.7353999999999985,8.7353999999999985,8.7353999999999985,8.7353999999999985,8.7353999999999985,8.7353999999999985,8.7353999999999985]
["Biomass (HHV Basis)"]
["Biomass Prices (Dry Biomass Delivered)*","$(2005)/MMBtu",1.2696286520685174,1.2696286520685174,1.2696286520685174,1.2696286520685174,1.2696286520685174,1.2696286520685174,1.2696286520685174,1.2696286520685174,1.2696286520685174,1.2696286520685174,1.2716814065585227,1.2809188017635484,1.3178683825836508,1.3209475143186591,1.3435278137087219,1.3466069454437304,1.3630289813637759,1.3578970951387617,1.383556526263833,1.4030576939188868,1.460534819639046,1.4800359872941,1.4861942507641173,1.5118536818891883,1.5262229633192279,1.6236006669873051,1.7209783706553823,1.8183560743234595,1.9157337779915367,2.0131114816596138,2.1104891853276913,2.2078668889957687,2.3052445926638461,2.4026222963319235,2.5,2.5714285714285716,2.6428571428571432,2.7142857142857149,2.7857142857142865,2.8571428571428581,2.9285714285714297,3,3.071428571428573,3.1428571428571446,3.2142857142857162,3.2857142857142878,3.3571428571428594,3.428571428571431,3.5,3.5714285714285743,3.6428571428571459,3.7142857142857175,3.7857142857142891,3.8571428571428608,3.9285714285714324,4,4.0714285714285747,4.1428571428571459,4.2142857142857171,4.2857142857142883,4.3571428571428594,4.4285714285714306,4.5,4.571428571428573,4.6428571428571441,4.7142857142857153,4.7857142857142865,4.8571428571428577,4.9285714285714288,5]
["* Biomass prices shown for years 2001 through 2009 are the same as the EIA value for 2010.  For the post-2025 biomass prices:  The value for 2035 was chosen based on a review of the literature, which indicated a price of $2.50/MMBtu delivered dry English ton (in 2000$) was a reasonable mid-range projection.  Values for the 2026 through 2034 were interpolated from the 2025 and 2035 values.  The value of $5.00/MMBtu delivered dry English ton in 2065 was based on judgment.  An EIA paper by Zia Haq entitled, “Biomass for Electricity Generation” (available from EIA’s website) indicates that about 7 quads of biomass per year  would be available if the price rose to  $5/MMBtu."]
[]
["Table 1 reflects values for base case feedstock and fuel values, based on the H2A analysis done for DOE's Hydrogen, Fuel Cells and Infrastructure Program.  Values from 2001 through 2025 were derived from EIA AEO 2004, and 2002 dollars are converted to 2005 dollars by multiplying the prices in 2002$/MMBtu by the GDP Implicit Price Deflator for 2005, divided by that for 2002 (from AEO 2004 Table A2; see table 2 below). For the period between 2025 and 2035, the 2025 values were extrapolated based on the ratio of the 2025 and 2015 values. For the period between 2035 and 2070, ratios in Table 2, derived from projections of a long-term model (MiniCAM) developed by Pacific Northwest National Laboratory were used to extrapolate the 2035 values (except for ethanol, methanol and biomass; see footnote)."]
[]
["Hydrogen Analysis Resource Center:  Price Ratios from PNNL GCAM Model"]
[]
[null,"Ratio 2050 to 2035 Price","Ratio 2065 to 2050 Price","Ratio 2070 to 2065 Price",null,null,null,null,null,"GDP Implicit Deflator Price Index [1]"]
["Coal Delivered to Utilities",{"$f":"G40/F40","v":1.0482288241385485},{"$f":"H40/G40","v":1.0526415477404851},{"$f":"I40/H40","v":1.0160295046377366},null,null,null,null,null,"Year","Value"]
["Wellhead Gas",{"$f":"G41/F41","v":1.1441282284851997},{"$f":"H41/G41","v":1.1360328119345371},{"$f":"I41/H41","v":1.0363018547359477}]
["Gas Delivered to Utilities",1.1252277801242987,1.1222249629995065,1.0285793469898747,null,null,null,null,null,1991,84.5]
["Crude Oil Price",1.0687839040840581,1.0213566498986533,1.0031375164207406,null,null,null,null,null,1992,86.4]
["Delivered Diesel",1.03736526166104,1.0084486821562659,1.0010687685088917,null,null,null,null,null,1993,88.4]
["Average Electricity",0.975071533164794,1.0087393571750138,0.99663324890666094,null,null,null,null,null,1994,90.3]
["Dry Biomass at Farmgate",1.0938371922267365,1.0852680569229392,1.0142672175626977,null,null,null,null,null,1995,92.1]
["Ethanol",1.0046194107582356,1.003094645903579,0.99710816742279029,null,null,null,null,null,1996,93.9]
[null,null,null,null,null,null,null,null,null,1997,95.4]
[null,null,null,null,null,null,null,null,null,1998,96.5]
["In Units Consistent with EIA AEO",null,"From AEO","From AEO","From GCAM",null,null,null,null,1999,97.9]
[null,"Units",2000,2005,2020,2035,2050,2065,2070,2000,100]
["Coal Delivered to Utilities","$/English ton",25.276500000000002,25.071000000000002,49.911552427759986,51.73380738099187,54.228868079187265,57.083559627090274,57.998580810871225,2001,102.4]
["Wellhead Gas","$/mcf",3.83,2.88,3.4820792312666162,3.718467288972283,4.254403392012021,4.8331418485312492,5.0085938618348607,2002,104.1]
["Gas Delivered to Utilities","$/mcf",4.333333333333333,3.2058823529411766,5.3135477999345282,5.6703709369749671,6.3804589018936815,7.1603102550975084,7.3649472464330987,2003,106]
["Crude Oil Price","$/bbl",28.35,23.27,38.166254666132858,44.018296607182357,47.046046898954408,48.050792851691,48.201553003292787,2004,108.3]
["Delivered Diesel","$/gallon",1.5176666666666667,1.2925714285714285,1.9428327208531595,2.1262391061548653,2.2056865867102777,2.2243217316177319,2.2266990166381286,2005,110.5]
["Average Electricity","c/kWh",6.9,6.4,7.2674708046079139,7.0885496188632935,6.9118429447797478,6.9722480090117775,6.9487741854044058,"[2]"]
["Dry Biomass at Farmgate","$/mmBtu",null,null,3.9267286033597717,3.4025762910602637,3.7218644965506216,4.0392206503019663,4.0968490901035652]
["Ethanol","$/mmBtu",null,null,24.686324737923844,23.090083577893328,23.196746158381607,23.268531873857007,23.201243175360347]
["Biomass delivery (assuming $10/English ton average delivery price)","$/English ton",null,null,10,10,10,10]
[null,"$/mmBtu HHV",null,null,{"$f":"E48*$B$61","v":0.65713983050847458},{"$f":"F48*$B$61","v":0.65713983050847458},{"$f":"G48*$B$61","v":0.65713983050847458},{"$f":"H48*$B$61","v":0.65713983050847458}]
["Biomass delivered $/mmBtu HHV","$/mmBtu",null,null,{"$f":"E49+E46","v":4.5838684338682461},{"$f":"F49+F46","v":4.0597161215687381},{"$f":"G49+G46","v":4.3790043270590964},{"$f":"H49+H46","v":4.6963604808104407}]
[]
["Note:"]
["[2] values in italics are projections"]
["Source:"]
[]
["[1] Available from Short Term Energy Outlook, Table A.2 at http://www.eia.doe.gov/emeu/steo/pub/a2tab.html"]
[]
["Biomass conversion $/dry English ton to $/mmBtu HHV"]
["Biomass LHV (kJ/kg)",19022]
["Biomass HHV (kJ/kg)",17700]
["Conversion factor",{"$f":"2.205/2000/B60*mmBTU_to_GJ*1000000","v":6.5713983050847455E-2}]
[]
[]
[null,"Report","Annual Energy Outlook 2010"]
[null,"Scenario","aeo2010r",null,null,"Reference case"]
[null,"Datekey","d111809a"]
[null,"Release Date",null," December 2009"]
[]
[]
[]
[]
["aeo2010r.d111809a"]
[]
["Table 3.  Energy Prices by Sector and Source"]
["(2008 dollars per million Btu, unless otherwise noted)"]
[null,null,null,null,null,null,null,null,null,null,null,null,null,null,null,null,null,null,null,null,null,null,null,null,null,null,null,null,null,null,"2008-"]
[" Sector and Source",2007,2008,2009,2010,2011,2012,2013,2014,2015,2016,2017,2018,2019,2020,2021,2022,2023,2024,2025,2026,2027,2028,2029,2030,2031,2032,2033,2034,2035,2035]
[]
[" Residential"]
["   Liquefied Petroleum Gases",26.25,29.35,24.9,24.01,24.09,25.25,26.47,27.44,28.03,28.67,29.21,29.8,30.06,30.29,30.53,30.73,31.01,31.28,31.55,31.7,31.98,32.229999999999997,32.590000000000003,32.81,33.17,33.51,33.9,34.26,34.65,6.0000000000000001E-3]
["   Distillate Fuel Oil",20.3,24.47,17.98,17.57,17.72,18.84,19.86,20.58,21.08,22,22.66,23.32,23.74,24.1,24.24,24.44,24.76,24.94,25.23,25.5,25.72,26.04,26.44,26.61,27.05,27.45,27.82,28.24,28.66,6.0000000000000001E-3]
["   Natural Gas",12.94,13.48,11.39,10.89,11.78,11.87,11.48,11.41,11.56,11.65,11.69,11.76,11.83,11.95,12.07,12.26,12.29,12.2,12.29,12.46,12.66,12.9,13.16,13.44,13.78,13.93,14.03,14.25,14.4,2E-3]
["   Electricity",31.82,33.29,32.33,30.94,29.9,31.08,31.47,31.49,31.43,31.64,31.8,31.78,31.68,31.84,32.01,32.08,32.200000000000003,32.28,32.26,32.4,32.57,32.729999999999997,33.130000000000003,33.46,33.81,34.11,34.26,34.49,34.71,2E-3]
[]
[" Commercial"]
["   Liquefied Petroleum Gases",20.65,26.15,19.82,20.78,20.86,22.02,23.23,24.19,24.77,25.41,25.95,26.53,26.79,27.02,27.25,27.46,27.73,28,28.26,28.41,28.68,28.93,29.28,29.5,29.86,30.19,30.58,30.94,31.32,7.0000000000000001E-3]
["   Distillate Fuel Oil",17.48,21.5,15.8,14.82,15.24,16.38,17.399999999999999,18.11,18.72,19.559999999999999,20.2,20.84,21.26,21.6,21.78,22.04,22.29,22.43,22.72,22.97,23.21,23.53,23.93,24.11,24.54,24.94,25.28,25.69,26.13,7.0000000000000001E-3]
["   Residual Fuel",8.39,15.52,9.27,9.4499999999999993,9.6300000000000008,10.85,11.98,12.76,13.13,13.68,14.17,14.69,15.26,15.46,15.68,15.89,16.12,16.34,16.54,16.63,16.82,17.059999999999999,17.28,17.54,17.89,18.12,18.25,18.68,18.84,7.0000000000000001E-3]
["   Natural Gas",11.2,11.94,9.0500000000000007,8.67,9.7200000000000006,10.07,9.92,9.85,9.99,10.08,10.11,10.16,10.23,10.35,10.46,10.65,10.69,10.62,10.7,10.86,11.04,11.28,11.52,11.78,12.11,12.26,12.32,12.52,12.66,2E-3]
["   Electricity",28.81,30.47,28.94,27.37,25.72,26.72,26.81,26.55,26.55,26.81,26.97,26.98,26.93,27.12,27.31,27.42,27.62,27.77,27.72,27.87,28.05,28.25,28.67,28.99,29.37,29.73,29.9,30.15,30.37,0]
[]
[" Industrial 1/"]
["   Liquefied Petroleum Gases",22.01,24.2,18.64,18.36,18.46,19.61,20.9,21.9,22.49,23.25,23.76,24.31,24.62,24.86,25.09,25.3,25.59,25.86,26.12,26.27,26.55,26.8,27.15,27.38,27.74,28.08,28.48,28.86,29.25,7.0000000000000001E-3]
["   Distillate Fuel Oil",18.07,22.31,16.399999999999999,14.38,15.38,16.55,17.59,18.32,19,19.8,20.440000000000001,21.08,21.49,21.83,22.03,22.36,22.56,22.67,22.97,23.22,23.48,23.81,24.22,24.4,24.84,25.25,25.6,26.02,26.48,6.0000000000000001E-3]
["   Residual Fuel Oil",8.84,16.309999999999999,9.75,13.12,13.24,14.32,15.31,16.079999999999998,16.47,16.96,17.37,17.82,18.09,18.2,18.43,18.61,18.82,19.03,19.23,19.3,19.489999999999998,19.73,19.98,20.27,20.61,20.87,21.12,21.44,21.72,1.0999999999999999E-2]
["   Natural Gas 2/",7.58,9.11,4.2,4.87,5.97,6.39,6.33,6.28,6.45,6.52,6.51,6.55,6.6,6.7,6.78,6.96,7.01,6.96,7.02,7.15,7.29,7.51,7.73,7.98,8.2899999999999991,8.4,8.42,8.61,8.73,-2E-3]
["   Metallurgical Coal",3.69,4.49,4.72,4.8,4.8600000000000003,5.0199999999999996,5.05,5.08,5.08,5.09,5.16,5.22,5.29,5.32,5.35,5.36,5.35,5.32,5.24,5.16,5.14,5.14,5.1100000000000003,5.1100000000000003,5.09,5.08,5.08,5.0599999999999996,5.0599999999999996,4.0000000000000001E-3]
["   Other Industrial Coal",2.48,2.84,2.79,2.69,2.69,2.69,2.66,2.68,2.69,2.68,2.69,2.68,2.67,2.66,2.65,2.65,2.63,2.63,2.63,2.64,2.63,2.64,2.65,2.66,2.67,2.67,2.69,2.7,2.71,-2E-3]
["   Coal to Liquids","- -","- -","- -","- -",1.26,1.04,1.04,1.41,1.42,1.46,1.48,1.48,1.47,1.46,1.49,1.5,1.52,1.49,1.49,1.47,1.46,1.45,1.44,1.44,1.44,1.44,1.46,1.48,1.51,"- -"]
["   Electricity",19.02,20.21,20.04,19.149999999999999,17.11,17.73,17.62,17.350000000000001,17.37,17.62,17.75,17.77,17.75,17.920000000000002,18.07,18.190000000000001,18.38,18.53,18.5,18.61,18.78,18.97,19.3,19.579999999999998,19.88,20.16,20.3,20.52,20.71,1E-3]
[]
[" Transportation"]
["   Liquefied Petroleum Gases 3/",23.83,29.93,25.2,23.89,23.98,25.13,26.33,27.29,27.88,28.53,29.07,29.65,29.91,30.13,30.36,30.56,30.83,31.1,31.36,31.5,31.77,32.01,32.36,32.58,32.93,33.26,33.64,34,34.380000000000003,5.0000000000000001E-3]
["   E85 4/",27.43,26.93,23.29,20.64,20.97,22.13,24.21,25.23,25.55,25.08,25.9,26.54,26.68,26.95,27.32,27.82,28.31,28.55,28.86,29.22,29.49,30.03,30.44,30.64,30.86,31.29,31.49,31.77,32.229999999999997,7.0000000000000001E-3]
["   Motor Gasoline 5/",23.66,26.76,19.14,20.55,20.88,22.03,24.02,24.94,25.37,25.94,26.47,26.89,27.2,27.59,27.82,28.18,28.42,28.54,28.87,29.19,29.47,29.9,30.27,30.42,30.77,31.16,31.44,31.81,32.33,7.0000000000000001E-3]
["   Jet Fuel 6/",15.77,22.71,12.73,14.79,15.16,16.54,17.690000000000001,18.46,19.04,19.760000000000002,20.41,20.97,21.35,21.69,21.85,22.09,22.41,22.61,22.92,23.19,23.48,23.9,24.26,24.51,24.9,25.3,25.64,26.05,26.48,6.0000000000000001E-3]
["   Diesel Fuel (distillate fuel oil) 7/",21.55,27.65,17.77,19.12,19.309999999999999,20.51,21.54,22.25,22.93,23.68,24.26,24.91,25.29,25.6,25.79,26.12,26.26,26.34,26.63,26.83,27.09,27.4,27.8,27.96,28.38,28.78,29.09,29.49,29.96,3.0000000000000001E-3]
["   Residual Fuel Oil",9.19,14.49,8.86,10.210000000000001,10.32,11.5,12.44,13.18,13.58,13.9,14.43,14.81,14.97,14.99,15.23,15.34,15.55,15.75,15.93,15.98,16.27,16.5,16.8,17.100000000000001,17.420000000000002,17.690000000000001,17.93,18.239999999999998,18.600000000000001,8.9999999999999993E-3]
["   Natural Gas 8/",13.84,15.96,11.36,12,13.09,13.49,13.36,13.25,13.37,13.41,13.38,13.37,13.38,13.44,13.46,13.58,13.54,13.41,13.43,13.54,13.65,13.83,14,14.19,14.46,14.54,14.55,14.7,14.78,-3.0000000000000001E-3]
["   Electricity",32.03,33.729999999999997,32.299999999999997,30.29,27.63,29.66,29.72,29.07,28.79,29.01,29.04,28.87,28.59,28.55,28.54,28.43,28.48,28.64,28.63,28.88,29.32,29.79,30.51,31.01,31.61,32.15,32.47,32.89,33.26,-1E-3]
[]
[" Electric Power 9/"]
["   Distillate Fuel Oil",15.75,19.37,14.24,13.91,14.06,15.2,16.21,16.89,17.36,18.22,18.88,19.510000000000002,19.920000000000002,20.25,20.399999999999999,20.58,20.89,21.07,21.35,21.6,21.83,22.14,22.54,22.71,23.14,23.54,23.87,24.28,24.7,8.9999999999999993E-3]
["   Residual Fuel Oil",9.0399999999999991,14.56,8.7799999999999994,12,12.17,13.34,14.37,15.11,15.53,15.93,16.45,16.89,17.14,17.22,17.47,17.63,17.850000000000001,18.079999999999998,18.3,18.38,18.68,18.940000000000001,19.23,19.55,19.899999999999999,20.190000000000001,20.43,20.77,21.12,1.4E-2]
["   Natural Gas",7.26,9.09,4.1399999999999997,4.8499999999999996,5.82,6.17,5.94,5.9,6.08,6.16,6.17,6.22,6.29,6.42,6.52,6.69,6.74,6.7,6.75,6.91,7.05,7.27,7.51,7.73,8.02,8.14,8.17,8.35,8.4600000000000009,-3.0000000000000001E-3]
["   Steam Coal",1.8,2.0499999999999998,2.15,1.99,1.98,1.99,1.99,1.99,2.0099999999999998,1.99,2,1.99,1.99,1.98,1.98,1.99,1.99,1.99,1.99,2,2,2.0099999999999998,2.02,2.0299999999999998,2.04,2.0499999999999998,2.06,2.0699999999999998,2.09,1E-3]
[]
[" Average Price to All Users 10/"]
["   Liquefied Petroleum Gases",18.940000000000001,20.190000000000001,18.36,16.850000000000001,16.87,17.87,18.97,19.82,20.3,20.84,21.26,21.71,21.93,22.15,22.36,22.56,22.83,23.09,23.34,23.49,23.75,24,24.34,24.55,24.91,25.25,25.63,25.99,26.37,0.01]
["   E85 4/",27.43,26.93,23.29,20.64,20.97,22.13,24.21,25.23,25.55,25.08,25.9,26.54,26.68,26.95,27.32,27.82,28.31,28.55,28.86,29.22,29.49,30.03,30.44,30.64,30.86,31.29,31.49,31.77,32.229999999999997,7.0000000000000001E-3]
["   Motor Gasoline 5/",23.55,26.54,19.149999999999999,20.55,20.88,22.03,24.01,24.94,25.36,25.93,26.46,26.89,27.2,27.59,27.82,28.17,28.41,28.54,28.87,29.18,29.47,29.9,30.27,30.41,30.76,31.16,31.43,31.81,32.32,7.0000000000000001E-3]
["   Jet Fuel",15.77,22.71,12.73,14.79,15.16,16.54,17.690000000000001,18.46,19.04,19.760000000000002,20.41,20.97,21.35,21.69,21.85,22.09,22.41,22.61,22.92,23.19,23.48,23.9,24.26,24.51,24.9,25.3,25.64,26.05,26.48,6.0000000000000001E-3]
["   Distillate Fuel Oil",20.71,26.27,17.46,17.73,18.149999999999999,19.45,20.62,21.35,22.03,22.8,23.45,24.07,24.47,24.79,24.99,25.32,25.5,25.59,25.89,26.12,26.38,26.71,27.11,27.29,27.73,28.13,28.46,28.87,29.34,4.0000000000000001E-3]
["   Residual Fuel Oil",9.07,14.77,8.9600000000000009,10.9,11.01,12.17,13.13,13.86,14.26,14.63,15.14,15.55,15.76,15.81,16.05,16.190000000000001,16.399999999999999,16.600000000000001,16.8,16.850000000000001,17.13,17.37,17.66,17.96,18.3,18.559999999999999,18.79,19.12,19.46,0.01]
["   Natural Gas",9.19,10.53,6.57,6.87,7.87,8.1999999999999993,8.0500000000000007,8.02,8.14,8.2200000000000006,8.2200000000000006,8.27,8.33,8.44,8.5500000000000007,8.73,8.77,8.68,8.75,8.89,9.0399999999999991,9.26,9.49,9.74,10.050000000000001,10.17,10.210000000000001,10.4,10.54,0]
["   Metallurgical Coal",3.69,4.49,4.72,4.8,4.8600000000000003,5.0199999999999996,5.05,5.08,5.08,5.09,5.16,5.22,5.29,5.32,5.35,5.36,5.35,5.32,5.24,5.16,5.14,5.14,5.1100000000000003,5.1100000000000003,5.09,5.08,5.08,5.0599999999999996,5.0599999999999996,4.0000000000000001E-3]
["   Other Coal",1.84,2.1,2.19,2.0299999999999998,2.02,2.0299999999999998,2.0299999999999998,2.0299999999999998,2.0499999999999998,2.0299999999999998,2.04,2.0299999999999998,2.02,2.02,2.02,2.0299999999999998,2.02,2.02,2.02,2.0299999999999998,2.0299999999999998,2.04,2.0499999999999998,2.06,2.0699999999999998,2.08,2.09,2.1,2.12,0]
["   Coal to Liquids","- -","- -","- -","- -",1.26,1.04,1.04,1.41,1.42,1.46,1.48,1.48,1.47,1.46,1.49,1.5,1.52,1.49,1.49,1.47,1.46,1.45,1.44,1.44,1.44,1.44,1.46,1.48,1.51,"- -"]
["   Electricity",27.25,28.81,28.07,26.77,25.2,26.1,26.17,25.97,25.95,26.2,26.36,26.37,26.31,26.51,26.7,26.84,27.04,27.19,27.17,27.33,27.53,27.74,28.16,28.49,28.86,29.21,29.38,29.64,29.87,1E-3]
[]
["Non-Renewable Energy Expenditures by Sector"]
["(billion 2008 dollars)"]
[" Residential",241.67,254.66,231.65,223.76,222.61,230.62,228.9,229.4,230.89,234.53,236.76,239.14,241.36,245.14,247.96,251.14,253.92,256.67,258.7,262.54000000000002,266.58999999999997,271.26,275.8,280.39999999999998,285.83,290.58999999999997,292.89999999999998,297.16000000000003,301.11,6.0000000000000001E-3]
[" Commercial",176.61,191.19,168.7,163.43,163.69,172.64,173.85,174.18,176.9,180.82,184.11,186.86,189.36,193.15,196.83,200.4,204.1,207.27,210.07,214.23,218.63,223.34,229.36,234.79,240.94,246.37,250.61,256.01,261.07,1.2E-2]
[" Industrial",219.69,244.81,175.42,163.24,173.51,191.66,201.52,207.49,213.14,218.86,223.15,228.05,231.33,234.86,236.42,237.67,239.07,240.3,241.75,242.96,245.17,247.67,250.95,253.51,257.7,259.55,261.58,265.05,267.18,3.0000000000000001E-3]
[" Transportation",613.37,705.86,465.68,508.22,528.5,567.33000000000004,615.79,640.91999999999996,655.77,671.91,690.32,704.34,717.08,729.77,737.71,743.52,757.24,767.89,782.71,795.25,808.06,822.03,834.45,846.64,856.24,869.12,883.55,894.05,908.01,8.9999999999999993E-3]
["   Total Non-Renewable Expenditures",1251.3499999999999,1396.52,1041.45,1058.6500000000001,1088.31,1162.25,1220.05,1251.99,1276.69,1306.1199999999999,1334.33,1358.39,1379.14,1402.91,1418.92,1432.73,1454.32,1472.13,1493.23,1514.98,1538.45,1564.3,1590.55,1615.34,1640.71,1665.62,1688.65,1712.28,1737.37,8.0000000000000002E-3]
[" Transportation Renewable Expenditures",0.05,0.17,0.04,0.09,0.11,0.13,0.15,0.17,0.21,2.34,3.15,4,5.31,7.12,9.59,17.39,15.56,14.53,15.06,16.98,18.95,20.57,23.66,25.05,31.91,36.74,40.74,48.35,56.42,0.24099999999999999]
["   Total Expenditures",1251.3900000000001,1396.69,1041.49,1058.74,1088.42,1162.3699999999999,1220.2,1252.1600000000001,1276.9000000000001,1308.46,1337.48,1362.4,1384.44,1410.03,1428.51,1450.12,1469.88,1486.66,1508.29,1531.96,1557.41,1584.86,1614.21,1640.39,1672.62,1702.37,1729.39,1760.62,1793.79,8.9999999999999993E-3]
[]
[]
["Prices in Nominal Dollars"]
[" Residential"]
["   Liquefied Petroleum Gases",25.67,29.35,25.28,24.73,25.15,26.73,28.51,30.06,31.23,32.520000000000003,33.75,35.06,36.020000000000003,37.020000000000003,38.1,39.200000000000003,40.409999999999997,41.61,42.82,43.92,45.24,46.58,48.12,49.52,51.18,52.85,54.62,56.39,58.23,2.5999999999999999E-2]
["   Distillate Fuel Oil",19.86,24.47,18.260000000000002,18.100000000000001,18.489999999999998,19.940000000000001,21.4,22.55,23.49,24.96,26.17,27.44,28.46,29.45,30.25,31.17,32.25,33.17,34.24,35.33,36.380000000000003,37.630000000000003,39.049999999999997,40.159999999999997,41.73,43.3,44.82,46.47,48.16,2.5000000000000001E-2]
["   Natural Gas",12.66,13.48,11.57,11.22,12.29,12.56,12.36,12.51,12.88,13.22,13.5,13.83,14.18,14.61,15.06,15.64,16.010000000000002,16.22,16.68,17.260000000000002,17.91,18.649999999999999,19.440000000000001,20.29,21.26,21.98,22.61,23.44,24.2,2.1999999999999999E-2]
["   Electricity",31.12,33.29,32.83,31.88,31.21,32.9,33.9,34.5,35.020000000000003,35.89,36.74,37.39,37.97,38.92,39.950000000000003,40.92,41.95,42.94,43.78,44.88,46.07,47.3,48.93,50.5,52.16,53.81,55.2,56.77,58.33,2.1000000000000001E-2]
[]
[" Commercial"]
["   Liquefied Petroleum Gases",20.2,26.15,20.12,21.4,21.77,23.3,25.02,26.51,27.61,28.83,29.98,31.22,32.11,33.020000000000003,34.01,35.020000000000003,36.130000000000003,37.24,38.35,39.36,40.57,41.81,43.24,44.53,46.07,47.62,49.27,50.92,52.64,2.5999999999999999E-2]
["   Distillate Fuel Oil",17.100000000000001,21.5,16.04,15.27,15.91,17.34,18.739999999999998,19.850000000000001,20.86,22.18,23.33,24.52,25.47,26.39,27.18,28.11,29.04,29.83,30.83,31.82,32.83,34.01,35.340000000000003,36.380000000000003,37.86,39.340000000000003,40.74,42.29,43.92,2.7E-2]
["   Residual Fuel",8.2100000000000009,15.52,9.41,9.74,10.050000000000001,11.48,12.9,13.98,14.63,15.52,16.37,17.29,18.29,18.899999999999999,19.57,20.27,21.01,21.73,22.45,23.04,23.8,24.66,25.52,26.47,27.6,28.58,29.4,30.75,31.66,2.7E-2]
["   Natural Gas",10.96,11.94,9.18,8.93,10.15,10.65,10.68,10.8,11.14,11.44,11.67,11.96,12.27,12.65,13.05,13.58,13.92,14.13,14.53,15.05,15.62,16.3,17.010000000000002,17.78,18.690000000000001,19.329999999999998,19.86,20.61,21.27,2.1999999999999999E-2]
["   Electricity",28.18,30.47,29.38,28.19,26.85,28.28,28.88,29.09,29.58,30.41,31.16,31.75,32.270000000000003,33.15,34.090000000000003,34.97,35.99,36.94,37.619999999999997,38.61,39.68,40.82,42.33,43.75,45.32,46.89,48.18,49.63,51.04,1.9E-2]
[]
[" Industrial 1/"]
["   Liquefied Petroleum Gases",21.53,24.2,18.920000000000002,18.920000000000002,19.260000000000002,20.76,22.51,24,25.06,26.38,27.45,28.6,29.51,30.38,31.31,32.270000000000003,33.340000000000003,34.39,35.450000000000003,36.4,37.549999999999997,38.729999999999997,40.1,41.33,42.81,44.29,45.9,47.5,49.15,2.7E-2]
["   Distillate Fuel Oil",17.68,22.31,16.649999999999999,14.82,16.05,17.52,18.95,20.07,21.18,22.46,23.62,24.81,25.76,26.68,27.5,28.52,29.39,30.15,31.18,32.159999999999997,33.21,34.409999999999997,35.770000000000003,36.83,38.33,39.83,41.25,42.82,44.51,2.5999999999999999E-2]
["   Residual Fuel Oil",8.65,16.309999999999999,9.89,13.52,13.82,15.16,16.489999999999998,17.62,18.350000000000001,19.239999999999998,20.059999999999999,20.97,21.68,22.24,23,23.74,24.52,25.31,26.1,26.74,27.57,28.51,29.51,30.6,31.8,32.92,34.03,35.29,36.5,0.03]
["   Natural Gas 2/",7.41,9.11,4.26,5.0199999999999996,6.23,6.76,6.82,6.89,7.18,7.39,7.52,7.71,7.91,8.19,8.4700000000000006,8.8800000000000008,9.14,9.26,9.52,9.9,10.31,10.85,11.41,12.04,12.79,13.25,13.56,14.17,14.67,1.7999999999999999E-2]
["   Metallurgical Coal",3.61,4.49,4.79,4.9400000000000004,5.07,5.31,5.44,5.56,5.66,5.77,5.97,6.14,6.34,6.5,6.68,6.84,6.98,7.07,7.11,7.15,7.27,7.43,7.55,7.72,7.86,8.02,8.18,8.33,8.5,2.4E-2]
["   Other Industrial Coal",2.4300000000000002,2.84,2.83,2.77,2.81,2.85,2.86,2.93,3,3.04,3.11,3.16,3.2,3.26,3.31,3.38,3.43,3.5,3.56,3.65,3.72,3.82,3.91,4.01,4.12,4.21,4.33,4.4400000000000004,4.55,1.7999999999999999E-2]
["   Coal to Liquids","- -","- -","- -","- -",1.32,1.1000000000000001,1.1200000000000001,1.55,1.58,1.65,1.72,1.74,1.76,1.79,1.86,1.91,1.98,1.99,2.02,2.04,2.0699999999999998,2.1,2.13,2.1800000000000002,2.2200000000000002,2.2799999999999998,2.35,2.44,2.5299999999999998,"- -"]
["   Electricity",18.600000000000001,20.21,20.350000000000001,19.73,17.86,18.77,18.98,19.010000000000002,19.36,19.989999999999998,20.51,20.91,21.27,21.9,22.56,23.2,23.95,24.64,25.11,25.79,26.57,27.41,28.5,29.55,30.67,31.8,32.71,33.76,34.799999999999997,0.02]
[]
[" Transportation"]
["   Liquefied Petroleum Gases 3/",23.31,29.93,25.58,24.61,25.02,26.61,28.36,29.9,31.07,32.36,33.58,34.89,35.840000000000003,36.82,37.89,38.979999999999997,40.17,41.36,42.56,43.64,44.94,46.27,47.79,49.17,50.81,52.46,54.21,55.95,57.77,2.5000000000000001E-2]
["   E85 4/",26.83,26.93,23.64,21.26,21.89,23.43,26.07,27.64,28.47,28.45,29.92,31.23,31.97,32.94,34.090000000000003,35.479999999999997,36.880000000000003,37.979999999999997,39.17,40.479999999999997,41.72,43.4,44.96,46.25,47.62,49.36,50.75,52.29,54.17,2.5999999999999999E-2]
["   Motor Gasoline 5/",23.15,26.76,19.43,21.17,21.79,23.32,25.87,27.33,28.27,29.42,30.58,31.65,32.6,33.72,34.72,35.94,37.020000000000003,37.96,39.18,40.44,41.69,43.21,44.7,45.91,47.47,49.16,50.66,52.36,54.33,2.7E-2]
["   Jet Fuel 6/",15.42,22.71,12.92,15.23,15.82,17.510000000000002,19.05,20.23,21.21,22.42,23.58,24.67,25.58,26.51,27.27,28.18,29.2,30.07,31.1,32.130000000000003,33.21,34.54,35.83,36.99,38.42,39.92,41.32,42.87,44.51,2.5000000000000001E-2]
["   Diesel Fuel (distillate fuel oil) 7/",21.08,27.65,18.04,19.7,20.149999999999999,21.71,23.2,24.38,25.56,26.86,28.03,29.31,30.31,31.28,32.19,33.32,34.22,35.03,36.130000000000003,37.17,38.32,39.61,41.05,42.2,43.79,45.41,46.88,48.53,50.35,2.1999999999999999E-2]
["   Residual Fuel Oil",8.99,14.49,9,10.51,10.77,12.17,13.4,14.45,15.13,15.77,16.670000000000002,17.43,17.940000000000001,18.32,19,19.57,20.260000000000002,20.94,21.63,22.13,23.02,23.85,24.8,25.81,26.88,27.91,28.9,30.02,31.26,2.9000000000000001E-2]
["   Natural Gas 8/",13.54,15.96,11.54,12.36,13.66,14.28,14.39,14.52,14.9,15.21,15.46,15.74,16.04,16.43,16.8,17.32,17.64,17.829999999999998,18.23,18.760000000000002,19.309999999999999,19.98,20.67,21.42,22.31,22.94,23.44,24.19,24.84,1.7000000000000001E-2]
["   Electricity",31.32,33.729999999999997,32.79,31.2,28.83,31.39,32.01,31.85,32.08,32.909999999999997,33.549999999999997,33.97,34.26,34.89,35.61,36.26,37.11,38.1,38.86,40,41.47,43.05,45.05,46.8,48.78,50.72,52.33,54.13,55.89,1.9E-2]
[]
[" Electric Power 9/"]
["   Distillate Fuel Oil",15.41,19.37,14.46,14.33,14.68,16.09,17.46,18.510000000000002,19.350000000000001,20.67,21.81,22.96,23.88,24.75,25.46,26.24,27.22,28.03,28.98,29.93,30.88,32,33.28,34.28,35.71,37.130000000000003,38.46,39.950000000000003,41.52,2.9000000000000001E-2]
["   Residual Fuel Oil",8.84,14.56,8.92,12.37,12.7,14.13,15.48,16.55,17.3,18.07,19.010000000000002,19.88,20.54,21.05,21.8,22.48,23.26,24.05,24.83,25.46,26.42,27.37,28.4,29.5,30.7,31.85,32.92,34.19,35.49,3.4000000000000002E-2]
["   Natural Gas",7.1,9.09,4.2,4.99,6.07,6.53,6.4,6.47,6.77,6.99,7.13,7.32,7.53,7.85,8.1300000000000008,8.5399999999999991,8.7799999999999994,8.91,9.17,9.57,9.9700000000000006,10.51,11.09,11.66,12.38,12.84,13.16,13.75,14.22,1.7000000000000001E-2]
["   Steam Coal",1.76,2.0499999999999998,2.1800000000000002,2.0499999999999998,2.0699999999999998,2.1,2.15,2.19,2.2400000000000002,2.2599999999999998,2.31,2.34,2.38,2.42,2.4700000000000002,2.54,2.59,2.65,2.69,2.77,2.82,2.9,2.98,3.06,3.15,3.23,3.32,3.41,3.51,0.02]
[]
[" Average Price to All Users 10/"]
["   Liquefied Petroleum Gases",18.53,20.190000000000001,18.64,17.36,17.61,18.920000000000002,20.43,21.72,22.62,23.64,24.56,25.55,26.28,27.06,27.91,28.78,29.75,30.7,31.68,32.54,33.6,34.69,35.950000000000003,37.049999999999997,38.44,39.83,41.29,42.77,44.32,0.03]
["   E85 4/",26.83,26.93,23.64,21.26,21.89,23.43,26.07,27.64,28.47,28.45,29.92,31.23,31.97,32.94,34.090000000000003,35.479999999999997,36.880000000000003,37.979999999999997,39.17,40.479999999999997,41.72,43.4,44.96,46.25,47.62,49.36,50.75,52.29,54.17,2.5999999999999999E-2]
["   Motor Gasoline 5/",23.03,26.54,19.440000000000001,21.17,21.79,23.32,25.87,27.33,28.27,29.42,30.58,31.64,32.6,33.71,34.71,35.93,37.020000000000003,37.950000000000003,39.17,40.43,41.68,43.21,44.69,45.9,47.46,49.15,50.65,52.35,54.32,2.7E-2]
["   Jet Fuel",15.42,22.71,12.92,15.23,15.82,17.510000000000002,19.05,20.23,21.21,22.42,23.58,24.67,25.58,26.51,27.27,28.18,29.2,30.07,31.1,32.130000000000003,33.21,34.54,35.83,36.99,38.42,39.92,41.32,42.87,44.51,2.5000000000000001E-2]
["   Distillate Fuel Oil",20.260000000000002,26.27,17.73,18.260000000000002,18.940000000000001,20.58,22.21,23.39,24.55,25.86,27.09,28.33,29.33,30.3,31.19,32.29,33.22,34.04,35.14,36.19,37.31,38.6,40.04,41.2,42.78,44.38,45.87,47.52,49.31,2.4E-2]
["   Residual Fuel Oil",8.8699999999999992,14.77,9.1,11.22,11.49,12.89,14.14,15.19,15.89,16.600000000000001,17.5,18.3,18.89,19.329999999999998,20.03,20.64,21.36,22.08,22.8,23.35,24.24,25.11,26.08,27.11,28.23,29.29,30.29,31.46,32.700000000000003,0.03]
["   Natural Gas",8.99,10.53,6.67,7.08,8.2100000000000009,8.68,8.67,8.7799999999999994,9.07,9.33,9.5,9.73,9.98,10.32,10.67,11.14,11.42,11.55,11.88,12.31,12.79,13.39,14.02,14.7,15.51,16.05,16.46,17.12,17.71,1.9E-2]
["   Metallurgical Coal",3.61,4.49,4.79,4.9400000000000004,5.07,5.31,5.44,5.56,5.66,5.77,5.97,6.14,6.34,6.5,6.68,6.84,6.98,7.07,7.11,7.15,7.27,7.43,7.55,7.72,7.86,8.02,8.18,8.33,8.5,2.4E-2]
["   Other Coal",1.8,2.1,2.2200000000000002,2.09,2.11,2.14,2.19,2.23,2.2799999999999998,2.2999999999999998,2.35,2.39,2.4300000000000002,2.4700000000000002,2.52,2.58,2.64,2.69,2.74,2.81,2.87,2.95,3.03,3.11,3.2,3.28,3.37,3.46,3.56,0.02]
["   Coal to Liquids","- -","- -","- -","- -",1.32,1.1000000000000001,1.1200000000000001,1.55,1.58,1.65,1.72,1.74,1.76,1.79,1.86,1.91,1.98,1.99,2.02,2.04,2.0699999999999998,2.1,2.13,2.1800000000000002,2.2200000000000002,2.2799999999999998,2.35,2.44,2.5299999999999998,"- -"]
["   Electricity",26.66,28.81,28.5,27.58,26.29,27.63,28.19,28.46,28.92,29.72,30.45,31.03,31.53,32.4,33.33,34.229999999999997,35.22,36.159999999999997,36.869999999999997,37.86,38.94,40.090000000000003,41.58,43,44.53,46.07,47.34,48.78,50.19,2.1000000000000001E-2]
[]
["Non-Renewable Energy Expenditures by Sector"]
["(billion nominal dollars)"]
[" Residential",236.38,254.66,235.17,230.51,232.31,244.12,246.57,251.37,257.29000000000002,266.02999999999997,273.52999999999997,281.39999999999998,289.27,299.58999999999997,309.45,320.3,330.83,341.36,351.09,363.72,377.1,392.03,407.27,423.22,441.01,458.4,471.99,489.06,506.03,2.5999999999999999E-2]
[" Commercial",172.75,191.19,171.27,168.36,170.83,182.74,187.26,190.86,197.13,205.11,212.7,219.88,226.94,236.05,245.65,255.58,265.91000000000003,275.66000000000003,285.08999999999997,296.79000000000002,309.27,322.77,338.69,354.37,371.75,388.64,403.84,421.34,438.74,3.1E-2]
[" Industrial",214.89,244.81,178.09,168.16,181.07,202.87,217.07,227.35,237.51,248.26,257.8,268.36,277.25,287.02999999999997,295.06,303.12,311.48,319.60000000000002,328.09,336.58,346.81,357.93,370.58,382.62,397.61,409.44,421.52,436.23,449,2.3E-2]
[" Transportation",599.94000000000005,705.86,472.76,523.54,551.54,600.52,663.3,702.29,730.78,762.17,797.53,828.81,859.4,891.87,920.68,948.26,986.59,1021.27,1062.24,1101.69,1143.03,1188,1232.23,1277.8499999999999,1321.12,1371.03,1423.78,1471.43,1525.95,2.9000000000000001E-2]
["   Total Non-Renewable Expenditures",1223.96,1396.52,1057.29,1090.58,1135.76,1230.25,1314.19,1371.86,1422.72,1481.57,1541.56,1598.45,1652.86,1714.54,1770.84,1827.25,1894.81,1957.89,2026.51,2098.7800000000002,2176.1999999999998,2260.73,2348.7600000000002,2438.06,2531.5,2627.51,2721.14,2818.06,2919.72,2.8000000000000001E-2]
[" Transportation Renewable Expenditures",0.04,0.17,0.04,0.09,0.11,0.13,0.16,0.18,0.24,2.65,3.64,4.71,6.36,8.6999999999999993,11.96,22.18,20.28,19.329999999999998,20.440000000000001,23.52,26.81,29.72,34.94,37.81,49.23,57.96,65.66,79.569999999999993,94.81,0.26500000000000001]
["   Total Expenditures",1224,1396.69,1057.33,1090.67,1135.8699999999999,1230.3800000000001,1314.36,1372.05,1422.95,1484.22,1545.2,1603.16,1659.22,1723.24,1782.8,1849.44,1915.09,1977.22,2046.94,2122.3000000000002,2203.0100000000002,2290.46,2383.6999999999998,2475.87,2580.73,2685.47,2786.79,2897.63,3014.53,2.9000000000000001E-2]
[]
[]
[]
["   1/ Includes energy for combined heat and power plants, except those whose primary business is to sell electricity, or electricity and heat, to the public."]
["   2/ Excludes use for lease and plant fuel."]
["   3/ Includes Federal and State taxes while excluding county and local taxes."]
["   4/ E85 refers to a blend of 85 percent ethanol (renewable) and 15 percent motor gasoline (nonrenewable).  To address cold starting issues,"]
["the percentage of ethanol varies seasonally.  The annual average ethanol content of 74 percent is used for this forecast."]
["   5/ Sales weighted-average price for all grades.  Includes Federal, State, and local taxes."]
["   6/ Kerosene-type jet fuel.  Includes Federal and State taxes while excluding county and local taxes."]
["   7/ Diesel fuel for on-road use.  Includes Federal and State taxes while excluding county and local taxes."]
["   8/ Compressed natural gas used as a vehicle fuel.  Includes estimated motor vehicle fuel taxes and estimated dispensing costs or charges."]
["   9/ Includes electricity-only and combined heat and power plants whose primary business is to sell electricity, or electricity and heat, to the public."]
["   10/ Weighted averages of end-use fuel prices are derived from the prices shown in each sector and the corresponding sectoral consumption."]
["   Btu = British thermal unit."]
["   - - = Not applicable."]
["   Note:  Data for 2007 and 2008 are model results and may differ slightly from official EIA data reports."]
["   Sources:  2007 and 2008 prices for motor gasoline, distillate fuel oil, and jet fuel are based on prices in the Energy Information Administration (EIA), Petroleum Marketing Annual"]
["2008, DOE/EIA-0487(2008) (Washington, DC, August 2009).  2007 residential and commercial natural gas delivered prices:  EIA,"]
["Natural Gas Annual 2007, DOE/EIA-0131(2007) (Washington, DC, January, 2009).  2008 residential and commercial natural gas"]
["delivered prices:  EIA, Natural Gas Monthly, DOE/EIA-0130(2009/07) (Washington, DC, July 2009).  2007 and 2008"]
["industrial natural gas delivered prices are estimated based on:  EIA, Manufacturing Energy Consumption Survey and"]
["industrial and wellhead prices from the Natural Gas Annual 2007, DOE/EIA-0131(2007) (Washington, DC, January, 2009) and the"]
["Natural Gas Monthly, DOE/EIA-0130(2009/07) (Washington, DC, July 2009).  2007 transportation sector natural gas delivered prices are based on:  EIA, Natural Gas Annual"]
["2007, DOE/EIA-0131(2007) (Washington, DC, January, 2009) and estimated State taxes, Federal taxes, and dispensing costs or charges."]
["2008 transportation sector natural gas delivered prices are model results. 2007 and 2008 electric power sector natural gas prices:  EIA, Electric Power Monthly,"]
["April 2008 and April 2009, Table 4.13.B.  2007 and 2008 coal prices based on:  EIA, Quarterly Coal Report,"]
["October-December 2008, DOE/EIA-0121(2008/4Q) (Washington, DC, March 2009) and EIA, AEO2010 National Energy Modeling System run aeo2010r.d111809a."]
["2007 and 2008 electricity prices:  EIA, Annual Energy Review 2008, DOE/EIA-0384(2008) (Washington, DC, June 2009)."]
["2007 and 2008 E85 prices derived from monthly prices in the Clean Cities Alternative Price Report."]
["Projections:  EIA, AEO2010 National Energy Modeling System run aeo2010r.d111809a."]
["Scenario:","stimulus","d041409a",null,"with American Recovery and Reinvestment Act"]
[]
[" Table   3.  Energy Prices by Sector and Source"]
["                      (2007 dollars per million Btu, unless otherwise noted)"]
[]
[]
[]
[null,"2006","2007","2008","2009","2010","2011","2012","2013","2014","2015","2016","2017","2018","2019","2020","2021","2022","2023","2024","2025","2026","2027","2028","2029","2030","2027","2028","2029","2030",2031,2032,2033,2034,2035,2036,2037,2038,2039,2040,2041,2042,2043,2044,2045,2046,2047,2048,2049,2050,2051,2052,2053,2054,2055,2056,2057,2058,2059,2060,2061,2062,2063,2064,2065,2066,2067,2068,2069,2070]
[]
[]
[" Residential"]
["   Liquefied Petroleum Gases",23.882804870605501,24.973464965820298,28.470840454101602,21.505495071411101,20.697200775146499,23.0020751953125,24.980747222900401,26.7403888702393,28.254840850830099,29.8807067871094,30.930690765380898,31.804765701293899,32.682899475097699,33.084945678710902,33.339298248291001,33.569530487060497,33.692008972167997,34.029460906982401,34.165733337402301,33.722698211669901,33.999015808105497,34.276668548583999,34.616855621337898,34.804977416992202,35.163482666015597,23.653226852416999,23.781959533691399,23.869001388549801,23.909082412719702]
["   Distillate Fuel Oil",18.4642543792725,19.664405822753899,23.940315246581999,15.6857194900513,13.3512983322144,15.708171844482401,17.491518020629901,18.8044624328613,20.071212768554702,21.571735382080099,22.444984436035199,23.2645053863525,23.975505828857401,24.350082397460898,24.6401481628418,24.7862453460693,24.899822235107401,25.1952934265137,25.492937088012699,25.134300231933601,25.433099746704102,25.7546691894531,26.098386764526399,26.3820476531982,26.7700805664063,13.801754951477101,13.897899627685501,14.058331489563001,14.125551223754901]
["   Natural Gas",13.7000589370728,12.691158294677701,12.9778490066528,10.717614173889199,11.192774772644,11.487280845642101,11.3991556167603,11.307798385620099,11.2896461486816,11.345415115356399,11.538298606872599,11.7583208084106,11.975100517272899,12.23952293396,12.557071685791,12.7957820892334,12.871651649475099,12.660281181335399,12.6240320205688,12.5992183685303,12.7868556976318,13.07555103302,13.407883644104,13.6725673675537,13.962038993835399,11.116808891296399,11.2574377059937,11.3709173202515,11.426144599914601]
["   Electricity",31.206779479980501,31.181957244873001,31.772819519043001,30.736837387085,28.616357803344702,29.873619079589801,30.101655960083001,30.425390243530298,30.7938537597656,30.883028030395501,31.149145126342798,31.4898681640625,31.815629959106399,32.020698547363303,32.4303588867188,32.7907905578613,32.994007110595703,32.923465728759801,32.920154571533203,32.902271270752003,32.958240509033203,33.321102142333999,33.734363555908203,34.149539947509801,34.490489959716797,26.5695495605469,26.6057014465332,26.7373046875,26.757972717285199]
[]
[" Commercial",null,null,null,null,null,null,null,null,null,null,null,null,null,null,null,null,null,null,null,null,null,null,null,null,null,12.0537929534912,12.2529897689819,12.3258762359619,12.452996253967299]
["   Liquefied Petroleum Gases",21.1974983215332,23.041419982910199,23.540430068969702,20.975297927856399,17.540355682373001,19.827720642089801,21.7962131500244,23.5440998077393,25.047388076782202,26.6623840332031,27.701774597168001,28.565574645996101,29.4346523284912,29.8274021148682,30.0731811523438,30.2960014343262,30.4115695953369,30.7421360015869,30.871879577636701,30.422807693481399,30.6932373046875,30.965314865112301,31.299940109252901,31.482862472534201,31.836189270019499,7.3951959609985396,7.4624595642089799,7.2386937141418501,7.3113985061645499]
["   Distillate Fuel Oil",15.019946098327599,16.054100036621101,20.9568576812744,13.740292549133301,10.759732246398899,13.277551651001,15.102119445800801,16.819028854370099,18.163129806518601,19.404659271240199,20.2805690765381,21.141357421875,21.870569229126001,22.288406372070298,22.606428146362301,22.643785476684599,22.862098693847699,23.111530303955099,23.2818489074707,23.1139316558838,23.4434604644775,23.529294967651399,23.9437866210938,24.471529006958001,24.6476936340332,9.0512752532959002,9.1702537536621094,9.2454566955566406,9.3029346466064506,{"$f":"AD253+($AI$253-$AD$253)/5","v":9.3577216364198588},{"$f":"AE253+($AI$253-$AD$253)/5","v":9.4125086262332669},{"$f":"AF253+($AI$253-$AD$253)/5","v":9.467295616046675},{"$f":"AG253+($AI$253-$AD$253)/5","v":9.5220826058600831},{"$f":"T423*$E$742","v":9.5768695956734877},{"$f":"AI253+($AX$253-$AI$253)/15","v":9.6852727225982509},{"$f":"AJ253+($AX$253-$AI$253)/15","v":9.7936758495230141},9.9020789764477772,10.01048210337254,10.118885230297304,10.227288357222067,10.33569148414683,10.444094611071593,10.552497737996356,10.660900864921119,10.769303991845883,10.877707118770646,10.986110245695409,11.094513372620172,{"$f":"AI253*$B$742","v":11.202916499544939},{"$f":"AX253+($BM$253-$AX$253)/15","v":11.313845014700993},{"$f":"AY253+($BM$253-$AX$253)/15","v":11.424773529857047},11.535702045013101,11.646630560169156,11.75755907532521,11.868487590481264,11.979416105637318,12.090344620793372,12.201273135949426,12.312201651105481,12.423130166261535,12.534058681417589,12.644987196573643,12.755915711729697,{"$f":"AX253*$C$742","v":12.866844226885757},{"$f":"BM253+($BR$253-$BM$253)/5","v":12.994248543867917},{"$f":"BN253+($BR$253-$BM$253)/5","v":13.121652860850077},{"$f":"BO253+($BR$253-$BM$253)/5","v":13.249057177832237},{"$f":"BP253+($BR$253-$BM$253)/5","v":13.376461494814397},{"$f":"BM253*$D$742","v":13.503865811796555}]
["   Residual Fuel",8.8815975189209002,10.3074436187744,13.411918640136699,6.6991925239562997,5.8016228675842303,8.5975322723388707,10.1285858154297,11.654000282287599,12.9474182128906,14.400235176086399,15.2041673660278,15.658245086669901,16.352220535278299,16.605510711669901,16.856744766235401,17.043632507324201,17.1953125,17.403110504150401,17.4520969390869,17.016120910644499,17.163618087768601,17.311967849731399,17.516565322876001,17.704761505126999,17.873653411865199,24.1571254730225,24.207300186157202,24.2876873016357,24.267208099365199,{"$f":"AD254+($AI$254-$AD$254)/5","v":24.075703794494256},{"$f":"AE254+($AI$254-$AD$254)/5","v":23.884199489623313},{"$f":"AF254+($AI$254-$AD$254)/5","v":23.69269518475237},{"$f":"AG254+($AI$254-$AD$254)/5","v":23.501190879881428},{"$f":"T424*$E$745","v":23.309686575010492},{"$f":"AI254+($AX$254-$AI$254)/15","v":23.300523054015734},{"$f":"AJ254+($AX$254-$AI$254)/15","v":23.291359533020977},23.282196012026219,23.273032491031461,23.263868970036704,23.254705449041946,23.245541928047189,23.236378407052431,23.227214886057673,23.218051365062916,23.208887844068158,23.199724323073401,23.190560802078643,23.181397281083886,{"$f":"AI254*$B$745","v":23.172233760089139},{"$f":"AX254+($BM$254-$AX$254)/15","v":23.186953863011141},{"$f":"AY254+($BM$254-$AX$254)/15","v":23.201673965933143},23.216394068855145,23.231114171777147,23.245834274699149,23.260554377621151,23.275274480543153,23.289994583465155,23.304714686387157,23.31943478930916,23.334154892231162,23.348874995153164,23.363595098075166,23.378315200997168,{"$f":"AX254*$C$745","v":23.393035303919145},{"$f":"BM254+($BR$254-$BM$254)/5","v":23.407895670463727},{"$f":"BN254+($BR$254-$BM$254)/5","v":23.422756037008309},{"$f":"BO254+($BR$254-$BM$254)/5","v":23.437616403552891},{"$f":"BP254+($BR$254-$BM$254)/5","v":23.452476770097473},{"$f":"BM254*$D$745","v":23.467337136642058}]
["   Natural Gas",11.896094322204601,10.9898433685303,11.3387994766235,8.9075946807861293,9.4656057357788104,9.7463216781616193,9.7210922241210902,9.6719341278076207,9.7138872146606392,9.8306560516357404,10.038209915161101,10.2545003890991,10.476261138916,10.746561050415,11.0803880691528,11.314369201660201,11.4017143249512,11.212500572204601,11.1975994110107,11.159740447998001,11.3503875732422,11.640952110290501,11.9785671234131,12.2332496643066,12.5188312530518]
["   Electricity",28.3762531280518,28.029735565185501,29.057315826416001,27.6067714691162,24.835584640502901,25.581251144409201,25.4402256011963,25.470129013061499,25.672283172607401,25.763282775878899,26.100669860839801,26.468044281005898,26.885612487793001,27.169450759887699,27.620109558105501,28.002447128295898,28.245407104492202,28.186374664306602,28.203248977661101,28.139711380004901,28.178466796875,28.495182037353501,28.915565490722699,29.289411544799801,29.651695251464801,16.318952560424801,16.4172878265381,16.5084934234619,16.549221038818398]
[null,null,null,null,null,null,null,null,null,null,null,null,null,null,null,null,null,null,null,null,null,null,null,null,null,null,12.788073539733899,13.069622039794901,13.0597486495972,13.2463188171387]
[" Industrial 1/",null,null,null,null,null,null,null,null,null,null,null,null,null,null,null,null,null,null,null,null,null,null,null,null,null,9.5039434432983398,9.4975557327270508,9.6068582534790004,9.5831336975097692]
["   Liquefied Petroleum Gases",21.041078567504901,23.3795166015625,26.646581649780298,22.2440700531006,16.6379299163818,18.920274734497099,20.8892612457275,22.636520385742202,24.1346244812012,25.742292404174801,26.783767700195298,27.652248382568398,28.520401000976602,28.932659149169901,29.169765472412099,29.4143581390381,29.524629592895501,29.853767395019499,29.959171295166001,29.528638839721701,29.7813510894775,30.054143905639599,30.3852443695068,30.4649448394775,30.849096298217798,6.3330101966857901,6.4338274002075204,6.5134425163268999,6.5598897933959996,{"$f":"AD259+($AI$259-$AD$259)/5","v":6.5507078532683796},{"$f":"AE259+($AI$259-$AD$259)/5","v":6.5415259131407595},{"$f":"AF259+($AI$259-$AD$259)/5","v":6.5323439730131394},{"$f":"AG259+($AI$259-$AD$259)/5","v":6.5231620328855193},{"$f":"T429*$E$742","v":6.5139800927579001},{"$f":"AI259+($AX$259-$AI$259)/15","v":6.5877135610615332},{"$f":"AJ259+($AX$259-$AI$259)/15","v":6.6614470293651662},6.7351804976687992,6.8089139659724323,6.8826474342760653,6.9563809025796983,7.0301143708833314,7.1038478391869644,7.1775813074905974,7.2513147757942304,7.3250482440978635,7.3987817124014965,7.4725151807051295,7.5462486490087626,{"$f":"AI259*$B$742","v":7.6199821173123929},{"$f":"AX259+($BM$259-$AX$259)/15","v":7.6954333002095865},{"$f":"AY259+($BM$259-$AX$259)/15","v":7.77088448310678},7.8463356660039736,7.9217868489011671,7.9972380317983607,8.0726892146955542,8.1481403975927478,8.2235915804899413,8.2990427633871349,8.3744939462843284,8.449945129181522,8.5253963120787155,8.6008474949759091,8.6762986778731026,{"$f":"AX259*$C$742","v":8.7517498607702962},{"$f":"BM259+($BR$259-$BM$259)/5","v":8.8384075286295438},{"$f":"BN259+($BR$259-$BM$259)/5","v":8.9250651964887915},{"$f":"BO259+($BR$259-$BM$259)/5","v":9.0117228643480392},{"$f":"BP259+($BR$259-$BM$259)/5","v":9.0983805322072868},{"$f":"BM259*$D$742","v":9.1850382000665363}]
["   Distillate Fuel Oil",15.7354278564453,16.8219394683838,21.937858581543001,14.291754722595201,10.6247463226318,13.4027051925659,15.2648477554321,17.266075134277301,18.658037185668899,19.740333557128899,20.622322082519499,21.514814376831101,22.261856079101602,22.720048904418899,23.0620517730713,23.029100418090799,23.327865600585898,23.5460414886475,23.635374069213899,23.588466644287099,23.9423828125,23.870851516723601,24.336980819702099,25.037542343139599,25.073137283325199,2.7168338298797599,2.7307398319244398,2.7413196563720699,2.7546591758728001]
["   Residual Fuel Oil",9.2125787734985405,10.5954837799072,13.7473258972168,6.9127345085143999,9.8444128036499006,12.2499532699585,13.9352369308472,15.428977966308601,16.646518707275401,18.037969589233398,18.8180332183838,19.4296264648438,20.112428665161101,20.448431015014599,20.727931976318398,20.973798751831101,21.101537704467798,21.306892395019499,21.394767761230501,21.017236709594702,21.180326461791999,21.338615417480501,21.660650253295898,21.793584823608398,22.078443527221701,2.2517027854919398,2.2682161331176802,2.2745745182037398,2.2862651348114]
["   Natural Gas 2/",7.9540700912475604,7.5152516365051296,8.8012723922729492,4.8485679626464799,5.4989199638366699,5.8261642456054696,5.87778615951538,5.9538393020629901,6.1098570823669398,6.3294844627380398,6.5125813484191903,6.7027301788330096,6.8988709449768102,7.1528282165527299,7.4686021804809597,7.6786775588989302,7.7538070678710902,7.5584783554077104,7.5461778640747097,7.4592709541320801,7.6002230644226101,7.8596048355102504,8.1941757202148402,8.4216127395629901,8.6935501098632795,1.2833950519561801,1.3286876678466799,1.33012855052948,1.33445107936859]
["   Metallurgical Coal",3.6353600025177002,3.6099998950958301,4.0558156967163104,4.0487108230590803,3.9977276325225799,4.1121706962585396,4.1809573173522896,4.2343683242797896,4.27162742614746,4.2985162734985396,4.3192996978759801,4.3337044715881303,4.3530845642089799,4.3696141242981001,4.3899216651916504,4.4470157623290998,4.5093812942504901,4.5352845191955602,4.5618190765380904,4.5643453598022496,4.5493078231811497,4.5490665435790998,4.5331215858459499,4.4955492019653303,4.4319190979003897,17.3004150390625,17.331628799438501,17.425392150878899,17.430723190307599,{"$f":"AD263+($AI$263-$AD$263)/5","v":17.267158349957999},{"$f":"AE263+($AI$263-$AD$263)/5","v":17.103593509608398},{"$f":"AF263+($AI$263-$AD$263)/5","v":16.940028669258798},{"$f":"AG263+($AI$263-$AD$263)/5","v":16.776463828909197},{"$f":"T433*$E$745","v":16.612898988559596},{"$f":"AI263+($AX$263-$AI$263)/15","v":16.606368113587273},{"$f":"AJ263+($AX$263-$AI$263)/15","v":16.599837238614949},16.593306363642625,16.586775488670302,16.580244613697978,16.573713738725655,16.567182863753331,16.560651988781007,16.554121113808684,16.54759023883636,16.541059363864036,16.534528488891713,16.527997613919389,16.521466738947066,{"$f":"AI263*$B$745","v":16.514935863974742},{"$f":"AX263+($BM$263-$AX$263)/15","v":16.525426935236357},{"$f":"AY263+($BM$263-$AX$263)/15","v":16.535918006497972},16.546409077759588,16.556900149021203,16.567391220282818,16.577882291544434,16.588373362806049,16.598864434067664,16.60935550532928,16.619846576590895,16.63033764785251,16.640828719114126,16.651319790375741,16.661810861637356,{"$f":"AX263*$C$745","v":16.672301932898996},{"$f":"BM263+($BR$263-$BM$263)/5","v":16.682892970558111},{"$f":"BN263+($BR$263-$BM$263)/5","v":16.693484008217226},{"$f":"BO263+($BR$263-$BM$263)/5","v":16.704075045876341},{"$f":"BP263+($BR$263-$BM$263)/5","v":16.714666083535455},{"$f":"BM263*$D$745","v":16.725257121194577}]
["   Other Industrial Coal",2.4029970169067401,2.4299483299255402,2.5420303344726598,2.4490520954132098,2.3906834125518799,2.4765830039978001,2.4936084747314502,2.5247271060943599,2.54471778869629,2.53918480873108,2.54552221298218,2.5526983737945601,2.5639333724975599,2.5611753463745099,2.56861472129822,2.5710935592651398,2.57420825958252,2.5741758346557599,2.5788726806640598,2.5789062976837198,2.59378290176392,2.6088099479675302,2.6259028911590598,2.64452123641968,2.6644773483276398]
["   Coal to Liquids",0,0,0,0,0,1.5133428573608401,1.3742095232009901,1.19064140319824,1.3664953708648699,1.33487153053284,1.31654036045074,1.30223417282104,1.30838906764984,1.32146644592285,1.3489345312118499,1.3524934053421001,1.3570195436477701,1.3626403808593801,1.37119424343109,1.3635557889938399,1.3662919998168901,1.37254309654236,1.37609398365021,1.3784751892089799,1.3805129528045701,24.056577682495099,24.1739406585693,24.2586994171143,24.288969039916999]
["   Electricity",18.400894165039102,18.6226921081543,20.334409713745099,19.159486770629901,16.828172683715799,17.264308929443398,17.156070709228501,17.083604812622099,17.1988334655762,17.318143844604499,17.615074157714801,17.910154342651399,18.210170745849599,18.456880569458001,18.803001403808601,19.085206985473601,19.30615234375,19.3043308258057,19.3253479003906,19.324813842773398,19.354219436645501,19.614883422851602,19.97239112854,20.29469871521,20.560989379882798,21.3195495605469,21.43874168396,21.398374557495099,21.4992275238037,{"$f":"AD266+($AI$266-$AD$266)/5","v":21.318281718011935},{"$f":"AE266+($AI$266-$AD$266)/5","v":21.13733591222017},{"$f":"AF266+($AI$266-$AD$266)/5","v":20.956390106428405},{"$f":"AG266+($AI$266-$AD$266)/5","v":20.775444300636639},{"$f":"T436*$E$747","v":20.594498494844878},{"$f":"AI266+($AX$266-$AI$266)/15","v":20.60819416894353},{"$f":"AJ266+($AX$266-$AI$266)/15","v":20.621889843042183},20.635585517140836,20.649281191239488,20.662976865338141,20.676672539436794,20.690368213535447,20.704063887634099,20.717759561732752,20.731455235831405,20.745150909930057,20.75884658402871,20.772542258127363,20.786237932226015,{"$f":"AI266*$B$747","v":20.799933606324664},{"$f":"AX266+($BM$266-$AX$266)/15","v":20.807002050879195},{"$f":"AY266+($BM$266-$AX$266)/15","v":20.814070495433725},20.821138939988256,20.828207384542786,20.835275829097316,20.842344273651847,20.849412718206377,20.856481162760907,20.863549607315438,20.870618051869968,20.877686496424499,20.884754940979029,20.891823385533559,20.89889183008809,{"$f":"AX266*$C$747","v":20.905960274642634},{"$f":"BM266+($BR$266-$BM$266)/5","v":20.913064750255749},{"$f":"BN266+($BR$266-$BM$266)/5","v":20.920169225868865},{"$f":"BO266+($BR$266-$BM$266)/5","v":20.92727370148198},{"$f":"BP266+($BR$266-$BM$266)/5","v":20.934378177095095},{"$f":"BM266*$D$747","v":20.94148265270821}]
[null,null,null,null,null,null,null,null,null,null,null,null,null,null,null,null,null,null,null,null,null,null,null,null,null,null,17.292875289916999,17.531343460083001,17.526832580566399,17.756109237670898,{"$f":"AD267+($AI$267-$AD$267)/5","v":18.740759573600641},{"$f":"AE267+($AI$267-$AD$267)/5","v":19.725409909530384},{"$f":"AF267+($AI$267-$AD$267)/5","v":20.710060245460127},{"$f":"AG267+($AI$267-$AD$267)/5","v":21.69471058138987},{"$f":"T437*$E$744","v":22.67936091731961},{"$f":"AI267+($AX$267-$AI$267)/15","v":22.91940642537169},{"$f":"AJ267+($AX$267-$AI$267)/15","v":23.159451933423771},23.399497441475852,23.639542949527932,23.879588457580013,24.119633965632094,24.359679473684174,24.599724981736255,24.839770489788336,25.079815997840416,25.319861505892497,25.559907013944578,25.799952521996659,26.039998030048739,{"$f":"AI267*$B$744","v":26.28004353810082},{"$f":"AX267+($BM$267-$AX$267)/15","v":26.429681543018035},{"$f":"AY267+($BM$267-$AX$267)/15","v":26.579319547935249},26.728957552852464,26.878595557769678,27.028233562686893,27.177871567604107,27.327509572521322,27.477147577438537,27.626785582355751,27.776423587272966,27.92606159219018,28.075699597107395,28.225337602024609,28.374975606941824,{"$f":"AX267*$C$744","v":28.524613611859053},{"$f":"BM267+($BR$267-$BM$267)/5","v":28.687032150691561},{"$f":"BN267+($BR$267-$BM$267)/5","v":28.849450689524069},{"$f":"BO267+($BR$267-$BM$267)/5","v":29.011869228356577},{"$f":"BP267+($BR$267-$BM$267)/5","v":29.174287767189085},{"$f":"BM267*$D$744","v":29.336706306021593}]
[" Transportation",null,null,null,null,null,null,null,null,null,null,null,null,null,null,null,null,null,null,null,null,null,null,null,null,null,11.227470397949199,11.517865180969199,11.5089683532715,11.7493782043457]
["   Liquefied Petroleum Gases 3/",22.296371459960898,25.0072345733643,28.759458541870099,21.685003280639599,20.534326553344702,22.796831130981399,24.8035278320313,26.570152282714801,28.076972961425799,29.693559646606399,30.7330017089844,31.595745086669901,32.463813781738303,32.853603363037102,33.095050811767599,33.3141899108887,33.425758361816399,33.752655029296903,33.878787994384801,33.426109313964801,33.692680358886697,33.960933685302699,34.291332244872997,34.467491149902301,34.819602966308601,16.025825500488299,16.333782196044901,16.2625331878662,16.470952987670898,{"$f":"AD269+($AI$269-$AD$269)/5","v":17.380928094850553},{"$f":"AE269+($AI$269-$AD$269)/5","v":18.290903202030208},{"$f":"AF269+($AI$269-$AD$269)/5","v":19.200878309209862},{"$f":"AG269+($AI$269-$AD$269)/5","v":20.110853416389517},{"$f":"T439*$E$744","v":21.020828523569172},{"$f":"AI269+($AX$269-$AI$269)/15","v":21.243319601735415},{"$f":"AJ269+($AX$269-$AI$269)/15","v":21.465810679901658},21.688301758067901,21.910792836234144,22.133283914400387,22.35577499256663,22.578266070732873,22.800757148899116,23.023248227065359,23.245739305231602,23.468230383397845,23.690721461564088,23.913212539730331,24.135703617896574,{"$f":"AI269*$B$744","v":24.358194696062842},{"$f":"AX269+($BM$269-$AX$269)/15","v":24.496889734844629},{"$f":"AY269+($BM$269-$AX$269)/15","v":24.635584773626416},24.774279812408203,24.91297485118999,25.051669889971777,25.190364928753564,25.32905996753535,25.467755006317137,25.606450045098924,25.745145083880711,25.883840122662498,26.022535161444285,26.161230200226072,26.299925239007859,{"$f":"AX269*$C$744","v":26.438620277789649},{"$f":"BM269+($BR$269-$BM$269)/5","v":26.589161215265516},{"$f":"BN269+($BR$269-$BM$269)/5","v":26.739702152741383},{"$f":"BO269+($BR$269-$BM$269)/5","v":26.89024309021725},{"$f":"BP269+($BR$269-$BM$269)/5","v":27.040784027693118},{"$f":"BM269*$D$744","v":27.191324965168981}]
["   E85 4/",25.5142211914063,26.818180084228501,34.073703765869098,20.3962516784668,18.869060516357401,22.499189376831101,24.345371246337901,25.8835773468018,27.376197814941399,25.5507621765137,26.3307495117188,27.042121887206999,27.074653625488299,28.861484527587901,29.593324661254901,29.691083908081101,29.8394565582275,30.056737899780298,30.123649597168001,30.045396804809599,30.335887908935501,30.1821899414063,30.567377090454102,31.227724075317401,30.935503005981399,8.1832656860351598,8.1197490692138707,8.3803300857543892,8.2735004425048793]
["   Motor Gasoline 5/",21.784559249877901,22.982162475585898,26.1744689941406,15.6736001968384,17.7131462097168,20.6617527008057,22.301433563232401,23.517950057983398,24.816135406494102,26.137458801269499,27.061580657958999,27.993299484252901,28.802474975585898,29.411088943481399,29.938217163085898,30.057752609252901,30.3159790039063,30.494945526123001,30.528341293335,30.4458103179932,30.726751327514599,30.704950332641602,31.110511779785199,31.9617519378662,31.583656311035199,13.240598678588899,13.359972000122101,13.395259857177701,13.453570365905801]
["   Jet Fuel 6/",15.2446508407593,16.0964660644531,22.1856594085693,10.540905952453601,10.4131317138672,12.992267608642599,14.8510446548462,16.4927158355713,17.888269424438501,19.120731353759801,20.025011062622099,20.925888061523398,21.650459289550799,22.054113388061499,22.358533859252901,22.535087585449201,22.624557495117202,22.875423431396499,23.088819503784201,22.878332138061499,23.229129791259801,23.440977096557599,23.911849975585898,24.3618278503418,24.669164657592798,24.345100402831999,24.401657104492202,24.482112884521499,24.4609375]
["   Diesel Fuel (distillate fuel oil) 7/",20.2724208831787,20.921422958373999,27.066003799438501,15.379162788391101,14.6322994232178,17.082887649536101,18.906814575195298,21.012025833129901,22.391767501831101,23.401908874511701,24.249780654907202,25.151100158691399,25.830009460449201,26.267305374145501,26.5901203155518,26.487575531005898,26.7318305969238,26.979133605956999,27.001283645629901,26.997362136840799,27.317785263061499,27.182266235351602,27.638069152831999,28.388862609863299,28.337171554565401]
["   Residual Fuel Oil",8.20648097991943,9.4357099533081108,14.2847747802734,6.3925981521606401,6.5852246284484899,8.6673641204834002,10.3328533172607,11.815202713012701,13.023598670959499,14.4141092300415,15.219378471374499,15.915946006774901,16.592523574829102,16.9536838531494,17.162534713745099,17.429744720458999,17.456914901733398,17.5628662109375,17.630765914916999,17.410764694213899,17.6028347015381,17.926630020141602,18.257143020629901,18.451654434204102,18.835027694702099,10.4858131408691,10.572740554809601,10.740042686462401,10.786236763000501]
["   Natural Gas 8/",15.5415086746216,15.4958410263062,16.8896675109863,12.7877197265625,13.502610206604,13.8291311264038,13.8390712738037,13.843875885009799,13.934069633483899,14.0993509292603,14.229956626892101,14.3684740066528,14.5119123458862,14.701403617858899,14.9462375640869,15.0934410095215,15.092455863952599,14.8220539093018,14.7596139907837,14.661186218261699,14.786495208740201,15.012266159057599,15.2852840423584,15.4684591293335,15.6974124908447,6.7344188690185502,6.7479009628295898,6.8497943878173801,6.84698486328125]
["   Electricity",30.349004745483398,30.777971267700199,33.734138488769503,31.501590728759801,27.327030181884801,28.561843872070298,28.965305328369102,28.9159030914307,28.7644939422607,28.526710510253899,28.644361495971701,28.6527919769287,28.819505691528299,28.888120651245099,29.142557144165,29.470201492309599,29.764074325561499,29.801677703857401,29.921939849853501,30.035243988037099,30.304817199706999,30.8045558929443,31.450147628784201,31.910936355590799,32.484222412109403,6.1479806900024396,6.2516684532165501,6.3134694099426296,6.3304243087768599,{"$f":"AD276+($AI$276-$AD$276)/5","v":6.3370805697154289},{"$f":"AE276+($AI$276-$AD$276)/5","v":6.3437368306539978},{"$f":"AF276+($AI$276-$AD$276)/5","v":6.3503930915925668},{"$f":"AG276+($AI$276-$AD$276)/5","v":6.3570493525311358},{"$f":"T446*$E$742","v":6.363705613469703},{"$f":"AI276+($AX$276-$AI$276)/15","v":6.4357380850865695},{"$f":"AJ276+($AX$276-$AI$276)/15","v":6.5077705567034361},6.5798030283203026,6.6518354999371692,6.7238679715540357,6.7959004431709022,6.8679329147877688,6.9399653864046353,7.0119978580215019,7.0840303296383684,7.156062801255235,7.2280952728721015,7.3001277444889681,7.3721602161058346,{"$f":"AI276*$B$742","v":7.4441926877227056},{"$f":"AX276+($BM$276-$AX$276)/15","v":7.51790324705948},{"$f":"AY276+($BM$276-$AX$276)/15","v":7.5916138063962544},7.6653243657330288,7.7390349250698032,7.8127454844065776,7.886456043743352,7.9601666030801264,8.0338771624169016,8.107587721753676,8.1812982810904504,8.2550088404272248,8.3287193997639992,8.4024299591007736,8.476140518437548,{"$f":"AX276*$C$742","v":8.5498510777743242},{"$f":"BM276+($BR$276-$BM$276)/5","v":8.6345095936975138},{"$f":"BN276+($BR$276-$BM$276)/5","v":8.7191681096207034},{"$f":"BO276+($BR$276-$BM$276)/5","v":8.8038266255438931},{"$f":"BP276+($BR$276-$BM$276)/5","v":8.8884851414670827},{"$f":"BM276*$D$742","v":8.9731436573902759}]
[null,null,null,null,null,null,null,null,null,null,null,null,null,null,null,null,null,null,null,null,null,null,null,null,null,null,1.65011918544769,1.6656291484832799,1.67491066455841,1.68971908092499,{"$f":"AD277+($AI$277-$AD$277)/5","v":1.6902380098146863},{"$f":"AE277+($AI$277-$AD$277)/5","v":1.6907569387043826},{"$f":"AF277+($AI$277-$AD$277)/5","v":1.6912758675940789},{"$f":"AG277+($AI$277-$AD$277)/5","v":1.6917947964837752},{"$f":"T447*$E$740","v":1.692313725373471},{"$f":"AI277+($AX$277-$AI$277)/15","v":1.6972753042285647},{"$f":"AJ277+($AX$277-$AI$277)/15","v":1.7022368830836583},1.7071984619387519,1.7121600407938455,1.7171216196489392,1.7220831985040328,1.7270447773591264,1.7320063562142201,1.7369679350693137,1.7419295139244073,1.7468910927795009,1.7518526716345946,1.7568142504896882,1.7617758293447818,{"$f":"AI277*$B$740","v":1.7667374081998766},{"$f":"AX277+($BM$277-$AX$277)/15","v":1.7700881577207939},{"$f":"AY277+($BM$277-$AX$277)/15","v":1.7734389072417112},1.7767896567626285,1.7801404062835458,1.783491155804463,1.7868419053253803,1.7901926548462976,1.7935434043672149,1.7968941538881322,1.8002449034090495,1.8035956529299668,1.8069464024508841,1.8102971519718014,1.8136479014927187,{"$f":"AX277*$C$740","v":1.8169986510136373},{"$f":"BM277+($BR$277-$BM$277)/5","v":1.8204447247375162},{"$f":"BN277+($BR$277-$BM$277)/5","v":1.823890798461395},{"$f":"BO277+($BR$277-$BM$277)/5","v":1.8273368721852739},{"$f":"BP277+($BR$277-$BM$277)/5","v":1.8307829459091527},{"$f":"BM277*$D$740","v":1.8342290196330318}]
[" Electric Power 9/"]
["   Distillate Fuel Oil",13.773189544677701,14.7725219726563,19.176651000976602,12.4995737075806,9.7914295196533203,12.0805196762085,13.8671321868896,15.216549873352101,16.469785690307599,17.9636936187744,18.832237243652301,19.641151428222699,20.348432540893601,20.710233688354499,20.980741500854499,21.161005020141602,21.2950553894043,21.596014022827099,21.884708404541001,21.582948684692401,21.8727416992188,22.200710296630898,22.548530578613299,22.812198638916001,23.2114353179932,18.0768718719482,18.184886932373001,18.263076782226602,18.304286956787099]
["   Residual Fuel Oil",8.3781757354736293,8.5664386749267596,14.309384346008301,6.51324510574341,6.6763448715209996,9.3123388290405291,10.994701385498001,12.5300750732422,13.7526693344116,15.155575752258301,15.963142395019499,16.617677688598601,17.274333953857401,17.322587966918899,17.542411804199201,17.799869537353501,17.916141510009801,18.075910568237301,18.1613368988037,17.935956954956101,18.128087997436499,18.400978088378899,18.7218933105469,18.9085083007813,19.247135162353501,21.3195495605469,21.43874168396,21.398374557495099,21.4992275238037]
["   Natural Gas",7.0546379089355504,7.0191597938537598,8.8716125488281303,4.5556221008300799,5.1293134689331099,5.4535460472106898,5.5187635421752903,5.53977298736572,5.6835036277770996,5.8920464515686,6.0819325447082502,6.2693996429443404,6.4775133132934597,6.7354197502136204,7.0278439521789604,7.2539091110229501,7.3283839225768999,7.1506276130676296,7.1924118995666504,7.1398839950561497,7.2806253433227504,7.5354790687561,7.8600792884826696,8.0742120742797905,8.3395175933837908,17.291141510009801,17.529483795166001,17.525184631347699,17.7543029785156]
["   Steam Coal",1.7355252504348799,1.7800002098083501,1.9310736656189,1.98230564594269,1.86225914955139,1.87335216999054,1.85759365558624,1.8817487955093399,1.9043176174163801,1.90719401836395,1.9170492887496899,1.9259506464004501,1.94080138206482,1.94636797904968,1.9562891721725499,1.9622501134872401,1.9753552675247199,1.9811542034149201,1.98549652099609,1.9898830652236901,1.99634909629822,2.00744533538818,2.0202190876007098,2.0336120128631601,2.0445194244384801,11.227470397949199,11.517865180969199,11.5089683532715,11.7493782043457]
[null,null,null,null,null,null,null,null,null,null,null,null,null,null,null,null,null,null,null,null,null,null,null,null,null,null,15.2353620529175,15.5302953720093,15.500846862793001,15.7047281265259]
[" Average Price to All Users 10/",null,null,null,null,null,null,null,null,null,null,null,null,null,null,null,null,null,null,null,null,null,null,null,null,null,7.7013258934020996,7.6767330169677699,7.8322434425354004,7.7872447967529297]
["   Liquefied Petroleum Gases",15.657142639160201,18.5313529968262,19.701341629028299,16.4090671539307,16.297544479370099,18.4262371063232,20.2184352874756,21.813219070434599,23.252103805541999,24.811630249023398,25.812454223632798,26.627546310424801,27.460300445556602,27.8579425811768,28.113265991210898,28.325565338134801,28.4571437835693,28.7732944488525,28.920036315918001,28.525373458862301,28.814060211181602,29.1242790222168,29.486963272094702,29.629682540893601,30.0484523773193,7.8213167190551802,7.9383788108825701,8.0273618698120099,8.0851049423217791]
["   E85 4/",25.5142211914063,26.818180084228501,34.073703765869098,20.3962516784668,18.869060516357401,22.499189376831101,24.345371246337901,25.8835773468018,27.376197814941399,25.5507621765137,26.3307495117188,27.042121887206999,27.074653625488299,28.861484527587901,29.593324661254901,29.691083908081101,29.8394565582275,30.056737899780298,30.123649597168001,30.045396804809599,30.335887908935501,30.1821899414063,30.567377090454102,31.227724075317401,30.935503005981399,2.7168338298797599,2.7307398319244398,2.7413196563720699,2.7546591758728001]
["   Motor Gasoline 5/",21.649000167846701,22.8191947937012,26.0107421875,15.8019914627075,17.711067199706999,20.6589241027832,22.298402786254901,23.5152263641357,24.813198089599599,26.134485244751001,27.0586547851563,27.9900207519531,28.799554824829102,29.408401489257798,29.935087203979499,30.054672241210898,30.314332962036101,30.492042541503899,30.525100708007798,30.442491531372099,30.723676681518601,30.701581954956101,31.107343673706101,31.957983016967798,31.580909729003899,1.67883205413818,1.6938681602478001,1.7024568319320701,1.71655297279358]
["   Jet Fuel",15.2446508407593,16.0964660644531,22.1856594085693,10.540905952453601,10.4131317138672,12.992267608642599,14.8510446548462,16.4927158355713,17.888269424438501,19.120731353759801,20.025011062622099,20.925888061523398,21.650459289550799,22.054113388061499,22.358533859252901,22.535087585449201,22.624557495117202,22.875423431396499,23.088819503784201,22.878332138061499,23.229129791259801,23.440977096557599,23.911849975585898,24.3618278503418,24.669164657592798,1.2833950519561801,1.3286876678466799,1.33012855052948,1.33445107936859]
["   Distillate Fuel Oil",19.171348571777301,19.9431552886963,25.721439361572301,15.1513471603394,13.5963325500488,16.098552703857401,18.014595031738299,20.0945529937744,21.487236022949201,22.551927566528299,23.4185886383057,24.295482635498001,25.028078079223601,25.4735622406006,25.7968635559082,25.744600296020501,26.0401725769043,26.245742797851602,26.316581726074201,26.282798767089801,26.623888015747099,26.532428741455099,26.9911499023438,27.692060470581101,27.7130451202393,23.429731369018601,23.480413436889599,23.589033126831101,23.596023559570298]
["   Residual Fuel Oil",8.4246683120727504,9.3672227859497106,14.1781015396118,6.5043296813964799,6.9149212837219203,9.2013835906982404,10.8588418960571,12.3554439544678,13.5696716308594,14.9571332931519,15.7562828063965,16.419845581054702,17.090215682983398,17.3671054840088,17.589653015136701,17.8480415344238,17.911899566650401,18.041828155517599,18.112939834594702,17.862413406372099,18.047613143920898,18.333000183105501,18.6528930664063,18.8375339508057,19.187860488891602]
["   Natural Gas",9.5015735626220703,9.0060253143310494,10.1816816329956,6.76324558258057,7.4289712905883798,7.7374553680419904,7.7907910346984899,7.79954290390015,7.91036033630371,8.0721502304077095,8.2674913406372106,8.4630060195922905,8.6615943908691406,8.9140930175781303,9.2212562561035192,9.4307956695556605,9.4883728027343803,9.2674760818481392,9.2395153045654297,9.1623344421386701,9.3142642974853498,9.5711297988891602,9.9057645797729492,10.151716232299799,10.4206848144531]
["   Metallurgical Coal",3.6353600025177002,3.6099998950958301,4.0558156967163104,4.0487108230590803,3.9977276325225799,4.1121706962585396,4.1809573173522896,4.2343683242797896,4.27162742614746,4.2985162734985396,4.3192996978759801,4.3337044715881303,4.3530845642089799,4.3696141242981001,4.3899216651916504,4.4470157623290998,4.5093812942504901,4.5352845191955602,4.5618190765380904,4.5643453598022496,4.5493078231811497,4.5490665435790998,4.5331215858459499,4.4955492019653303,4.4319190979003897,253.732666015625,257.28918457031301,259.96432495117199,262.21316528320301]
["   Other Coal",1.7776364088058501,1.81885313987732,1.9676311016082799,2.0067975521087602,1.88941025733948,1.9042230844497701,1.89033174514771,1.9154095649719201,1.93832087516785,1.94072294235229,1.9500694274902299,1.9586881399154701,1.9732190370559699,1.9783339500427199,1.98810267448425,1.9938982725143399,2.0064799785614,2.0119984149932901,2.0163278579711901,2.0205180644989,2.0271856784820601,2.0382561683654798,2.0508835315704301,2.0641281604766801,2.0750961303710902,208.50216674804699,213.246017456055,217.97378540039099,222.08200073242199]
["   Coal to Liquids",0,0,0,0,0,1.5133428573608401,1.3742095232009901,1.19064140319824,1.3664953708648699,1.33487153053284,1.31654036045074,1.30223417282104,1.30838906764984,1.32146644592285,1.3489345312118499,1.3524934053421001,1.3570195436477701,1.3626403808593801,1.37119424343109,1.3635557889938399,1.3662919998168901,1.37254309654236,1.37609398365021,1.3784751892089799,1.3805129528045701,212.89649963378901,216.30204772949199,219.267822265625,222.079177856445]
["   Electricity",26.672916412353501,26.680915832519499,27.799331665039102,26.6892414093018,24.2756156921387,25.0947151184082,25.0493679046631,25.093559265136701,25.339256286621101,25.454051971435501,25.7708930969238,26.1124782562256,26.474697113037099,26.7419338226318,27.1641750335693,27.529588699340799,27.7828693389893,27.754991531372099,27.792310714721701,27.7856330871582,27.867961883544901,28.2280673980713,28.6754856109619,29.0858860015869,29.4564533233643,588.97521972656295,607.12139892578102,615.45501708984398,632.78991699218795]
[null,null,null,null,null,null,null,null,null,null,null,null,null,null,null,null,null,null,null,null,null,null,null,null,null,null,1264.10656738281,1293.95861816406,1312.66088867188,1339.16430664063]
["Non-Renewable Energy Expenditures by Sector",null,null,null,null,null,null,null,null,null,null,null,null,null,null,null,null,null,null,null,null,null,null,null,null,null,0.38684526085853599,0.443235874176025,0.46923574805259699,0.51463860273361195]
["(billion 2007 dollars)",null,null,null,null,null,null,null,null,null,null,null,null,null,null,null,null,null,null,null,null,null,null,null,null,null,1264.49340820313,1294.40185546875,1313.13012695313,1339.67895507813]
[" Residential",231.10064697265599,238.40081787109401,250.00378417968801,223.81915283203099,215.29118347168,224.09677124023401,227.34310913085901,227.85260009765599,231.24415588378901,234.18721008300801,238.75100708007801,243.18489074707,248.169021606445,252.72660827636699,258.44952392578102,262.50808715820301,265.94851684570301,267.30322265625,270.58847045898398,272.04168701171898,276.25186157226602,282.20260620117199,288.93267822265602,293.60751342773398,298.90402221679699]
[" Commercial",170.28274536132801,172.89260864257801,183.352294921875,163.89425659179699,157.14476013183599,164.69047546386699,166.42567443847699,169.00093078613301,173.04789733886699,176.93461608886699,182.04042053222699,187.24485778808599,192.69107055664099,197.508544921875,203.26272583007801,208.31881713867199,212.33370971679699,214.22947692871099,217.23475646972699,219.65505981445301,223.61666870117199,229.31947326660199,235.82908630371099,241.79779052734401,247.76422119140599]
[" Industrial",216.08058166503901,226.88609313964801,248.66896057128901,181.39601135253901,151.70443725585901,172.23597717285199,186.63681030273401,200.19924926757801,207.03741455078099,213.45352172851599,218.62767028808599,224.29528808593801,229.96401977539099,233.76069641113301,239.065841674805,241.45851135253901,242.383544921875,242.41815185546901,242.89247131347699,240.916915893555,241.41357421875,242.50785827636699,244.85752868652301,245.86729431152301,245.87216186523401]
[" Transportation",564.62982177734398,596.84759521484398,693.65460205078102,393.76574707031301,430.90808105468801,516.84307861328102,568.141357421875,610.89111328125,646.41064453125,676.39013671875,696.72686767578102,719.33160400390602,737.13671875,750.27301025390602,759.33123779296898,760.33734130859398,761.04602050781295,771.55059814453102,780.57421875,783.147216796875,796.70227050781295,794.56842041015602,811.39251708984398,832.07995605468795,835.36431884765602]
["   Total Non-Renewable Expenditures",1182.09375,1235.02709960938,1375.6796875,962.87518310546898,955.04846191406295,1077.86633300781,1148.54699707031,1207.94384765625,1257.74011230469,1300.96545410156,1336.14599609375,1374.056640625,1407.96081542969,1434.26879882813,1460.109375,1472.62280273438,1481.71179199219,1495.50146484375,1511.28991699219,1515.76086425781,1537.984375,1548.59838867188,1581.01184082031,1613.3525390625,1627.90478515625]
[" Transportation Renewable Expenditures",3.2131362706422799E-2,4.0145620703697198E-2,3.7687420845031697E-2,2.54867300391197E-2,5.4010055959224701E-2,6.77362531423569E-2,8.3178348839283003E-2,9.4869345426559407E-2,0.113030456006527,1.97330021858215,4.8567194938659703,6.7303171157836896,10.514961242675801,15.7356252670288,22.100711822509801,25.9892463684082,35.539012908935497,35.597633361816399,34.1677055358887,35.613494873046903,37.140151977539098,45.276290893554702,47.974498748779297,53.190200805664098,54.179977416992202]
["   Total Expenditures",1182.12585449219,1235.06726074219,1375.71740722656,962.90069580078102,955.10247802734398,1077.93408203125,1148.63012695313,1208.03869628906,1257.85314941406,1302.93872070313,1341.00268554688,1380.78698730469,1418.47583007813,1450.00439453125,1482.21008300781,1498.61206054688,1517.25085449219,1531.09912109375,1545.45764160156,1551.37438964844,1575.12451171875,1593.87463378906,1628.986328125,1666.54272460938,1682.08471679688]
[]
[]
["Prices in Nominal Dollars"]
[" Residential"]
["   Liquefied Petroleum Gases",23.2563285827637,24.973464965820298,29.096658706665,22.194786071777301,21.477947235107401,24.1509113311768,26.557428359985401,28.936630249023398,31.2247924804688,33.758499145507798,35.743316650390597,37.599853515625,39.552177429199197,40.9905815124512,42.334590911865199,43.7123832702637,44.985881805419901,46.523696899414098,47.765018463134801,48.143123626708999,49.548942565917997,50.986961364746101,52.580905914306598,53.965934753417997,55.648300170898402]
["   Distillate Fuel Oil",17.979913711547901,19.664405822753899,24.466548919677699,16.188474655151399,13.8549404144287,16.4927158355713,18.5955104827881,20.348911285400401,22.1809597015381,24.3712253570557,25.9372863769531,27.5034885406494,29.0146675109863,30.168525695800799,31.2883205413818,32.275276184082003,33.246475219726598,34.4459838867188,35.640113830566399,35.882171630859403,37.065284729003899,38.310382843017599,39.641868591308601,40.905982971191399,42.365245819091797]
["   Natural Gas",13.3406887054443,12.691158294677701,13.2631158828735,11.061133384704601,11.614992141723601,12.061012268066399,12.1186227798462,12.236530303955099,12.476335525512701,12.8177757263184,13.333586692810099,13.900782585144,14.492022514343301,15.1641521453857,15.945101737976101,16.661958694458001,17.186347961425799,17.308622360229499,17.6488857269287,17.9868679046631,18.635103225708001,19.4500408172607,20.3657627105713,21.1996364593506,22.095756530761701]
["   Electricity",30.388185501098601,31.181957244873001,32.471218109130902,31.722009658813501,29.6958332061768,31.365653991699201,32.001548767089801,32.924289703369098,34.030689239502003,34.890899658203097,35.995761871337898,37.227577209472699,38.5026245117188,39.672031402587898,41.180412292480497,42.698352813720703,44.053905487060497,45.011627197265597,46.023651123046903,46.971866607666001,48.032154083252003,49.565544128417997,51.240451812744098,52.949665069580099,54.583251953125]
[]
[" Commercial"]
["   Liquefied Petroleum Gases",20.6414604187012,23.041419982910199,24.0578727722168,21.6475944519043,18.202018737793001,20.8180141448975,23.171899795532202,25.4778232574463,27.6801948547363,30.122516632080099,32.012001037597699,33.770454406738303,35.6212158203125,36.9546508789063,38.187240600585902,39.449775695800803,40.605808258056598,42.0293998718262,43.160079956054702,43.432140350341797,44.7312202453613,46.061283111572301,47.542713165283203,48.814918518066399,50.382663726806598]
["   Distillate Fuel Oil",14.625953674316399,16.054100036621101,21.4175109863281,14.1806936264038,11.1656141281128,13.940697669982899,16.055301666259801,18.2004089355469,20.072311401367202,21.922914505004901,23.436100006103501,24.993484497070298,26.4673175811768,27.614213943481399,28.7058811187744,29.4854850769043,30.5256862640381,31.597146987915,32.548923492431598,32.997859954833999,34.165657043457003,35.000114440917997,36.3691596984863,37.943679809570298,39.006439208984403]
["   Residual Fuel",8.64862155914307,10.3074436187744,13.7067270278931,6.9139137268066397,6.0204734802246103,9.0269355773925799,10.767860412597701,12.611166954040501,14.3083610534668,16.269037246704102,17.569841384887699,18.511304855346701,19.7891235351563,20.573390960693398,21.404872894287099,22.193275451660199,22.9593410491943,23.7928276062012,24.398706436157202,24.292516708373999,25.0136394500732,25.751762390136701,26.606601715087901,27.4516487121582,28.286119461059599]
["   Natural Gas",11.5840444564819,10.9898433685303,11.588038444519,9.1930990219116193,9.8226709365844709,10.233100891113301,10.334647178649901,10.4663095474243,10.734943389892599,11.106437683105501,11.600093841552701,12.1229543685913,12.6781578063965,13.3144483566284,14.069993019104,14.7329454421997,15.223674774169901,15.329276084899901,15.6546773910522,15.9318437576294,16.5416469573975,17.316057205200199,18.194717407226602,18.967941284179702,19.811794281005898]
["   Electricity",27.631908416748001,28.029735565185501,29.6960258483887,28.491619110107401,25.7724418640137,26.858903884887699,27.045906066894499,27.5620422363281,28.370775222778299,29.106733322143601,30.1617736816406,31.290737152099599,32.536418914794901,33.661582946777301,35.072307586669901,36.4632377624512,37.713531494140597,38.535266876220703,39.429233551025398,40.172752380371101,41.0662841796875,42.386928558349602,43.920989990234403,45.4139213562012,46.925571441650398]
[]
[" Industrial 1/"]
["   Liquefied Petroleum Gases",20.489143371581999,23.3795166015625,27.232301712036101,22.957033157348601,17.265552520751999,19.8652458190918,22.207704544067401,24.495702743530298,26.6714878082275,29.0830192565918,30.951156616210898,32.690711975097699,34.514808654785199,35.846107482910199,37.040077209472699,38.301750183105497,39.421558380127003,40.814861297607401,41.884078979492202,42.155609130859403,43.402267456054702,44.705905914306598,46.153343200683601,47.236614227294901,48.820529937744098]
["   Distillate Fuel Oil",15.3226671218872,16.8219394683838,22.4200763702393,14.749831199646,11.025536537170399,14.0721025466919,16.2283020019531,18.6841716766357,20.619239807128899,22.302150726318398,23.831027984619102,25.434989929199201,26.940843582153299,28.1489963531494,29.2844352722168,29.987220764160199,31.1475830078125,32.191192626953097,33.043167114257798,33.6753120422363,34.892765045166001,35.508182525634801,36.966400146484403,38.821296691894503,39.679729461669901]
["   Residual Fuel Oil",8.9709205627441406,10.5954837799072,14.049506187439,7.1343002319335902,10.215766906738301,12.8617763519287,14.814771652221699,16.696189880371101,18.396284103393601,20.378862380981399,21.7460041046143,22.969861984252901,24.3396511077881,25.3345756530762,26.3205471038818,27.310920715331999,28.174968719482401,29.129919052123999,29.910713195800799,30.004579544067401,30.867444992065401,31.741449356079102,32.901214599609403,33.791465759277301,34.9404487609863]
["   Natural Gas 2/",7.7454247474670401,7.5152516365051296,8.9947338104247994,5.0039734840393102,5.7063522338867196,6.1171517372131303,6.2487673759460396,6.4428400993347203,6.7520828247070304,7.1508984565734899,7.5258989334106401,7.9240221977233896,8.3488731384277308,8.8619937896728498,9.4837093353271502,9.9987487792968803,10.352954864501999,10.3336448669434,10.549848556518601,10.6489877700806,11.076291084289601,11.6912574768066,12.4464559555054,13.0579080581665,13.758059501647899]
["   Metallurgical Coal",3.53999996185303,3.6099998950958301,4.1449666023254403,4.1784791946411097,4.1485314369201696,4.3175525665283203,4.44484186172485,4.5821456909179696,4.7206311225891104,4.8563599586486799,4.9913563728332502,5.1233406066894496,5.2680139541626003,5.4137320518493697,5.5743689537048304,5.7906579971313503,6.0209679603576696,6.20045709609985,6.3775997161865199,6.5161404609680202,6.6299972534179696,6.7667918205261204,6.88553714752197,6.9704546928405797,7.0137753486633301]
["   Other Industrial Coal",2.3399634361267099,2.4299483299255402,2.5979068279266402,2.52754878997803,2.4808654785156299,2.6002757549285902,2.6509947776794398,2.73208808898926,2.8122007846832302,2.8687095642089799,2.94158983230591,3.0178208351135298,3.1028199195861799,3.17316722869873,3.2616541385650599,3.3479356765747101,3.4371068477630602,3.5193088054657,3.6053638458252002,3.6816923618316699,3.7800858020782502,3.88063645362854,3.98858737945557,4.1003923416137704,4.2166938781738299]
["   Coal to Liquids",0,0,0,0,0,1.5889266729354901,1.46094393730164,1.28843116760254,1.5101318359375,1.50810551643372,1.5213859081268299,1.53951179981232,1.58338570594788,1.63723039627075,1.71289122104645,1.76114201545715,1.8119050264358501,1.8629466295242301,1.9169825315475499,1.9466364383697501,1.9911848306655899,2.0416746139526398,2.09020328521729,2.1373581886291499,2.1847438812255899]
["   Electricity",17.918214797973601,18.6226921081543,20.7813816070557,19.773582458496101,17.462970733642599,18.126573562622099,18.238889694213899,18.4867153167725,19.006654739379901,19.565620422363299,20.355871200561499,21.173530578613299,22.037576675415,22.867145538330099,23.876249313354499,24.851699829101602,25.777753829956101,26.392097473144499,27.017583847045898,27.588447570800799,28.206142425537099,29.1773777008057,30.336851119995099,31.4674072265625,32.538986206054702]
[]
[" Transportation"]
["   Liquefied Petroleum Gases 3/",21.711509704589801,25.0072345733643,29.391622543335,22.380046844482401,21.3089294433594,23.935417175293001,26.369024276733398,28.752412796020501,31.0282287597656,33.547065734863303,35.514869689941399,37.352748870849602,39.287044525146499,40.7039604187012,42.024444580078097,43.379894256591797,44.630382537841797,46.145259857177699,47.363857269287102,47.7197074890137,49.102500915527301,50.517303466796903,52.086456298828097,53.442653656005902,55.104091644287102]
["   E85 4/",24.84494972229,26.818180084228501,34.822681427002003,21.049989700317401,19.580844879150401,23.622909545898398,25.881950378418001,28.009447097778299,30.2537937164307,28.866632461547901,30.4276523590088,31.969417572021499,32.765193939208999,35.757926940917997,37.577915191650398,38.662086486816399,39.8419189453125,41.092353820800803,42.114028930664098,42.893341064453097,44.2104301452637,44.896373748779297,46.4299926757813,48.419319152832003,48.957271575927699]
["   Motor Gasoline 5/",21.213121414184599,22.982162475585898,26.749811172485401,16.175968170166001,18.381326675415,21.693702697753899,23.709007263183601,25.449525833129901,27.424634933471701,29.529468536376999,31.27219581604,33.093906402587898,34.856166839599602,36.438858032226598,38.015861511230497,39.139541625976598,40.478176116943402,41.691452026367202,42.679801940917997,43.464977264404297,44.780059814453097,45.673988342285199,47.254981994628899,49.557445526122997,49.9830131530762]
["   Jet Fuel 6/",14.844763755798301,16.0964660644531,22.673322677612301,10.878761291503899,10.805939674377401,13.641165733337401,15.7883806228638,17.847295761108398,19.768560409545898,21.6021404266357,23.1407794952393,24.738756179809599,26.200944900512699,27.323936462402301,28.3911018371582,29.343944549560501,30.208518981933601,31.274351119995099,32.279064178466797,32.661514282226598,33.853298187255902,34.868740081787102,36.320652008056598,37.773586273193402,39.040420532226598]
["   Diesel Fuel (distillate fuel oil) 7/",19.740650177001999,20.921422958373999,27.660943984985401,15.872093200683601,15.1842641830444,17.936090469360401,20.100133895873999,22.737785339355501,24.745433807373001,26.438911437988299,28.0228977203369,29.7338352203369,31.2589511871338,32.543869018554702,33.764415740966797,34.490653991699197,35.692588806152301,36.884777069091797,37.7488403320313,38.541912078857401,39.811958312988303,40.433952331542997,41.980552673339801,44.0175971984863,44.845256805419901]
["   Residual Fuel Oil",7.9912142753601101,9.4357099533081108,14.5987691879272,6.5974926948547399,6.8336348533630398,9.1002550125122106,10.9850196838379,12.7856092453003,14.3925485610962,16.284711837768601,17.587419509887699,18.815961837768601,20.079933166503899,21.0047607421875,21.793167114257798,22.696048736572301,23.3086338043213,24.011238098144499,24.648492813110401,24.8559169769287,25.6537380218506,26.666080474853501,27.731492996215799,28.609724044799801,29.807550430297901]
["   Natural Gas 8/",15.1338348388672,15.4958410263062,17.260919570922901,13.197589874267599,14.011960029602101,14.5198259353638,14.7125358581543,14.9809007644653,15.3987216949463,15.929105758666999,16.444049835205099,16.986526489257798,17.562019348144499,18.214298248291001,18.978889465331999,19.653842926025401,20.151586532592798,20.264110565185501,20.6345119476318,20.930568695068398,21.5493049621582,22.330928802490199,23.217420578002901,23.984209060668899,24.842088699340799]
["   Electricity",29.552911758422901,30.777971267700199,34.475650787353501,32.511272430419901,28.3578701019287,29.9883632659912,30.793474197387699,31.290824890136701,31.788017272949201,32.228786468505902,33.101249694824197,33.873565673828097,34.876777648925803,35.790927886962898,37.005527496337898,38.374465942382798,39.741268157958999,40.743644714355497,41.832027435302699,42.8788452148438,44.165149688720703,45.822151184082003,47.770866394042997,49.4786567687988,51.408214569091797]
[null,null,null,null,null,null,null,null,null,null,null,null,null,null,null,null,null,null,null,null,null,null,null,null,null,null,2027,2028,2029,2030,2031,2032,2033,2034,2035,2036,2037,2038,2039,2040,2041,2042,2043,2044,2045,2046,2047,2048,2049,2050,2051,2052,2053,2054,2055,2056,2057,2058,2059,2060,2061,2062,2063,2064,2065,2066,2067,2068,2069,2070]
[" Electric Power 9/"]
["   Distillate Fuel Oil",13.411901473999,14.7725219726563,19.598173141479499,12.9002075195313,10.160784721374499,12.683879852294901,14.742367744445801,16.466316223144499,18.200975418090799,20.294946670532202,21.762416839599599,23.219928741455099,24.625257492065401,25.658937454223601,26.641567230224599,27.554689407348601,28.433355331420898,29.525194168090799,30.595668792724599,30.812200546264599,31.8765468597412,33.023826599121101,34.249851226806598,35.370849609375,36.733474731445298]
["   Residual Fuel Oil",8.1584053039550799,8.5664386749267596,14.623919486999499,6.72200632095337,6.9281921386718803,9.7774429321289098,11.688641548156699,13.5591955184937,15.198254585266101,17.122402191162099,18.4469089508057,19.645553588867202,20.905046463012699,21.461814880371101,22.275539398193398,23.178005218505898,23.921798706054702,24.712652206420898,25.390251159668001,25.605690002441399,26.419223785400401,27.371679306030298,28.437421798706101,29.318086624145501,30.4597358703613]
["   Natural Gas",6.8695855140686,7.0191597938537598,9.0666198730468803,4.70163822174072,5.3228030204772896,5.7259230613708496,5.8670849800109899,5.9947657585143999,6.2809138298034703,6.6566915512084996,7.0282440185546902,7.4117355346679696,7.8389544486999503,8.3448457717895508,8.9240303039550799,9.4456386566162092,9.7849264144897496,9.7760477066040004,10.055270195007299,10.193024635314901,10.610521316528301,11.20911693573,11.9389839172363,12.519255638122599,13.197782516479499]
["   Steam Coal",1.6900001764297501,1.7800002098083501,1.97352075576782,2.0458421707153298,1.9325078725814799,1.9669165611267101,1.97483730316162,2.0363006591796902,2.1044862270355198,2.15470170974731,2.2153303623199498,2.2768745422363299,2.3487181663513201,2.4114518165588401,2.4841165542602499,2.5551335811614999,2.63751268386841,2.7085535526275599,2.7758009433746298,2.84079241752625,2.9094073772430402,2.9860992431640598,3.0685904026031499,3.1531631946563698,3.23557353019714]
[]
[" Average Price to All Users 10/"]
["   Liquefied Petroleum Gases",15.246436119079601,18.5313529968262,20.134397506713899,16.9350070953369,16.912326812744102,19.346534729003899,21.4945392608643,23.604782104492202,25.696203231811499,28.031579971313501,29.828712463378899,31.479301452636701,33.231895446777301,34.5145874023438,35.698520660400398,36.883983612060497,37.996242523193402,39.337680816650398,40.431327819824197,40.7233276367188,41.9925727844238,43.322719573974602,44.788909912109403,45.941520690917997,47.553462982177699]
["   E85 4/",24.84494972229,26.818180084228501,34.822681427002003,21.049989700317401,19.580844879150401,23.622909545898398,25.881950378418001,28.009447097778299,30.2537937164307,28.866632461547901,30.4276523590088,31.969417572021499,32.765193939208999,35.757926940917997,37.577915191650398,38.662086486816399,39.8419189453125,41.092353820800803,42.114028930664098,42.893341064453097,44.2104301452637,44.896373748779297,46.4299926757813,48.419319152832003,48.957271575927699]
["   Motor Gasoline 5/",21.081119537353501,22.8191947937012,26.582485198974599,16.308473587036101,18.3791694641113,21.690732955932599,23.705785751342798,25.446578979492202,27.421388626098601,29.526109695434599,31.268815994262699,33.090030670166001,34.852634429931598,36.4355278015137,38.011890411377003,39.135532379150398,40.475978851318402,41.687484741210902,42.675270080566399,43.460239410400398,44.775581359863303,45.668975830078097,47.250167846679702,49.551605224609403,49.978668212890597]
["   Jet Fuel",14.844763755798301,16.0964660644531,22.673322677612301,10.878761291503899,10.805939674377401,13.641165733337401,15.7883806228638,17.847295761108398,19.768560409545898,21.6021404266357,23.1407794952393,24.738756179809599,26.200944900512699,27.323936462402301,28.3911018371582,29.343944549560501,30.208518981933601,31.274351119995099,32.279064178466797,32.661514282226598,33.853298187255902,34.868740081787102,36.320652008056598,37.773586273193402,39.040420532226598]
["   Distillate Fuel Oil",18.668458938598601,19.9431552886963,26.286823272705099,15.636975288391101,14.1092176437378,16.902593612670898,19.1516017913818,21.744958877563501,23.745824813842798,25.478622436523398,27.0623779296875,28.722316741943398,30.288469314575199,31.560461044311499,32.757129669189503,33.523193359375,34.769081115722699,35.882114410400398,36.791599273681598,37.5217895507813,38.800697326660199,39.467311859130902,40.997920989990199,42.937191009521499,43.857540130615199]
["   Residual Fuel Oil",8.2036781311035192,9.3672227859497106,14.4897508621216,6.7128052711486799,7.1757683753967303,9.6609458923339808,11.544206619262701,13.370221138000501,14.996021270751999,16.898206710815401,18.207862854003899,19.411674499511701,20.6822299957275,21.516969680786101,22.335527420043899,23.2407321929932,23.916133880615199,24.6660556793213,25.322589874267599,25.500698089599599,26.3019409179688,27.270561218261701,28.332614898681602,29.2080383300781,30.365930557251001]
["   Natural Gas",9.2523355484008807,9.0060253143310494,10.405486106872599,6.98002004623413,7.7092094421386701,8.12390232086182,8.2825136184692401,8.4401350021362305,8.7418422698974592,9.1197204589843803,9.5538625717163104,10.0050344467163,10.4820852279663,11.0441122055054,11.7092485427856,12.280260086059601,12.668963432311999,12.670117378234901,12.917200088501,13.0803108215332,13.574273109436,14.23717212677,15.0462560653687,15.740474700927701,16.4913539886475]
["   Metallurgical Coal",3.53999996185303,3.6099998950958301,4.1449666023254403,4.1784791946411097,4.1485314369201696,4.3175525665283203,4.44484186172485,4.5821456909179696,4.7206311225891104,4.8563599586486799,4.9913563728332502,5.1233406066894496,5.2680139541626003,5.4137320518493697,5.5743689537048304,5.7906579971313503,6.0209679603576696,6.20045709609985,6.3775997161865199,6.5161404609680202,6.6299972534179696,6.7667918205261204,6.88553714752197,6.9704546928405797,7.0137753486633301]
["   Other Coal",1.73100674152374,1.81885313987732,2.01088166236877,2.0711190700531001,1.96068322658539,1.99932932853699,2.0096416473388699,2.07272601127625,2.1420636177063002,2.1925818920135498,2.2534883022308301,2.3155770301818799,2.38794946670532,2.4510562419891402,2.52451372146606,2.5963439941406299,2.6790707111358598,2.7507226467132599,2.8189043998718302,2.8845274448394802,2.9543473720550502,3.0319309234619101,3.1151678562164302,3.20047926902771,3.2839629650115998,{"$f":"Z527+($AI$357-$Y$527)/10","v":8.0623037763536161},{"$f":"AA357+($AI$357-$Y$527)/10","v":8.1146083992868938},8.1669130222201716,8.2192176451534493,8.2715222680867271,8.3238268910200048,8.3761315139532826,8.4284361368865603,{"$f":"T527*$E$742","v":8.4807407598198452},{"$f":"AI357+($AX$357-$AI$357)/15","v":8.5767365137369804},{"$f":"AJ357+($AX$357-$AI$357)/15","v":8.6727322676541156},8.7687280215712509,8.8647237754883861,8.9607195294055213,9.0567152833226565,9.1527110372397917,9.248706791156927,9.3447025450740622,9.4406982989911974,9.5366940529083326,9.6326898068254678,9.728685560742603,9.8246813146597383,{"$f":"AI357*$B$742","v":9.9206770685768717},{"$f":"AX357+($BM$357-$AX$357)/15","v":10.018909165246043},{"$f":"AY357+($BM$357-$AX$357)/15","v":10.117141261915215},10.215373358584387,10.313605455253558,10.41183755192273,10.510069648591902,10.608301745261073,10.706533841930245,10.804765938599417,10.902998035268588,11.00123013193776,11.099462228606932,11.197694325276103,11.295926421945275,{"$f":"AX357*$C$742","v":11.394158518614441},{"$f":"BM357+($BR$357-$BM$357)/5","v":11.506980665059427},{"$f":"BN357+($BR$357-$BM$357)/5","v":11.619802811504412},{"$f":"BO357+($BR$357-$BM$357)/5","v":11.732624957949398},{"$f":"BP357+($BR$357-$BM$357)/5","v":11.845447104394383},{"$f":"BM357*$D$742","v":11.95826925083937}]
["   Coal to Liquids",0,0,0,0,0,1.5889266729354901,1.46094393730164,1.28843116760254,1.5101318359375,1.50810551643372,1.5213859081268299,1.53951179981232,1.58338570594788,1.63723039627075,1.71289122104645,1.76114201545715,1.8119050264358501,1.8629466295242301,1.9169825315475499,1.9466364383697501,1.9911848306655899,2.0416746139526398,2.09020328521729,2.1373581886291499,2.1847438812255899,{"$f":"Z528+($AI$358-$Y$528)/10","v":22.224617194901626},{"$f":"AA358+($AI$358-$Y$528)/10","v":22.135413455621489},22.046209716341352,21.957005977061215,21.867802237781078,21.778598498500941,21.689394759220804,21.600191019940667,{"$f":"T528*$E$745","v":21.510987280660522},{"$f":"AI358+($AX$358-$AI$358)/15","v":21.502530865644818},{"$f":"AJ358+($AX$358-$AI$358)/15","v":21.494074450629114},21.48561803561341,21.477161620597705,21.468705205582001,21.460248790566297,21.451792375550593,21.443335960534888,21.434879545519184,21.42642313050348,21.417966715487776,21.409510300472071,21.401053885456367,21.392597470440663,{"$f":"AI358*$B$745","v":21.384141055424955},{"$f":"AX358+($BM$358-$AX$358)/15","v":21.397725276976207},{"$f":"AY358+($BM$358-$AX$358)/15","v":21.411309498527459},21.42489372007871,21.438477941629962,21.452062163181214,21.465646384732466,21.479230606283718,21.49281482783497,21.506399049386221,21.519983270937473,21.533567492488725,21.547151714039977,21.560735935591229,21.574320157142481,{"$f":"AX358*$C$745","v":21.587904378693722},{"$f":"BM358+($BR$358-$BM$358)/5","v":21.601618040381013},{"$f":"BN358+($BR$358-$BM$358)/5","v":21.615331702068303},{"$f":"BO358+($BR$358-$BM$358)/5","v":21.629045363755594},{"$f":"BP358+($BR$358-$BM$358)/5","v":21.642759025442885},{"$f":"BM358*$D$745","v":21.656472687130176}]
["   Electricity",25.973251342773398,26.680915832519499,28.4103908538818,27.544679641723601,25.191349029541001,26.348068237304702,26.6303806304932,27.154542922973601,28.002742767333999,28.757371902465799,29.780685424804702,30.870384216308601,32.039138793945298,33.131908416747997,34.493354797363303,35.847507476806598,37.095943450927699,37.945499420166001,38.854724884033203,39.667263031005902,40.613765716552699,41.989593505859403,43.556324005127003,45.098350524902301,46.616588592529297]
[]
["Non-Renewable Energy Expenditures by Sector"]
["(billion nominal dollars)"]
[" Residential",225.03859096661196,238.40081787109398,255.49913625772319,230.9929746666815,223.41247611699868,235.2892736225177,241.6920712265439,246.56659612211084,255.55094332875294,264.57905396662414,275.89920726734971,287.49516661999758,300.32909110683801,313.11554742582229,328.18192619930682,341.8235015289352,355.09694320426638,365.44612056098629,378.29315112389759,388.37155634393389,402.59953615177363,419.77981120164446,438.87123825530841,455.24534715742953,473.03338245571979]
[" Commercial",165.81601818957134,172.89260864257801,187.38257557629601,169.14737359110225,163.07263216137929,172.91593328178766,176.9297785804325,182.88131988639063,191.23749630338142,199.89645601118545,210.36479941888081,221.36240217535854,233.19080564556924,244.70314616363081,258.1051490216438,271.26123343313407,283.50995205362011,292.88584879534454,303.70259464185926,313.58347456242666,325.89089746765683,341.11550736031069,358.21009848865214,374.9131546581271,392.1016075075479]
[" Industrial",210.41252056252281,226.88609313964801,254.13497179068762,187.2100922767749,157.4270874391178,180.83829470805441,198.41655822177904,216.64201952030527,228.79975664936245,241.15463361452254,252.64480203410886,265.1637238738445,278.29776899368039,289.61773721654419,303.56832242347855,314.41390898844122,323.63277263436424,331.42426143912343,339.57307272400601,343.93727888891527,351.82746805051073,360.73339056833169,371.92375563686846,381.22301587849751,389.10731115707301]
[" Transportation",549.81888270324475,596.84759521484398,708.90187629235277,406.38667462869051,447.16295305198071,542.65678113398656,604.00010341071868,661.06483901631009,714.35686387994281,764.16924059162022,805.13331786340132,850.39970498506295,892.06783074940802,929.55049698437085,964.20679928883487,990.06920191633094,1016.1557534719609,1054.8326731961108,1091.2729592511287,1118.0349113947391,1161.085260138974,1181.9301954596156,1232.4560893451367,1290.1595195386233,1322.0136898683704,{"$f":"Z536+($AI$366-$Y$536)/10","v":5.5334229650972304},{"$f":"AA366+($AI$366-$Y$536)/10","v":5.5639341150042458},5.5944452649112613,5.6249564148182767,5.6554675647252921,5.6859787146323075,5.716489864539323,5.7470010144463384,{"$f":"T536*$E$742","v":5.7775121643533494},{"$f":"AI366+($AX$366-$AI$366)/15","v":5.8429093568498098},{"$f":"AJ366+($AX$366-$AI$366)/15","v":5.9083065493462703},5.9737037418427308,6.0391009343391913,6.1044981268356517,6.1698953193321122,6.2352925118285727,6.3006897043250332,6.3660868968214936,6.4314840893179541,6.4968812818144146,6.5622784743108751,6.6276756668073356,6.693072859303796,{"$f":"AI366*$B$742","v":6.7584700518002592},{"$f":"AX366+($BM$366-$AX$366)/15","v":6.8253907547799981},{"$f":"AY366+($BM$366-$AX$366)/15","v":6.8923114577597371},6.959232160739476,7.026152863719215,7.0930735666989539,7.1599942696786929,7.2269149726584319,7.2938356756381708,7.3607563786179098,7.4276770815976487,7.4945977845773877,7.5615184875571266,7.6284391905368656,7.6953598935166045,{"$f":"AX366*$C$742","v":7.7622805964963462},{"$f":"BM366+($BR$366-$BM$366)/5","v":7.8391407838260445},{"$f":"BN366+($BR$366-$BM$366)/5","v":7.9160009711557429},{"$f":"BO366+($BR$366-$BM$366)/5","v":7.9928611584854412},{"$f":"BP366+($BR$366-$BM$366)/5","v":8.0697213458151396},{"$f":"BM366*$D$742","v":8.1465815331448379}]
["   Total Non-Renewable Expenditures",1151.0859678463546,1235.02709960938,1405.9186066996403,993.73713091111074,991.07514876947641,1131.7003147881212,1221.038560105055,1307.1547250090439,1389.9450601614428,1469.7993497059265,1544.0421618496678,1624.4209976542634,1703.8854780296228,1776.9868521708881,1854.0622550605767,1917.5679054742993,1978.3954213642144,2044.5889248527621,2112.8417777408945,2163.9271994062915,2241.4031618089139,2303.558949985179,2401.4612280803153,2501.5410135735665,2576.2560875804752]
[" Transportation Renewable Expenditures",3.1288517293273019E-2,4.0145620703697205E-2,3.8515830891447944E-2,2.6303627333810531E-2,5.6047443014104255E-2,7.1119337023784479E-2,8.8428224145552056E-2,0.10266115711707489,0.12491143634290662,2.2293869286864165,5.6123954184121017,7.9566359351664051,12.724991751969894,19.495647700796784,28.06371652814466,33.841758141316177,47.452021910622882,48.667640008057987,47.767774332439714,50.842459413568172,54.12672288853372,67.349033728123644,72.870357898145016,82.472655922369356,85.74303480046683]
["   Total Expenditures",1151.1172301979784,1235.06726074219,1405.957155546361,993.76346133595302,991.13120249830877,1131.7714475332546,1221.1269368042056,1307.2573637523753,1390.0699789505047,1472.0286986549243,1549.6545225531884,1632.3776685401217,1716.6105344121597,1796.4824632434897,1882.1259667447755,1951.4096785174786,2025.8475094892897,2093.2565961526161,2160.609578738799,2214.7697023873047,2295.5298624598372,2370.9079156203875,2474.3315685955818,2584.0136458368329,2661.9990499371279,{"$f":"Z539+($AI$369-$Y$539)/10","v":15.611683809514826},{"$f":"AA369+($AI$369-$Y$539)/10","v":15.541748469704389},15.471813129893953,15.401877790083516,15.331942450273079,15.262007110462642,15.192071770652205,15.122136430841769,{"$f":"T539*$E$745","v":15.052201091031337},{"$f":"AI369+($AX$369-$AI$369)/15","v":15.046283758755285},{"$f":"AJ369+($AX$369-$AI$369)/15","v":15.040366426479233},15.034449094203181,15.028531761927129,15.022614429651076,15.016697097375024,15.010779765098972,15.00486243282292,14.998945100546868,14.993027768270816,14.987110435994763,14.981193103718711,14.975275771442659,14.969358439166607,{"$f":"AI369*$B$745","v":14.963441106890555},{"$f":"AX369+($BM$369-$AX$369)/15","v":14.972946595029557},{"$f":"AY369+($BM$369-$AX$369)/15","v":14.982452083168559},14.991957571307561,15.001463059446563,15.010968547585565,15.020474035724567,15.029979523863569,15.03948501200257,15.048990500141572,15.058495988280574,15.068001476419576,15.077506964558578,15.08701245269758,15.096517940836582,{"$f":"AX369*$C$745","v":15.106023428975591},{"$f":"BM369+($BR$369-$BM$369)/5","v":15.115619492174282},{"$f":"BN369+($BR$369-$BM$369)/5","v":15.125215555372973},{"$f":"BO369+($BR$369-$BM$369)/5","v":15.134811618571664},{"$f":"BP369+($BR$369-$BM$369)/5","v":15.144407681770355},{"$f":"BM369*$D$745","v":15.154003744969049}]
[]
[]
[]
["   1/ Includes energy for combined heat and power plants, except those whose primary business is to sell electricity, or electricity and heat, to the public."]
["   2/ Excludes use for lease and plant fuel.",null,null,null,null,null,null,null,null,null,null,null,null,null,null,null,null,null,null,null,null,null,null,null,null,null,{"$f":"Z544+($AI$374-$Y$544)/10","v":11.584123362673006},{"$f":"AA374+($AI$374-$Y$544)/10","v":11.952852829654059},12.321582296635112,12.690311763616165,13.059041230597218,13.427770697578271,13.796500164559324,14.165229631540377,{"$f":"T544*$E$744","v":14.533959098521429},{"$f":"AI374+($AX$374-$AI$374)/15","v":14.687791105011014},{"$f":"AJ374+($AX$374-$AI$374)/15","v":14.841623111500599},14.995455117990184,15.14928712447977,15.303119130969355,15.45695113745894,15.610783143948526,15.764615150438111,15.918447156927696,16.072279163417281,16.226111169906865,16.379943176396448,16.533775182886032,16.687607189375615,{"$f":"AI374*$B$744","v":16.841439195865195},{"$f":"AX374+($BM$374-$AX$374)/15","v":16.937333989857837},{"$f":"AY374+($BM$374-$AX$374)/15","v":17.033228783850479},17.129123577843121,17.225018371835763,17.320913165828404,17.416807959821046,17.512702753813688,17.60859754780633,17.704492341798971,17.800387135791613,17.896281929784255,17.992176723776897,18.088071517769539,18.18396631176218,{"$f":"AX374*$C$744","v":18.27986110575484},{"$f":"BM374+($BR$374-$BM$374)/5","v":18.383946243287554},{"$f":"BN374+($BR$374-$BM$374)/5","v":18.488031380820267},{"$f":"BO374+($BR$374-$BM$374)/5","v":18.592116518352981},{"$f":"BP374+($BR$374-$BM$374)/5","v":18.696201655885694},{"$f":"BM374*$D$744","v":18.800286793418415}]
["   3/ Includes Federal and State taxes while excluding county and local taxes."]
["   4/ E85 refers to a blend of 85 percent ethanol (renewable) and 15 percent motor gasoline (nonrenewable).  To address cold starting issues, the percentage of ethanol varies",null,null,null,null,null,null,null,null,null,null,null,null,null,null,null,null,null,null,null,null,null,null,null,null,null,{"$f":"Z546+($AI$376-$Y$546)/10","v":13.665763245709009},{"$f":"AA376+($AI$376-$Y$546)/10","v":14.091688195895063},14.517613146081118,14.943538096267172,15.369463046453227,15.795387996639281,16.221312946825336,16.64723789701139,{"$f":"T546*$E$744","v":17.073162847197445},{"$f":"AI376+($AX$376-$AI$376)/15","v":17.253870586919582},{"$f":"AJ376+($AX$376-$AI$376)/15","v":17.43457832664172},17.615286066363858,17.795993806085995,17.976701545808133,18.157409285530271,18.338117025252409,18.518824764974546,18.699532504696684,18.880240244418822,19.060947984140959,19.241655723863097,19.422363463585235,19.603071203307373,{"$f":"AI376*$B$744","v":19.783778943029514},{"$f":"AX376+($BM$376-$AX$376)/15","v":19.896427356509733},{"$f":"AY376+($BM$376-$AX$376)/15","v":20.009075769989952},20.121724183470171,20.23437259695039,20.347021010430609,20.459669423910828,20.572317837391047,20.684966250871266,20.797614664351485,20.910263077831704,21.022911491311923,21.135559904792142,21.248208318272361,21.36085673175258,{"$f":"AX376*$C$744","v":21.47350514523281},{"$f":"BM376+($BR$376-$BM$376)/5","v":21.595774823509927},{"$f":"BN376+($BR$376-$BM$376)/5","v":21.718044501787045},{"$f":"BO376+($BR$376-$BM$376)/5","v":21.840314180064162},{"$f":"BP376+($BR$376-$BM$376)/5","v":21.962583858341279},{"$f":"BM376*$D$744","v":22.084853536618393}]
["seasonally.  The annual average ethanol content of 74 percent is used for this forecast."]
["   5/ Sales weighted-average price for all grades.  Includes Federal, State, and local taxes."]
["   6/ Kerosene-type jet fuel.  Includes Federal and State taxes while excluding county and local taxes."]
["   7/ Diesel fuel for on-road use.  Includes Federal and State taxes while excluding county and local taxes.",null,null,null,null,null,null,null,null,null,null,null,null,null,null,null,null,null,null,null,null,null,null,null,null,null,{"$f":"Z550+($AI$380-$Y$550)/10","v":17.944433063730909},{"$f":"AA380+($AI$380-$Y$550)/10","v":17.852387205459664},17.760341347188419,17.668295488917174,17.576249630645929,17.484203772374684,17.392157914103439,17.300112055832194,{"$f":"T550*$E$747","v":17.208066197560942},{"$f":"AI380+($AX$380-$AI$380)/15","v":17.219509839491277},{"$f":"AJ380+($AX$380-$AI$380)/15","v":17.230953481421611},17.242397123351946,17.253840765282281,17.265284407212615,17.27672804914295,17.288171691073284,17.299615333003619,17.311058974933953,17.322502616864288,17.333946258794622,17.345389900724957,17.356833542655291,17.368277184585626,{"$f":"AI380*$B$747","v":17.379720826515971},{"$f":"AX380+($BM$380-$AX$380)/15","v":17.385626979648983},{"$f":"AY380+($BM$380-$AX$380)/15","v":17.391533132781994},17.397439285915006,17.403345439048017,17.409251592181029,17.41515774531404,17.421063898447052,17.426970051580064,17.432876204713075,17.438782357846087,17.444688510979098,17.45059466411211,17.456500817245121,17.462406970378133,{"$f":"AX380*$C$747","v":17.468313123511169},{"$f":"BM380+($BR$380-$BM$380)/5","v":17.474249382977746},{"$f":"BN380+($BR$380-$BM$380)/5","v":17.480185642444322},{"$f":"BO380+($BR$380-$BM$380)/5","v":17.486121901910899},{"$f":"BP380+($BR$380-$BM$380)/5","v":17.492058161377475},{"$f":"BM380*$D$747","v":17.497994420844059}]
["   8/ Compressed natural gas used as a vehicle fuel.  Includes estimated motor vehicle fuel taxes and estimated dispensing costs or charges."]
["   9/ Includes electricity-only and combined heat and power plants whose primary business is to sell electricity, or electricity and heat, to the public."]
["   10/ Weighted averages of end-use fuel prices are derived from the prices shown in each sector and the corresponding sectoral consumption."]
["   Btu = British thermal unit."]
["   - - = Not applicable."]
["   Note:  Data for 2006 and 2007 are model results and may differ slightly from official EIA data reports."]
["   Sources:  2006 and 2007 prices for motor gasoline, distillate fuel oil, and jet fuel are based on prices in the Energy Information Administration (EIA), Petroleum Marketing Annual"]
["2007, DOE/EIA-0487(2007) (Washington, DC, August 2008).  2006 residential and commercial natural gas delivered prices:  EIA, Natural Gas Annual 2006, DOE/EIA-0131(2006)"]
["(Washington, DC, October, 2007).  2007 residential and commercial natural gas delivered prices:  EIA, Natural Gas Monthly, DOE/EIA-0130(2008/04) (Washington, DC, April 2008)."]
["2006 and 2007 industrial natural gas delivered prices are estimated based on:  EIA, Manufacturing Energy Consumption Survey 1994 and industrial and wellhead prices from the"]
["Natural Gas Annual 2006, DOE/EIA-0131(2006) (Washington, DC, October, 2007) and the Natural Gas Monthly, DOE/EIA-0130(2008/04) (Washington, DC, April 2008).  2006"]
["transportation sector natural gas delivered prices are based on:  EIA, Natural Gas Annual 2006, DOE/EIA-0131(2006) (Washington, DC, October, 2007) and estimated State taxes,",null,null,null,null,null,null,null,null,null,null,null,null,null,null,null,null,null,null,null,null,null,null,null,null,null,{"$f":"Z562+($AI$392-$Y$562)/10","v":5.5024940130181221},{"$f":"AA392+($AI$392-$Y$562)/10","v":5.5327298577229831},5.5629657024278441,5.593201547132705,5.623437391837566,5.6536732365424269,5.6839090812472879,5.7141449259521488,{"$f":"T562*$E$742","v":5.7443807706570116},{"$f":"AI392+($AX$392-$AI$392)/15","v":5.809402940121136},{"$f":"AJ392+($AX$392-$AI$392)/15","v":5.8744251095852604},5.9394472790493849,6.0044694485135093,6.0694916179776337,6.1345137874417581,6.1995359569058825,6.264558126370007,6.3295802958341314,6.3946024652982558,6.4596246347623802,6.5246468042265047,6.5896689736906291,6.6546911431547535,{"$f":"AI392*$B$742","v":6.7197133126188779},{"$f":"AX392+($BM$392-$AX$392)/15","v":6.7862502559294402},{"$f":"AY392+($BM$392-$AX$392)/15","v":6.8527871992400025},6.9193241425505647,6.985861085861127,7.0523980291716892,7.1189349724822515,7.1854719157928137,7.252008859103376,7.3185458024139383,7.3850827457245005,7.4516196890350628,7.518156632345625,7.5846935756561873,7.6512305189667495,{"$f":"AX392*$C$742","v":7.7177674622773127},{"$f":"BM392+($BR$392-$BM$392)/5","v":7.7941868915344088},{"$f":"BN392+($BR$392-$BM$392)/5","v":7.8706063207915049},{"$f":"BO392+($BR$392-$BM$392)/5","v":7.947025750048601},{"$f":"BP392+($BR$392-$BM$392)/5","v":8.023445179305698},{"$f":"BM392*$D$742","v":8.099864608562795}]
["Federal taxes, and dispensing costs or charges.  2007 transportation sector natural gas delivered prices are model results.  2006 and 2007 electric power sector natural gas prices:",null,null,null,null,null,null,null,null,null,null,null,null,null,null,null,null,null,null,null,null,null,null,null,null,null,{"$f":"Z563+($AI$393-$Y$563)/10","v":1.3116492415795387},{"$f":"AA393+($AI$393-$Y$563)/10","v":1.314474997718583},1.3173007538576273,1.3201265099966717,1.322952266135716,1.3257780222747604,1.3286037784138047,1.3314295345528491,{"$f":"T563*$E$740","v":1.3342552906918941},{"$f":"AI393+($AX$393-$AI$393)/15","v":1.3381671025139799},{"$f":"AJ393+($AX$393-$AI$393)/15","v":1.3420789143360656},1.3459907261581514,1.3499025379802372,1.353814349802323,1.3577261616244087,1.3616379734464945,1.3655497852685803,1.3694615970906661,1.3733734089127518,1.3772852207348376,1.3811970325569234,1.3851088443790092,1.3890206562010949,{"$f":"AI393*$B$740","v":1.3929324680231794},{"$f":"AX393+($BM$393-$AX$393)/15","v":1.3955742685410359},{"$f":"AY393+($BM$393-$AX$393)/15","v":1.3982160690588925},1.4008578695767491,1.4034996700946056,1.4061414706124622,1.4087832711303188,1.4114250716481753,1.4140668721660319,1.4167086726838884,1.419350473201745,1.4219922737196016,1.4246340742374581,1.4272758747553147,1.4299176752731713,{"$f":"AX393*$C$740","v":1.4325594757910274},{"$f":"BM393+($BR$393-$BM$393)/5","v":1.4352764318903966},{"$f":"BN393+($BR$393-$BM$393)/5","v":1.4379933879897657},{"$f":"BO393+($BR$393-$BM$393)/5","v":1.4407103440891349},{"$f":"BP393+($BR$393-$BM$393)/5","v":1.4434273001885041},{"$f":"BM393*$D$740","v":1.4461442562878735}]
["EIA, Electric Power Monthly, April 2007 and April 2008, Table 4.13.B.  2006 and 2007 coal prices based on:  EIA, Quarterly Coal Report, October-December 2007,"]
["DOE/EIA-0121(2007/4Q) (Washington, DC, March 2008) and EIA, AEO2009 National Energy Modeling System run nostimls.d041409a.  2006 and 2007 electricity prices:  EIA, Annual"]
["Energy Review 2007, DOE/EIA-0384(2007) (Washington, DC, June 2008).  2006 and 2007 E85 prices derived from monthly prices in the Clean Cities Alternative Fuel Price Report."]
["Projections:  EIA, AEO2009 National Energy Modeling System run stimulus.d041409a."]
[]
[]
[]
[]
[]
["AEO 2007 Report #: DOE/EIA-0383(2007)"]
["Release date full report: February 2007"]
["Next release date full report: February 2008"]
[]
[" Table   3.  Energy Prices by Sector and Source"]
["                     (2005 dollars per million Btu, unless otherwise noted)"]
[]
[]
[]
[null,null,null,"2004","2005","2006","2007","2008","2009","2010","2011","2012","2013","2014","2015","2016","2017","2018","2019","2020","2021","2022","2023","2024","2025","2026"]
[]
[]
[" Residential"]
["   Liquefied Petroleum Gases",null,null,18.210411071777301,19.293371200561499,21.158409118652301,24.5404376983643,24.494813919067401,23.9600429534912,23.672391891479499,23.2634162902832,23.106723785400401,22.905719757080099,22.942964553833001,22.881586074829102,22.979688644409201,23.190465927123999,23.129106521606399,23.088548660278299,23.183416366577099,23.1546516418457,23.285535812377901,23.420475006103501,23.540468215942401,23.532218933105501,23.562456130981399]
["   Distillate Fuel Oil",null,null,12.893347740173301,14.727064132690399,16.906724929809599,17.4485054016113,16.910488128662099,15.8367977142334,14.87486743927,14.031831741333001,13.359474182128899,12.596385955810501,12.5241403579712,12.595507621765099,12.630928039550801,12.738121032714799,12.8303670883179,13.052293777465801,13.1472158432007,13.2630777359009,13.422198295593301,13.360619544982899,13.513841629028301,13.560380935668899,13.627392768859901]
["   Natural Gas",null,null,10.721179008483899,12.4281768798828,13.040691375732401,11.8341617584229,11.7410221099854,11.2507781982422,10.9759874343872,10.5919141769409,10.441241264343301,10.249824523925801,10.2927255630493,10.2421607971191,10.3305416107178,10.557685852050801,10.4870929718018,10.439262390136699,10.539955139160201,10.5361185073853,10.6743927001953,10.830116271972701,10.948052406311,10.9735927581787,11.0174913406372]
["   Electricity",null,null,27.0989685058594,27.587884902954102,27.636594772338899,27.492031097412099,27.368114471435501,27.154861450195298,26.912786483764599,26.5094184875488,26.281187057495099,26.172458648681602,26.036540985107401,25.993564605712901,26.085290908813501,26.304872512817401,26.445003509521499,26.355556488037099,26.368726730346701,26.419284820556602,26.420993804931602,26.4647102355957,26.5621242523193,26.608213424682599,26.564920425415]
[" Commercial"]
["   Distillate Fuel Oil",null,null,10.4802904129028,12.6793832778931,14.632154464721699,15.3235988616943,14.4384679794312,13.4501142501831,12.7189273834229,11.9810342788696,11.338329315185501,10.8460388183594,10.667523384094199,10.728004455566399,10.8701782226563,10.9251909255981,11.0219278335571,11.292310714721699,11.349814414978001,11.461010932922401,11.6882877349854,11.5126600265503,11.6838274002075,11.8503408432007,11.857501029968301]
["   Residual Fuel Oil",null,null,6.2490105628967303,8.4144115447997994,10.1003465652466,7.8816242218017596,7.7979149818420401,7.67907810211182,7.5374598503112802,7.0601482391357404,6.9191079139709499,5.9906802177429199,6.31249952316284,6.4941840171814,6.4476203918456996,6.5857205390930202,6.7015118598937997,6.98899221420288,7.0690569877624503,7.2425847053527797,7.4012169837951696,7.2363023757934597,7.3775544166564897,7.1704416275024396,7.2997760772705096]
["   Natural Gas",null,null,9.4024562835693395,11.2028198242188,11.3786783218384,10.2688541412354,10.157588958740201,9.6297473907470703,9.3356885910034197,8.9214458465576207,8.7509040832519496,8.5351839065551793,8.5524559020996094,8.47686672210693,8.5459880828857404,8.7391986846923793,8.6564092636108398,8.5963792800903303,8.6742591857910192,8.6351099014282209,8.7470979690551793,8.8685941696166992,8.9716949462890607,8.9597854614257795,8.9777603149414098]
["   Electricity",null,null,24.591539382934599,25.251781463623001,25.738388061523398,25.3376979827881,25.268539428710898,24.918291091918899,24.500482559204102,23.8594665527344,23.593626022338899,23.443479537963899,23.311824798583999,23.328050613403299,23.4844055175781,23.749778747558601,23.944339752197301,23.889307022094702,23.952335357666001,24.000473022460898,24.006351470947301,24.077814102172901,24.1955890655518,24.23095703125,24.1812038421631]
[" Industrial 1/"]
["   Liquefied Petroleum Gases",null,null,11.1755380630493,16.959981918335,18.9578742980957,17.513134002685501,17.389408111572301,16.750247955322301,16.423851013183601,15.943309783935501,15.769355773925801,15.620997428894,15.627494812011699,15.565483093261699,15.6823263168335,15.8655786514282,15.8662757873535,15.8647546768188,15.9073581695557,15.883088111877401,15.994482994079601,16.1067924499512,16.2546577453613,16.219263076782202,16.2301216125488]
["   Distillate Fuel Oil",null,null,10.9898891448975,13.0814533233643,15.1407413482666,15.435567855835,14.2919836044312,13.4232997894287,12.948052406311,12.4780015945435,11.882830619811999,11.641848564147899,11.349123954772899,11.401933670043899,11.6324548721313,11.632493019104,11.737724304199199,12.060711860656699,12.0405569076538,12.1396341323853,12.421196937561,12.169375419616699,12.3622283935547,12.619636535644499,12.5786838531494]
["   Residual Fuel Oil",null,null,5.7738895416259801,7.7708010673522896,9.3422021865844709,9.8767166137695295,10.084191322326699,9.7906637191772496,9.5023155212402308,8.7792091369628906,8.4676847457885707,8.0373468399047905,7.9767365455627397,8.2131023406982404,8.4110374450683594,8.5568304061889595,8.6100654602050799,8.8084278106689506,8.9135255813598597,9.0664196014404297,9.2084608078002894,9.1494617462158203,9.2910699844360405,9.2583961486816406,9.38494873046875]
["   Natural Gas 2/",null,null,6.4688553810119602,8.1627740859985405,7.4494204521179199,7.3632249832153303,7.2901554107665998,6.7422003746032697,6.4267692565918004,6.0213589668273899,5.8671450614929199,5.6813068389892596,5.6900143623352104,5.6504640579223597,5.7415480613708496,5.91982173919678,5.8755149841308603,5.8359832763671902,5.9000439643859899,5.8858833312988299,6.0041050910949698,6.1238050460815403,6.2412667274475098,6.2102909088134801,6.2538614273071298]
["   Metallurgical Coal",null,null,2.3078472614288299,3.0599997043609601,3.2548489570617698,3.2975256443023699,3.2872827053070099,3.1889374256134002,3.0940959453582799,2.9914577007293701,2.8927016258239702,2.78926348686218,2.7408642768859899,2.7166485786438002,2.7061200141906698,2.7063503265380899,2.7045123577117902,2.68979120254517,2.7072892189025901,2.71812868118286,2.7191135883331299,2.7064330577850302,2.68589544296265,2.69574999809265,2.7049932479858398]
["   Other Industrial Coal",null,null,1.80300605297089,2.1500017642974898,2.2005796432495099,2.2392640113830602,2.2450914382934601,2.2358458042144802,2.2614977359771702,2.2480733394622798,2.2308864593505899,2.2124359607696502,2.2059276103973402,2.1967613697052002,2.18912577629089,2.1856777667999299,2.1763286590576199,2.1755278110504199,2.18182468414307,2.19542455673218,2.2050869464874299,2.2089655399322501,2.2187693119049099,2.2309319972991899,2.2423520088195801]
["   Coal to Liquids",null,null,"N/A","N/A","N/A","N/A","N/A","N/A","N/A",0.88956671953201305,0.881245017051697,0.88442194461822499,0.89085346460342396,0.88840740919113204,0.89322775602340698,0.90440875291824296,0.91453087329864502,0.95469778776168801,0.96978461742401101,1.01334369182587,1.02781510353088,1.0294380187988299,1.1219843626022299,1.2297383546829199,1.26935982704163]
["   Electricity",null,null,15.8847751617432,16.691057205200199,18.258220672607401,18.768579483032202,18.8538303375244,18.518165588378899,18.014034271240199,17.2542610168457,16.790317535400401,16.590124130248999,16.466903686523398,16.461626052856399,16.6055717468262,16.851476669311499,17.021175384521499,17.000881195068398,17.070917129516602,17.1260585784912,17.140884399414102,17.206485748291001,17.3262729644775,17.353824615478501,17.310489654541001]
[" Transportation"]
["   Liquefied Petroleum Gases 3/",null,null,19.6766357421875,23.9161167144775,26.805564880371101,22.710954666137699,22.759067535400401,22.268846511840799,24.343835830688501,23.932544708251999,23.763250350952099,23.536403656005898,23.5618801116943,23.4868278503418,23.560710906982401,23.7542419433594,23.654756546020501,23.5774955749512,23.664421081543001,23.6253147125244,23.741106033325199,23.8700561523438,23.973831176757798,23.953416824340799,23.9759330749512]
["   E85 4/",null,null,20.914932250976602,23.101913452148398,24.811454772949201,27.774848937988299,25.9952602386475,24.2666110992432,21.291254043579102,20.525190353393601,20.3361301422119,20.197395324706999,20.009881973266602,20.093305587768601,20.196292877197301,20.4327602386475,20.4076957702637,20.624263763427699,20.610368728637699,20.617734909057599,21.067132949829102,20.970218658447301,20.962213516235401,21.257926940918001,21.098123550415]
["   Motor Gasoline 5/",null,null,15.721848487854,18.644901275634801,21.1534824371338,20.964454650878899,19.721015930175799,18.6920680999756,17.902309417724599,17.232242584228501,16.863773345947301,16.565891265869102,16.0857257843018,16.063297271728501,16.111997604370099,16.240406036376999,16.3247375488281,16.6728916168213,16.6320400238037,16.751285552978501,17.051519393920898,16.920253753662099,17.1026096343994,17.3232307434082,17.144313812255898]
["   Jet Fuel 6/",null,null,9.2184209823608398,13.1439361572266,14.9574270248413,12.9907026290894,11.722384452819799,11.2624855041504,10.9056959152222,10.3720808029175,10.059165954589799,10.0335283279419,9.8430700302124006,9.8874025344848597,10.0322532653809,10.087176322936999,10.2108345031738,10.523097038269,10.506872177124,10.5880041122437,10.8930578231812,10.788450241088899,10.9106340408325,11.0979099273682,11.0487413406372]
["   Distillate Fuel Oil 7/",null,null,13.583283424377401,17.522464752197301,19.7921543121338,19.706336975097699,18.211244583129901,17.3085613250732,16.8088684082031,16.001249313354499,15.3922462463379,15.213009834289601,14.822114944458001,14.859941482543899,15.1213598251343,15.075839042663601,15.158118247985801,15.4795846939087,15.4157457351685,15.4886207580566,15.773143768310501,15.4716739654541,15.639728546142599,15.912574768066399,15.834021568298301]
["   Residual Fuel Oil",null,null,4.8536195755004901,5.5067763328552202,7.1623473167419398,8.8221101760864293,9.0483112335205096,8.6029233932495099,8.0481967926025408,7.6902847290039098,7.3429737091064498,7.1018238067626998,6.97245073318481,7.0413579940795898,7.0324416160583496,7.12284135818481,7.14320993423462,7.1685328483581499,7.3589744567871103,7.4886426925659197,7.6476154327392596,7.6766633987426802,7.8515577316284197,7.8973522186279297,8.0370302200317401]
["   Natural Gas 8/",null,null,11.913727760314901,14.761161804199199,11.981869697570801,12.283256530761699,12.1389265060425,12.3170175552368,13.965456008911101,13.507596015930201,13.291357994079601,13.0437335968018,12.940827369689901,12.861621856689499,12.894752502441399,13.0291633605957,12.9489841461182,12.946153640747101,12.9756631851196,12.953050613403301,13.079764366149901,13.110743522644,13.198463439941399,13.2244005203247,13.175202369689901]
["   Electricity",null,null,26.1035976409912,25.216188430786101,26.121034622192401,25.629154205322301,25.7473449707031,25.392839431762699,24.861566543579102,24.317947387695298,24.125808715820298,23.980707168579102,23.787378311157202,23.809650421142599,23.876377105712901,24.074831008911101,24.262081146240199,24.183790206909201,24.2170009613037,24.245899200439499,24.2234077453613,24.307447433471701,24.4279899597168,24.465734481811499,24.386825561523398]
[" Electric Power 9/"]
["   Distillate Fuel Oil",null,null,9.5153579711914098,11.3847246170044,13.235827445983899,14.263434410095201,13.7692108154297,12.704180717468301,11.7051839828491,10.7794647216797,10.0299482345581,9.2896862030029297,9.1972703933715803,9.2599020004272496,9.2775526046752894,9.4403448104858398,9.5352287292480504,9.7515039443969709,9.8428487777709996,9.9595317840576207,10.1106100082397,10.0771369934082,10.217479705810501,10.254093170166,10.318883895874]
["   Residual Fuel Oil",null,null,4.9909768104553196,6.9611043930053702,7.8457942008972203,7.1943798065185502,7.2948379516601598,6.9926204681396502,6.5808119773864702,6.2065305709838903,5.9029440879821804,5.45705270767212,5.4534096717834499,5.5995068550109899,5.6287369728088397,5.7370648384094203,5.8140759468078604,6.0071105957031303,6.0822205543518102,6.22955322265625,6.4186983108520499,6.3188004493713397,6.5342454910278303,6.5804891586303702,6.6370191574096697]
["   Natural Gas",null,null,6.1140975952148402,8.1813249588012695,6.9707522392272896,7.1151452064514196,7.0668158531189,6.5265731811523402,6.2202811241149902,5.8298497200012198,5.6925516128540004,5.4995698928832999,5.54103326797485,5.5007095336914098,5.59739446640015,5.7880721092224103,5.7225790023803702,5.6709170341491699,5.7639327049255398,5.72597312927246,5.8378243446350098,5.9462161064147896,6.05735063552856,6.0477237701415998,6.0664491653442401]
["   Steam Coal",null,null,1.4011929035186801,1.5299999713897701,1.6714243888855,1.69177293777466,1.70398998260498,1.7000321149826001,1.7052028179168699,1.66678094863892,1.63700723648071,1.6199716329574601,1.61296951770782,1.59987056255341,1.59190189838409,1.5892090797424301,1.57604885101318,1.5779995918273899,1.5809644460678101,1.5890377759933501,1.59825491905212,1.6020262241363501,1.6148724555969201,1.62832856178284,1.63934326171875]
[" Average Price to All Users 10/"]
["   Liquefied Petroleum Gases",null,null,12.6906900405884,17.482444763183601,19.464084625244102,18.995626449585,18.880571365356399,18.286575317382798,18.020065307617202,17.571559906005898,17.417589187622099,17.2678737640381,17.291303634643601,17.241743087768601,17.364793777465799,17.562221527099599,17.562810897827099,17.558799743652301,17.620630264282202,17.599321365356399,17.721448898315401,17.8418064117432,17.9907836914063,17.9618225097656,17.988685607910199]
["   E85 4/",null,null,20.914932250976602,23.101913452148398,24.811454772949201,27.774848937988299,25.9952602386475,24.2666110992432,21.291254043579102,20.525190353393601,20.3361301422119,20.197395324706999,20.009881973266602,20.093305587768601,20.196292877197301,20.4327602386475,20.4076957702637,20.624263763427699,20.610368728637699,20.617734909057599,21.067132949829102,20.970218658447301,20.962213516235401,21.257926940918001,21.098123550415]
["   Motor Gasoline 5/",null,null,15.706001281738301,18.602125167846701,21.1080112457275,20.962741851806602,19.720066070556602,18.690637588501001,17.900485992431602,17.230388641357401,16.861814498901399,16.564214706420898,16.0839519500732,16.0615749359131,16.110080718994102,16.238643646240199,16.322971343994102,16.671089172363299,16.630247116088899,16.7495441436768,17.049686431884801,16.918500900268601,17.100944519043001,17.321361541748001,17.142530441284201]
["   Jet Fuel",null,null,9.2184209823608398,13.1439361572266,14.9574270248413,12.9907026290894,11.722384452819799,11.2624855041504,10.9056959152222,10.3720808029175,10.059165954589799,10.0335283279419,9.8430700302124006,9.8874025344848597,10.0322532653809,10.087176322936999,10.2108345031738,10.523097038269,10.506872177124,10.5880041122437,10.8930578231812,10.788450241088899,10.9106340408325,11.0979099273682,11.0487413406372]
["   Distillate Fuel Oil",null,null,12.9106340408325,16.217037200927699,18.421550750732401,18.437913894653299,17.199058532714801,16.296318054199201,15.704516410827599,14.921827316284199,14.360170364379901,14.182985305786101,13.862556457519499,13.915904045105,14.153459548950201,14.1445617675781,14.2399711608887,14.558382987976101,14.527869224548301,14.6189737319946,14.9021968841553,14.6463842391968,14.8252000808716,15.0819444656372,15.031323432922401]
["   Residual Fuel Oil",null,null,5.0985417366027797,6.5886197090148899,7.9185199737548801,8.2529850006103498,8.4050197601318395,8.0572872161865199,7.6087560653686497,7.1943945884704599,6.8676166534423801,6.4547815322876003,6.4073238372802699,6.54701900482178,6.5695567131042498,6.6816062927246103,6.7372307777404803,6.86507225036621,6.9956922531127903,7.1396765708923304,7.3088741302490199,7.2670574188232404,7.4510564804077104,7.4737396240234402,7.5808291435241699]
["   Natural Gas",null,null,7.8259296417236301,9.6487970352172905,9.1377601623535192,8.7611961364746094,8.6626396179199201,8.1270828247070295,7.8336372375488299,7.4448304176330602,7.2887372970581099,7.0927038192748997,7.1150150299072301,7.0641679763793901,7.1520218849182102,7.3469972610473597,7.2896466255187997,7.2448530197143599,7.3207983970642099,7.3070926666259801,7.4372458457946804,7.5700182914733896,7.6924967765808097,7.6794857978820801,7.7304539680481001]
["   Metallurgical Coal",null,null,2.3078472614288299,3.0599997043609601,3.2548489570617698,3.2975256443023699,3.2872827053070099,3.1889374256134002,3.0940959453582799,2.9914577007293701,2.8927016258239702,2.78926348686218,2.7408642768859899,2.7166485786438002,2.7061200141906698,2.7063503265380899,2.7045123577117902,2.68979120254517,2.7072892189025901,2.71812868118286,2.7191135883331299,2.7064330577850302,2.68589544296265,2.69574999809265,2.7049932479858398,2027,2028,2029,2030,2031,2032,2033,2034,2035,2036,2037,2038,2039,2040,2041,2042,2043,2044,2045,2046,2047,2048,2049,2050,2051,2052,2053,2054,2055,2056,2057,2058,2059,2060,2061,2062,2063,2064,2065,2066,2067,2068,2069,2070]
["   Other Coal",null,null,1.43066883087158,1.5706532001495399,1.7059867382049601,1.7268872261047401,1.7392324209213299,1.7345312833786,1.7401528358459499,1.7026997804641699,1.67319643497467,1.6556009054184,1.6479283571243299,1.63474309444427,1.6263667345046999,1.6231272220611599,1.60980331897736,1.6111264228820801,1.61373710632324,1.6214674711227399,1.6300570964813199,1.6331868171691899,1.6452817916870099,1.6581670045852701,1.6686607599258401]
["   Coal to Liquids",null,null,"N/A","N/A","N/A","N/A","N/A","N/A","N/A",0.88956671953201305,0.881245017051697,0.88442194461822499,0.89085346460342396,0.88840740919113204,0.89322775602340698,0.90440875291824296,0.91453087329864502,0.95469778776168801,0.96978461742401101,1.01334369182587,1.02781510353088,1.0294380187988299,1.1219843626022299,1.2297383546829199,1.26935982704163]
["   Electricity",null,null,23.009492874145501,23.734071731567401,24.3845615386963,24.318822860717798,24.297929763793899,24.022377014160199,23.662025451660199,23.093143463134801,22.802413940429702,22.663448333740199,22.5459308624268,22.5456428527832,22.688844680786101,22.9480895996094,23.136041641235401,23.0899753570557,23.154170989990199,23.213594436645501,23.230543136596701,23.3047065734863,23.429094314575199,23.4709377288818,23.433801651001001]
["Non-Renewable Energy Expenditures by Sector"]
["(billion 2005 dollars)"]
[" Residential",null,null,195.98880004882801,215.13366699218801,218.80557250976599,221.29866027832,223.50036621093801,221.10458374023401,220.438400268555,218.08479309082,218.45701599121099,217.84970092773401,219.40165710449199,221.00289916992199,224.59239196777301,228.53056335449199,230.97148132324199,232.57162475585901,236.03457641601599,237.58020019531301,240.43632507324199,243.39186096191401,247.24427795410199,248.98767089843801,251.02548217773401]
[" Commercial",null,null,141.77845764160199,154.38449096679699,157.84999084472699,156.06527709960901,159.312088012695,158.53677368164099,157.966796875,156.350173950195,157.31393432617199,158.58882141113301,160.74195861816401,163.37489318847699,167.20817565918,172.04411315918,175.58262634277301,178.093505859375,181.73991394043,185.01341247558599,188.79048156738301,192.86947631835901,197.36026000976599,201.10684204101599,204.49230957031301]
[" Industrial",null,null,184.22943115234401,196.07313537597699,205.39855957031301,217.87611389160199,214.14784240722699,207.11370849609401,200.48422241210901,191.81477355957,187.29217529296901,184.91578674316401,184.25204467773401,184.11447143554699,186.80691528320301,189.66255187988301,190.49990844726599,192.03105163574199,194.88296508789099,196.87213134765599,200.07191467285199,202.13279724121099,205.48814392089801,206.97822570800801,209.30905151367199]
[" Transportation",null,null,385.00112915039102,474.66281127929699,545.7236328125,538.79211425781295,508.11019897460898,488.44781494140602,476.37777709960898,463.41403198242199,458.16046142578102,458.57275390625,452.78533935546898,459.41848754882801,469.74392700195301,478.67190551757801,487.87078857421898,505.29348754882801,511.07485961914102,521.646240234375,538.77532958984398,540.642822265625,554.21173095703102,570.280029296875,574.30035400390602]
["   Total Non-Renewable Expenditures",null,null,906.997802734375,1040.25415039063,1127.77770996094,1134.0322265625,1105.07055664063,1075.20288085938,1055.26721191406,1029.66381835938,1021.22357177734,1019.92706298828,1017.18103027344,1027.91076660156,1048.35144042969,1068.9091796875,1084.9248046875,1107.98962402344,1123.73229980469,1141.11193847656,1168.07409667969,1179.03698730469,1204.30444335938,1227.35278320313,1239.12719726563]
[" Transportation Renewable Expenditures",null,null,2.27928571403027E-2,3.3822253346443197E-2,4.68330308794975E-2,4.2311083525419201E-2,4.6379543840885197E-2,5.0339180976152399E-2,6.3796535134315505E-2,7.1353547275066403E-2,7.5695373117923695E-2,8.06071981787682E-2,8.2480475306510898E-2,8.9031867682933793E-2,9.6231654286384596E-2,0.10344713926315301,0.112680315971375,0.13150542974471999,0.15408998727798501,0.18660007417201999,0.21707823872566201,0.243339464068413,0.28575915098190302,0.31987324357032798,0.34808513522148099]
["   Total Expenditures",null,null,907.02056884765602,1040.28796386719,1127.82458496094,1134.07458496094,1105.11694335938,1075.25317382813,1055.3310546875,1029.73522949219,1021.29925537109,1020.00769042969,1017.26348876953,1027.99975585938,1048.44763183594,1069.01257324219,1085.03747558594,1108.12109375,1123.88635253906,1141.29858398438,1168.29113769531,1179.2802734375,1204.59020996094,1227.67260742188,1239.47534179688]
["Woody Biomass","See High A Case"]
["Methanol","See High A Case"]
["Prices for Woody Biomass, Methanol and Steam are taken from the AEO High A case below",null,null,null,null,null,null,null,null,null,null,null,null,null,null,null,null,null,null,null,null,null,null,null,null,null,{"$f":"Z641+($AI$471-$Y$641)/10","v":8.1072037368774854},{"$f":"AA471+($AI$471-$Y$641)/10","v":8.1552847846985532},8.203365832519621,8.2514468803406888,8.2995279281617567,8.3476089759828245,8.3956900238038923,8.4437710716249601,{"$f":"T641*$E$742","v":8.4918521194460261},{"$f":"AI471+($AX$471-$AI$471)/15","v":8.5879736457897184},{"$f":"AJ471+($AX$471-$AI$471)/15","v":8.6840951721334108},8.7802166984771031,8.8763382248207954,8.9724597511644877,9.06858127750818,9.1647028038518723,9.2608243301955646,9.3569458565392569,9.4530673828829492,9.5491889092266415,9.6453104355703339,9.7414319619140262,9.8375534882577185,{"$f":"AI471*$B$742","v":9.9336750146014001},{"$f":"AX471+($BM$471-$AX$471)/15","v":10.032035813725209},{"$f":"AY471+($BM$471-$AX$471)/15","v":10.130396612849017},10.228757411972826,10.327118211096634,10.425479010220442,10.523839809344251,10.622200608468059,10.720561407591868,10.818922206715676,10.917283005839485,11.015643804963293,11.114004604087102,11.21236540321091,11.310726202334719,{"$f":"AX471*$C$742","v":11.409087001458516},{"$f":"BM471+($BR$471-$BM$471)/5","v":11.522056966057418},{"$f":"BN471+($BR$471-$BM$471)/5","v":11.63502693065632},{"$f":"BO471+($BR$471-$BM$471)/5","v":11.747996895255222},{"$f":"BP471+($BR$471-$BM$471)/5","v":11.860966859854123},{"$f":"BM471*$D$742","v":11.973936824453022}]
["   1/ Includes energy for combined heat and power plants, except those whose primary business is to sell electricity, or electricity and heat, to the public.",null,null,null,null,null,null,null,null,null,null,null,null,null,null,null,null,null,null,null,null,null,null,null,null,null,{"$f":"Z642+($AI$472-$Y$642)/10","v":22.490795032640289},{"$f":"AA472+($AI$472-$Y$642)/10","v":22.394891584604984},22.29898813656968,22.203084688534375,22.10718124049907,22.011277792463765,21.915374344428461,21.819470896393156,{"$f":"T642*$E$745","v":21.723567448357841},{"$f":"AI472+($AX$472-$AI$472)/15","v":21.715027463671497},{"$f":"AJ472+($AX$472-$AI$472)/15","v":21.706487478985153},21.697947494298809,21.689407509612465,21.680867524926121,21.672327540239777,21.663787555553434,21.65524757086709,21.646707586180746,21.638167601494402,21.629627616808058,21.621087632121714,21.61254764743537,21.604007662749027,{"$f":"AI472*$B$745","v":21.595467678062693},{"$f":"AX472+($BM$472-$AX$472)/15","v":21.609186144316791},{"$f":"AY472+($BM$472-$AX$472)/15","v":21.622904610570888},21.636623076824986,21.650341543079083,21.664060009333181,21.677778475587278,21.691496941841375,21.705215408095473,21.71893387434957,21.732652340603668,21.746370806857765,21.760089273111863,21.77380773936596,21.787526205620058,{"$f":"AX472*$C$745","v":21.801244671874137},{"$f":"BM472+($BR$472-$BM$472)/5","v":21.815093857443394},{"$f":"BN472+($BR$472-$BM$472)/5","v":21.82894304301265},{"$f":"BO472+($BR$472-$BM$472)/5","v":21.842792228581906},{"$f":"BP472+($BR$472-$BM$472)/5","v":21.856641414151163},{"$f":"BM472*$D$745","v":21.870490599720426}]
["   2/ Excludes use for lease and plant fuel."]
["   3/ Includes Federal and State taxes while excluding county and local taxes."]
["   4/ E85 refers to a blend of 85 percent ethanol (renewable) and 15 percent motor gasoline (nonrenewable).  To address cold starting issues, the percentage of ethanol actually"]
["varies seasonally.  The annual average ethanol content of 74 percent is used for this forecast."]
["   5/ Sales weighted-average price for all grades.  Includes Federal, State, and local taxes."]
["   6/ Kerosene-type jet fuel.  Includes Federal and State taxes while excluding county and local taxes."]
["   7/ Diesel fuel for on-road use.  Includes Federal and State taxes while excluding county and local taxes."]
["   8/ Compressed natural gas used as a vehicle fuel.  Includes estimated motor vehicle fuel taxes and estimated dispensing costs or charges.",null,null,null,null,null,null,null,null,null,null,null,null,null,null,null,null,null,null,null,null,null,null,null,null,null,{"$f":"Z650+($AI$480-$Y$650)/10","v":5.5873463921161282},{"$f":"AA480+($AI$480-$Y$650)/10","v":5.6146233040707969},5.6419002160254657,5.6691771279801344,5.6964540399348031,5.7237309518894719,5.7510078638441406,5.7782847757988094,{"$f":"T650*$E$742","v":5.8055616877534817},{"$f":"AI480+($AX$480-$AI$480)/15","v":5.8712763802445851},{"$f":"AJ480+($AX$480-$AI$480)/15","v":5.9369910727356885},6.0027057652267919,6.0684204577178953,6.1341351502089987,6.1998498427001021,6.2655645351912055,6.3312792276823089,6.3969939201734123,6.4627086126645157,6.5284233051556191,6.5941379976467225,6.6598526901378259,6.7255673826289293,{"$f":"AI480*$B$742","v":6.791282075120038},{"$f":"AX480+($BM$480-$AX$480)/15","v":6.858527674659193},{"$f":"AY480+($BM$480-$AX$480)/15","v":6.925773274198348},6.993018873737503,7.060264473276658,7.1275100728158129,7.1947556723549679,7.2620012718941229,7.3292468714332779,7.3964924709724329,7.4637380705115879,7.5309836700507429,7.5982292695898979,7.6654748691290528,7.7327204686682078,{"$f":"AX480*$C$742","v":7.7999660682073682},{"$f":"BM480+($BR$480-$BM$480)/5","v":7.8771994077800587},{"$f":"BN480+($BR$480-$BM$480)/5","v":7.9544327473527492},{"$f":"BO480+($BR$480-$BM$480)/5","v":8.0316660869254388},{"$f":"BP480+($BR$480-$BM$480)/5","v":8.1088994264981284},{"$f":"BM480*$D$742","v":8.1861327660708199}]
["   9/ Includes electricity-only and combined heat and power plants whose primary business is to sell electricity, or electricity and heat, to the public."]
["   10/ Weighted averages of end-use fuel prices are derived from the prices shown in each sector and the corresponding sectoral consumption."]
["   Btu = British thermal unit.",null,null,null,null,null,null,null,null,null,null,null,null,null,null,null,null,null,null,null,null,null,null,null,null,null,{"$f":"Z653+($AI$483-$Y$653)/10","v":15.747041087587585},{"$f":"AA483+($AI$483-$Y$653)/10","v":15.673905881106727},15.600770674625869,15.527635468145011,15.454500261664153,15.381365055183295,15.308229848702437,15.235094642221579,{"$f":"T653*$E$745","v":15.161959435740725},{"$f":"AI483+($AX$483-$AI$483)/15","v":15.155998955184113},{"$f":"AJ483+($AX$483-$AI$483)/15","v":15.150038474627502},15.144077994070891,15.138117513514279,15.132157032957668,15.126196552401057,15.120236071844445,15.114275591287834,15.108315110731223,15.102354630174611,15.096394149618,15.090433669061388,15.084473188504777,15.078512707948166,{"$f":"AI483*$B$745","v":15.072552227391549},{"$f":"AX483+($BM$483-$AX$483)/15","v":15.082127028094042},{"$f":"AY483+($BM$483-$AX$483)/15","v":15.091701828796536},15.101276629499029,15.110851430201523,15.120426230904016,15.130001031606509,15.139575832309003,15.149150633011496,15.15872543371399,15.168300234416483,15.177875035118976,15.18744983582147,15.197024636523963,15.206599437226457,{"$f":"AX483*$C$745","v":15.216174237928941},{"$f":"BM483+($BR$483-$BM$483)/5","v":15.225840274150585},{"$f":"BN483+($BR$483-$BM$483)/5","v":15.235506310372228},{"$f":"BO483+($BR$483-$BM$483)/5","v":15.245172346593872},{"$f":"BP483+($BR$483-$BM$483)/5","v":15.254838382815516},{"$f":"BM483*$D$745","v":15.264504419037157}]
["   N/A = Not applicable."]
["   Note:  Data for 2004 and 2005 are model results and may differ slightly from official EIA data reports."]
["   Sources:  2004 and 2005 prices for motor gasoline, distillate fuel oil, and jet fuel are based on prices in the Energy Information Administration (EIA), Petroleum Marketing Annual 2005,"]
["DOE/EIA-0487(2005) (Washington, DC, August 2006).  2004 residential and commercial natural gas delivered prices:  EIA, Natural Gas Annual 2004, DOE/EIA-0131(2004)"]
["(Washington, DC, December 2005).  2005 residential and commercial natural gas delivered prices:  EIA, Natural Gas Monthly, DOE/EIA-0130(2006/04) (Washington, DC, April 2006).",null,null,null,null,null,null,null,null,null,null,null,null,null,null,null,null,null,null,null,null,null,null,null,null,null,{"$f":"Z658+($AI$488-$Y$658)/10","v":13.224797394153365},{"$f":"AA488+($AI$488-$Y$658)/10","v":13.589441040570847},13.954084686988329,14.318728333405812,14.683371979823294,15.048015626240776,15.412659272658258,15.777302919075741,{"$f":"T658*$E$744","v":16.141946565493228},{"$f":"AI488+($AX$488-$AI$488)/15","v":16.312798018423909},{"$f":"AJ488+($AX$488-$AI$488)/15","v":16.483649471354589},16.654500924285269,16.82535237721595,16.99620383014663,17.16705528307731,17.337906736007991,17.508758188938671,17.679609641869352,17.850461094800032,18.021312547730712,18.192164000661393,18.363015453592073,18.533866906522753,{"$f":"AI488*$B$744","v":18.704718359453445},{"$f":"AX488+($BM$488-$AX$488)/15","v":18.811222625087144},{"$f":"AY488+($BM$488-$AX$488)/15","v":18.917726890720843},19.024231156354542,19.130735421988241,19.23723968762194,19.34374395325564,19.450248218889339,19.556752484523038,19.663256750156737,19.769761015790436,19.876265281424136,19.982769547057835,20.089273812691534,20.195778078325233,{"$f":"AX488*$C$744","v":20.302282343958908},{"$f":"BM488+($BR$488-$BM$488)/5","v":20.417883104696291},{"$f":"BN488+($BR$488-$BM$488)/5","v":20.533483865433674},{"$f":"BO488+($BR$488-$BM$488)/5","v":20.649084626171057},{"$f":"BP488+($BR$488-$BM$488)/5","v":20.76468538690844},{"$f":"BM488*$D$744","v":20.880286147645826}]
["2004 and 2005 industrial natural gas delivered prices are estimated based on:  EIA, Manufacturing Energy Consumption Survey 1994 and industrial and wellhead prices from the"]
["Natural Gas Annual 2004, DOE/EIA-0131(2004) (Washington, DC, December 2005) and the Natural Gas Monthly, DOE/EIA-0130(2006/04) (Washington, DC, April 2006).  2004",null,null,null,null,null,null,null,null,null,null,null,null,null,null,null,null,null,null,null,null,null,null,null,null,null,{"$f":"Z660+($AI$490-$Y$660)/10","v":15.4577980437679},{"$f":"AA490+($AI$490-$Y$660)/10","v":15.88385635596555},16.309914668163202,16.735972980360852,17.162031292558503,17.588089604756153,18.014147916953803,18.440206229151453,{"$f":"T660*$E$744","v":18.866264541349103},{"$f":"AI490+($AX$490-$AI$490)/15","v":19.065951034869943},{"$f":"AJ490+($AX$490-$AI$490)/15","v":19.265637528390783},19.465324021911623,19.665010515432463,19.864697008953303,20.064383502474143,20.264069995994983,20.463756489515823,20.663442983036663,20.863129476557503,21.062815970078343,21.262502463599183,21.462188957120024,21.661875450640864,{"$f":"AI490*$B$744","v":21.861561944161682},{"$f":"AX490+($BM$490-$AX$490)/15","v":21.986041209538687},{"$f":"AY490+($BM$490-$AX$490)/15","v":22.110520474915692},22.234999740292697,22.359479005669701,22.483958271046706,22.608437536423711,22.732916801800716,22.857396067177721,22.981875332554726,23.10635459793173,23.230833863308735,23.35531312868574,23.479792394062745,23.60427165943975,{"$f":"AX490*$C$744","v":23.728750924816747},{"$f":"BM490+($BR$490-$BM$490)/5","v":23.863861924249427},{"$f":"BN490+($BR$490-$BM$490)/5","v":23.998972923682107},{"$f":"BO490+($BR$490-$BM$490)/5","v":24.134083923114787},{"$f":"BP490+($BR$490-$BM$490)/5","v":24.269194922547467},{"$f":"BM490*$D$744","v":24.404305921980139}]
["transportation sector natural gas delivered prices are based on:  EIA, Natural Gas Annual 2004, DOE/EIA-0131(2004) (Washington, DC, December 2005) and estimated state taxes,"]
["federal taxes, and dispensing costs or charges.  2005 transportation sector natural gas delivered prices are model results.  2004 and 2005 electric power sector natural gas prices:"]
["EIA, Electric Power Monthly, May 2005 through April 2006, Table 4.11.A.  2004 and 2005 coal prices based on:  EIA, Quarterly Coal Report, October-December 2005, DOE/EIA-0121"]
["(2005/4Q) (Washington, DC, March 2006) and EIA, AEO2007 National Energy Modeling System run aeo2007.d112106a.  2004 and 2005 electricity prices:  EIA, Annual Energy Review",null,null,null,null,null,null,null,null,null,null,null,null,null,null,null,null,null,null,null,null,null,null,null,null,null,{"$f":"Z664+($AI$494-$Y$664)/10","v":19.493346965415647},{"$f":"AA494+($AI$494-$Y$664)/10","v":19.39274662152437},19.292146277633094,19.191545933741818,19.090945589850541,18.990345245959265,18.889744902067989,18.789144558176712,{"$f":"T664*$E$747","v":18.68854421428545},{"$f":"AI494+($AX$494-$AI$494)/15","v":18.700972398006513},{"$f":"AJ494+($AX$494-$AI$494)/15","v":18.713400581727576},18.72582876544864,18.738256949169703,18.750685132890766,18.763113316611829,18.775541500332892,18.787969684053955,18.800397867775018,18.812826051496081,18.825254235217145,18.837682418938208,18.850110602659271,18.862538786380334,{"$f":"AI494*$B$747","v":18.874966970101411},{"$f":"AX494+($BM$494-$AX$494)/15","v":18.881381252955478},{"$f":"AY494+($BM$494-$AX$494)/15","v":18.887795535809545},18.894209818663612,18.900624101517678,18.907038384371745,18.913452667225812,18.919866950079879,18.926281232933945,18.932695515788012,18.939109798642079,18.945524081496146,18.951938364350212,18.958352647204279,18.964766930058346,{"$f":"AX494*$C$747","v":18.971181212912409},{"$f":"BM494+($BR$494-$BM$494)/5","v":18.97762819226703},{"$f":"BN494+($BR$494-$BM$494)/5","v":18.984075171621651},{"$f":"BO494+($BR$494-$BM$494)/5","v":18.990522150976272},{"$f":"BP494+($BR$494-$BM$494)/5","v":18.996969130330893},{"$f":"BM494*$D$747","v":19.003416109685507}]
["2005, DOE/EIA-0384(2005) (Washington, DC, July 2006).  2004 and 2005 ethanol prices derived from weekly spot prices in the Oxy Fuel News.  Projections:  EIA, AEO2007 National"]
["Energy Modeling System run aeo2007.d112106a."]
[]
[]
[]
["Raw EIA Price Data"]
["AEO 2005 Reference Case"]
[" Report #: DOE/EIA-0383(2005)"]
["Release date full report: January 2005"]
["Energy Prices"]
["Name of file: aeotab_3.xls"]
["http://www.eia.doe.gov/oiaf/aeo/index.html",null,null,null,null,null,null,null,null,null,null,null,null,null,null,null,null,null,null,null,null,null,null,null,null,null,{"$f":"Z676+($AI$506-$Y$676)/10","v":5.5529965108452508},{"$f":"AA506+($AI$506-$Y$676)/10","v":5.5809474506703411},5.6088983904954315,5.6368493303205218,5.6648002701456122,5.6927512099707025,5.7207021497957928,5.7486530896208832,{"$f":"T676*$E$742","v":5.77660402944597},{"$f":"AI506+($AX$506-$AI$506)/15","v":5.8419909425225587},{"$f":"AJ506+($AX$506-$AI$506)/15","v":5.9073778555991474},5.9727647686757361,6.0381516817523249,6.1035385948289136,6.1689255079055023,6.234312420982091,6.2996993340586798,6.3650862471352685,6.4304731602118572,6.4958600732884459,6.5612469863650347,6.6266338994416234,6.6920208125182121,{"$f":"AI506*$B$742","v":6.7574077255948062},{"$f":"AX506+($BM$506-$AX$506)/15","v":6.8243179096825601},{"$f":"AY506+($BM$506-$AX$506)/15","v":6.8912280937703141},6.958138277858068,7.025048461945822,7.091958646033576,7.1588688301213299,7.2257790142090839,7.2926891982968378,7.3595993823845918,7.4265095664723457,7.4934197505600997,7.5603299346478536,7.6272401187356076,7.6941503028233615,{"$f":"AX506*$C$742","v":7.7610604869111093},{"$f":"BM506+($BR$506-$BM$506)/5","v":7.8379085930167243},{"$f":"BN506+($BR$506-$BM$506)/5","v":7.9147566991223393},{"$f":"BO506+($BR$506-$BM$506)/5","v":7.9916048052279542},{"$f":"BP506+($BR$506-$BM$506)/5","v":8.0684529113335692},{"$f":"BM506*$D$742","v":8.1453010174391842}]
[null,null,null,null,null,null,null,null,null,null,null,null,null,null,null,null,null,null,null,null,null,null,null,null,null,null,{"$f":"Z677+($AI$507-$Y$677)/10","v":1.3364941226202385},{"$f":"AA507+($AI$507-$Y$677)/10","v":1.3402060190972878},1.343917915574337,1.3476298120513863,1.3513417085284356,1.3550536050054849,1.3587655014825342,1.3624773979595834,{"$f":"T677*$E$740","v":1.3661892944366323},{"$f":"AI507+($AX$507-$AI$507)/15","v":1.3701947313799723},{"$f":"AJ507+($AX$507-$AI$507)/15","v":1.3742001683233123},1.3782056052666523,1.3822110422099922,1.3862164791533322,1.3902219160966722,1.3942273530400122,1.3982327899833522,1.4022382269266922,1.4062436638700322,1.4102491008133722,1.4142545377567122,1.4182599747000522,1.4222654116433922,{"$f":"AI507*$B$740","v":1.4262708485867317},{"$f":"AX507+($BM$507-$AX$507)/15","v":1.428975877834666},{"$f":"AY507+($BM$507-$AX$507)/15","v":1.4316809070826002},1.4343859363305345,1.4370909655784687,1.439795994826403,1.4425010240743372,1.4452060533222715,1.4479110825702057,1.45061611181814,1.4533211410660742,1.4560261703140085,1.4587311995619427,1.461436228809877,1.4641412580578113,{"$f":"AX507*$C$740","v":1.4668462873057471},{"$f":"BM507+($BR$507-$BM$507)/5","v":1.4696282709053681},{"$f":"BN507+($BR$507-$BM$507)/5","v":1.4724102545049891},{"$f":"BO507+($BR$507-$BM$507)/5","v":1.4751922381046101},{"$f":"BP507+($BR$507-$BM$507)/5","v":1.4779742217042311},{"$f":"BM507*$D$740","v":1.4807562053038525}]
[" Table   3.  Energy Prices by Sector and Source"]
["                      (2003 Dollars per Million Btu, Unless Otherwise Noted)"]
[]
["","2002","2003","2004","2005","2006","2007","2008","2009","2010","2011","2012","2013","2014","2015","2016","2017","2018","2019","2020","2021","2022","2023","2024","2025",2026]
["","","","","","","","","","","","","","","","","","","","","","","","",""]
["","","","","","","","","","","","","","","","","","","","","","","","",""]
[" Residential",15.0220499038696,15.811363220214799,16.4251308441162,16.464759826660199,15.680528640747101,15.0112085342407,14.5817928314209,14.458288192749,14.326377868652299,14.293612480163601,14.4205980300903,14.6031141281128,14.8352861404419,14.979790687561,15.0010738372803,15.073490142822299,15.2468109130859,15.482013702392599,15.6422672271729,15.809124946594199,15.869408607482899,15.910493850708001,16.000511169433601,16.127393722534201]
["   Primary Energy 1/",8.3285751342773402,9.67810153961182,10.6516561508179,10.5737972259521,9.7301187515258807,9.2126417160034197,8.7946681976318395,8.5506849288940394,8.3542766571044904,8.2684001922607404,8.3419942855834996,8.4596767425537092,8.6078786849975604,8.7398357391357404,8.7483062744140607,8.7686567306518608,8.8867673873901403,9.0631914138793892,9.2055320739746094,9.3421277999877894,9.4150266647338903,9.4582109451293892,9.5390539169311506,9.6245632171630895]
["     Petroleum Products 2/",10.0436496734619,11.266843795776399,13.0600261688232,12.5262813568115,11.260459899902299,10.814398765564,10.6458578109741,10.453662872314499,10.443992614746101,10.420529365539601,10.4911556243896,10.5971431732178,10.650529861450201,10.7566242218018,10.8697347640991,10.955939292907701,11.0780487060547,11.222780227661101,11.364427566528301,11.5109758377075,11.6184797286987,11.7467203140259,11.8437652587891,11.9311771392822]
["       Distillate Fuel",8.3698368072509801,9.5702075958252006,10.537187576293899,10.120927810668899,9.0704116821289098,8.6811342239379901,8.4951152801513707,8.3145399093627894,8.2864685058593803,8.2537784576415998,8.2966070175170898,8.3739995956420898,8.4385089874267596,8.4884243011474592,8.5346355438232404,8.5863618850708008,8.7058753967285192,8.7835302352905291,8.8462095260620099,8.9105930328369105,8.9716310501098597,9.0270709991455096,9.0740833282470703,9.1169166564941406]
["       Liquefied Petroleum Gas",12.976583480835,14.582922935485801,17.5701904296875,17.073207855224599,15.3619232177734,14.740796089172401,14.555371284484901,14.281338691711399,14.253823280334499,14.190848350524901,14.252662658691399,14.348473548889199,14.316626548767101,14.447472572326699,14.6025552749634,14.6705665588379,14.712552070617701,14.8757133483887,15.056845664978001,15.2477731704712,15.3445425033569,15.4947566986084,15.580441474914601,15.645468711853001]
["     Natural Gas",7.8179483413696298,9.2187824249267596,9.9373922348022496,10.0359506607056,9.3121318817138707,8.7750911712646502,8.2899227142334002,8.0357856750488299,7.7935147285461399,7.6957306861877397,7.7737927436828604,7.89709520339966,8.0722961425781303,8.21258449554443,8.1957035064697301,8.2030982971191406,8.3247480392456108,8.5131444931030291,8.6595201492309606,8.7975921630859393,8.8660669326782209,8.8930187225341797,8.9751634597778303,9.0651559829711896]
["   Electricity",25.222642898559599,25.415189743041999,25.1893119812012,25.147850036621101,24.3894958496094,23.460399627685501,22.990982055664102,23.018142700195298,22.960025787353501,22.974227905273398,23.1215305328369,23.312740325927699,23.5714206695557,23.632020950317401,23.589054107666001,23.650138854980501,23.8146667480469,24.0346794128418,24.122148513793899,24.230636596679702,24.181154251098601,24.130558013916001,24.148235321044901,24.238166809081999]
["","","","","","","","","","","","","","","","","","","","","","","","",""]
[" Commercial",15.064169883728001,15.629265785217299,15.835299491882299,15.918291091918899,15.0829524993896,14.3196773529053,13.910519599914601,13.8424997329712,13.762632369995099,13.8186712265015,14.058515548706101,14.316973686218301,14.661353111267101,14.869439125061,14.9301090240479,15.044508934021,15.2485342025757,15.517853736877401,15.7009220123291,15.889198303222701,15.933961868286101,15.975202560424799,16.0630493164063,16.195989608764599]
["   Primary Energy 1/",6.5697088241577104,7.9157042503356898,8.3734645843505895,8.3683490753173793,7.7444124221801802,7.3380589485168501,7.0368156433105504,6.9020848274231001,6.8100509643554696,6.84179735183716,6.8974781036376998,6.9808845520019496,7.1057710647582999,7.20139837265015,7.18692874908447,7.1932849884033203,7.2944316864013699,7.4377117156982404,7.5399260520935103,7.6392593383789098,7.6873850822448704,7.6958703994751003,7.7559337615966797,7.8220491409301802]
["     Petroleum Products 2/",6.9482707977294904,8.0266513824462908,8.9197750091552699,8.6532449722290004,7.9109911918640101,7.48618364334106,7.32971286773682,7.1282916069030797,7.1344366073608398,7.2035880088806197,7.21549415588379,7.2433881759643599,7.2548027038574201,7.2826437950134304,7.3254833221435502,7.3667011260986301,7.4382300376892099,7.5099358558654803,7.5474686622619602,7.6315479278564498,7.69354152679443,7.7161302566528303,7.7569241523742702,7.8363184928893999]
["       Distillate Fuel",6.1493649482727104,7.03082323074341,7.7272844314575204,7.4210705757141104,6.8826036453247097,6.5409913063049299,6.4167842864990199,6.2535924911498997,6.2965154647827104,6.4007697105407697,6.4218788146972701,6.4483299255371103,6.4679012298584002,6.4912290573120099,6.52826023101807,6.5738272666931197,6.6604804992675799,6.7330570220947301,6.75683689117432,6.8434348106384304,6.9099073410034197,6.9186587333679199,6.9633812904357901,7.0585165023803702]
["       Residual Fuel",4.2683343887329102,4.9646224975585902,5.0606441497802699,5.3499689102172896,5.0606269836425799,4.6454811096191397,4.44089698791504,4.3064308166503897,4.2577414512634304,4.3118896484375,4.3638815879821804,4.4166550636291504,4.4711151123046902,4.5238728523254403,4.5756058692932102,4.6275658607482901,4.6890521049499503,4.7516570091247603,4.8052668571472203,4.8599562644958496,4.9139251708984402,4.9674754142761204,5.0218071937561,5.0773591995239302]
["     Natural Gas",6.6170339584350604,8.0769119262695295,8.4474086761474592,8.5042705535888707,7.8856530189514196,7.4673976898193404,7.1177520751953098,6.9923906326293901,6.8716683387756303,6.8934268951415998,6.9598770141601598,7.0576272010803196,7.21203565597534,7.32529544830322,7.2944836616516104,7.2903637886047399,7.3995337486267099,7.56237888336182,7.6814393997192401,7.78521823883057,7.8287162780761701,7.8313083648681596,7.8953433036804199,7.9576945304870597,{"$f":"Y527+($AI$357-$Y$527)/10","v":8.0099991534203383}]
["   Electricity",23.353584289550799,23.2374382019043,23.0415229797363,22.938554763793899,21.8424968719482,20.6924953460693,20.1292018890381,20.063879013061499,19.9343872070313,19.938108444213899,20.262083053588899,20.589830398559599,21.038742065429702,21.2544975280762,21.300868988037099,21.4323215484619,21.647081375122099,21.937980651855501,22.104045867919901,22.281753540039102,22.24875831604,22.2471523284912,22.287950515747099,22.4030246734619,{"$f":"Y528+($AI$358-$Y$528)/10","v":22.313820934181763}]
["","","","","","","","","","","","","","","","","","","","","","","","",""]
[" Industrial 3/",6.3922061920165998,7.7839651107788104,8.7301359176635707,8.5276689529418892,7.7321057319641104,7.2916359901428196,7.0938224792480504,6.9649901390075701,6.8520793914794904,6.8315567970275897,6.8953166007995597,6.99013376235962,7.1103782653808603,7.2379879951477104,7.276611328125,7.3343372344970703,7.4634890556335396,7.6215224266052202,7.7529444694518999,7.8803434371948198,7.9471721649169904,7.99715328216553,8.05676174163818,8.1260271072387695]
["   Primary Energy",4.9298634529113796,6.4939708709716797,7.4592456817626998,7.2321572303771999,6.3973078727722203,5.9808039665222203,5.7940292358398402,5.64864206314087,5.54791307449341,5.5448842048645002,5.5862631797790501,5.6484580039978001,5.7157526016235396,5.8273496627807599,5.8644676208496103,5.9049983024597203,6.0105843544006303,6.1420850753784197,6.2661328315734899,6.3902029991149902,6.4639844894409197,6.5222811698913601,6.5781168937683097,6.6401424407959002,null,{"$f":"Z701+($AI$531-$Y$701)/10","v":1.6707610713595051},{"$f":"AA531+($AI$531-$Y$701)/10","v":1.7872284374395671},1.903695803519629,2.0201631695996909,2.1366305356797528,2.2530979017598147,2.3695652678398766,2.4860326339199386,2.6025,{"$f":"AI531+($BM$531-$AI$531)/30","v":2.6824166666666667},{"$f":"AJ531+($BM$531-$AI$531)/30","v":2.7623333333333333},2.8422499999999999,2.9221666666666666,3.0020833333333332,3.0819999999999999,3.1619166666666665,3.2418333333333331,3.3217499999999998,3.4016666666666664,3.481583333333333,3.5614999999999997,3.6414166666666663,3.7213333333333329,3.8012499999999996,3.8811666666666662,3.9610833333333328,4.0409999999999995,4.1209166666666661,4.2008333333333328,4.2807499999999994,4.360666666666666,4.4405833333333327,4.5204999999999993,4.6004166666666659,4.6803333333333326,4.7602499999999992,4.8401666666666658,4.9200833333333325,5,5.0799166666666666,5.1598333333333333,5.2397499999999999,5.3196666666666665,5.3995833333333332]
["     Petroleum Products 2/",6.5291514396667498,8.2850980758666992,9.8001232147216797,9.3072748184204102,8.1255960464477504,7.6394152641296396,7.5353851318359402,7.29905128479004,7.2437157630920401,7.2615475654602104,7.28952884674072,7.3323044776916504,7.3129158020019496,7.4180650711059597,7.5101509094238299,7.5518846511840803,7.6326026916503897,7.7444272041320801,7.8752341270446804,8.0334920883178693,8.1469945907592791,8.2539978027343803,8.3047761917114293,8.3638219833374006,null,8.7353999999999985,8.7353999999999985,8.7353999999999985,8.7353999999999985,8.7353999999999985,8.7353999999999985,8.7353999999999985,8.2799999999999994,8.2799999999999994,{"$f":"AI532+($AX$532-$AI$532)/15","v":8.2855063337213686},{"$f":"AJ532+($AX$532-$AI$532)/15","v":8.2910126674427378},8.296519001164107,8.3020253348854762,8.3075316686068454,8.3130380023282147,8.3185443360495839,8.3240506697709531,8.3295570034923223,8.3350633372136915,8.3405696709350607,8.34607600465643,8.3515823383777992,8.3570886720991684,{"$f":"AI532*$B$747","v":8.3625950058205305},{"$f":"AX532+($BM$532-$AX$532)/15","v":8.3654368677345836},{"$f":"AY532+($BM$532-$AX$532)/15","v":8.3682787296486367},8.3711205915626898,8.373962453476743,8.3768043153907961,8.3796461773048492,8.3824880392189023,8.3853299011329554,8.3881717630470085,8.3910136249610616,8.3938554868751147,8.3966973487891678,8.399539210703221,8.4023810726172741,{"$f":"AX532*$C$747","v":8.4052229345313236},{"$f":"BM532+($BR$532-$BM$532)/5","v":8.4080792827007791},{"$f":"BN532+($BR$532-$BM$532)/5","v":8.4109356308702345},{"$f":"BO532+($BR$532-$BM$532)/5","v":8.41379197903969},{"$f":"BP532+($BR$532-$BM$532)/5","v":8.4166483272091455},{"$f":"BM532*$D$747","v":8.4195046753785974}]
["       Distillate Fuel",6.3323707580566397,7.2384452819824201,7.96527099609375,7.6527137756347701,7.15256595611572,6.8207654953002903,6.8779778480529803,6.7174663543701199,6.78255271911621,7.1339807510376003,7.1601362228393599,7.1876134872436497,7.1760501861572301,7.19400835037231,7.2192950248718297,7.2771706581115696,7.32332468032837,7.37906789779663,7.3721222877502397,7.4461221694946298,7.5145907402038601,7.4954967498779297,7.5633401870727504,7.7325506210327104,null,4.78,4.78,4.78,4.78,4.78,4.78,4.78,4.78,4.78,4.78,4.78,4.78,4.78,4.78,4.78,4.78,4.78,4.78,4.78,4.78,4.78,4.78,4.78,4.78,4.78,4.78,4.78,4.78,4.78,4.78,4.78,4.78,4.78,4.78,4.78,4.78,4.78,4.78,4.78,4.78,4.78,4.78,4.78,4.78]
["       Liquefied Petroleum Gas",8.4833917617797905,12.566796302795399,15.1470994949341,13.2375335693359,11.1595468521118,10.509430885314901,10.3245944976807,10.044970512390099,10.0157480239868,9.9449577331543004,10.002993583679199,10.097089767456101,10.020875930786101,10.2241611480713,10.3367824554443,10.319104194641101,10.409514427185099,10.552604675293001,10.737306594848601,10.9299325942993,11.0452260971069,11.198148727416999,11.303442955017101,11.352322578430201,null,{"$f":"AA533*GJ_p_MMBtu","v":{"$error":"#NAME?"}},{"$error":"#NAME?"},{"$error":"#NAME?"},{"$error":"#NAME?"},{"$error":"#NAME?"},{"$error":"#NAME?"},{"$error":"#NAME?"},{"$f":"AH533*GJ_p_MMBtu","v":{"$error":"#NAME?"}},{"$error":"#NAME?"},{"$error":"#NAME?"},{"$error":"#NAME?"},{"$error":"#NAME?"},{"$error":"#NAME?"},{"$error":"#NAME?"},{"$error":"#NAME?"},{"$error":"#NAME?"},{"$error":"#NAME?"},{"$error":"#NAME?"},{"$error":"#NAME?"},{"$error":"#NAME?"},{"$error":"#NAME?"},{"$error":"#NAME?"},{"$error":"#NAME?"},{"$error":"#NAME?"},{"$error":"#NAME?"},{"$error":"#NAME?"},{"$error":"#NAME?"},{"$error":"#NAME?"},{"$error":"#NAME?"},{"$error":"#NAME?"},{"$error":"#NAME?"},{"$error":"#NAME?"},{"$error":"#NAME?"},{"$error":"#NAME?"},{"$error":"#NAME?"},{"$error":"#NAME?"},{"$error":"#NAME?"},{"$error":"#NAME?"},{"$error":"#NAME?"},{"$f":"BN533*GJ_p_MMBtu","v":{"$error":"#NAME?"}},{"$f":"BO533*GJ_p_MMBtu","v":{"$error":"#NAME?"}},{"$f":"BP533*GJ_p_MMBtu","v":{"$error":"#NAME?"}},{"$f":"BQ533*GJ_p_MMBtu","v":{"$error":"#NAME?"}},{"$f":"BR533*GJ_p_MMBtu","v":{"$error":"#NAME?"}}]
["       Residual Fuel",3.9384419918060298,4.5867881774902299,4.6800308227539098,4.9388971328735396,4.6724338531494096,4.2573971748352104,4.0660681724548304,3.9201312065124498,3.8699574470520002,3.9242179393768302,3.9701111316680899,4.0123748779296902,4.03127193450928,4.0987625122070304,4.1393604278564498,4.1877317428588903,4.2278647422790501,4.2813539505004901,4.3376803398132298,4.4096555709838903,4.4638853073120099,4.5156707763671902,4.5648870468139604,4.6165790557861301]
["     Natural Gas 4/",3.88655662536621,5.55936574935913,6.0491561889648402,6.0767245292663601,5.4288315773010298,4.9784579277038601,4.6095819473266602,4.5152282714843803,4.3734540939331099,4.3719940185546902,4.4435229301452601,4.5411396026611301,4.7005810737609899,4.81768798828125,4.7900476455688503,4.8231658935546902,4.9558763504028303,5.1147346496581996,5.2329874038696298,5.3250308036804199,5.3559622764587402,5.3499736785888699,5.4079699516296396,5.4724006652831996,{"$f":"Y536+($AI$366-$Y$536)/10","v":5.502911815190215}]
["     Metallurgical Coal",1.88388228416443,1.8499996662139899,1.9631321430206301,1.9065624475479099,1.8876701593398999,1.8568421602249101,1.8503668308258101,1.8461718559265099,1.81827020645142,1.79229772090912,1.7775920629501301,1.7720992565155,1.7673192024230999,1.76388168334961,1.7582092285156301,1.7531107664108301,1.7537478208541899,1.7550060749053999,1.75110328197479,1.741095662117,1.72283828258514,1.7066173553466799,1.6973831653595,1.68216860294342]
["     Steam Coal",1.5976041555404701,1.5543407201767001,1.5665656328201301,1.6037170886993399,1.59409379959106,1.5766631364822401,1.5775339603424099,1.5708864927291899,1.5649564266204801,1.56413578987122,1.5547889471054099,1.54732978343964,1.54787278175354,1.5495419502258301,1.5494637489318801,1.5568271875381501,1.55967605113983,1.5613601207733201,1.5625598430633501,1.5681461095809901,1.5708984136581401,1.6035954952239999,1.60524129867554,1.6024739742279099]
["   Electricity",14.734835624694799,15.0261535644531,15.7151737213135,15.5977983474731,15.0554456710815,14.415571212768601,14.123340606689499,14.033378601074199,13.8423414230347,13.6992740631104,13.8484916687012,14.089280128479,14.438159942626999,14.622407913208001,14.680962562561,14.817166328430201,15.035754203796399,15.3131446838379,15.467190742492701,15.608844757080099,15.623446464538601,15.6070909500122,15.6627254486084,15.7515544891357,{"$f":"Y539+($AI$369-$Y$539)/10","v":15.681619149325263}]
["","","","","","","","","","","","","","","","","","","","","","","","",""]
[" Transportation",10.068477630615201,11.4567165374756,12.984972000122101,12.646059036254901,12.0215864181519,11.451254844665501,11.2903280258179,11.054517745971699,10.953487396240201,10.9616088867188,10.9120273590088,10.9370317459106,10.932166099548301,10.949841499328601,10.9948740005493,11.046938896179199,11.074780464172401,11.117128372192401,11.155697822570801,11.209436416626,11.2737817764282,11.3331050872803,11.350456237793001,11.462995529174799]
["   Primary Energy",10.0396184921265,11.4297380447388,12.961000442504901,12.6219329833984,11.9984340667725,11.4290685653687,11.2685947418213,11.0320892333984,10.930870056152299,10.938961982727101,10.8886499404907,10.913072586059601,10.9073333740234,10.9247722625732,10.969937324523899,11.021965980529799,11.049379348754901,11.0911350250244,11.129392623901399,11.182910919189499,11.247509956359901,11.307147026061999,11.324338912963899,11.436959266662599]
["     Petroleum Products 2/",10.0409812927246,11.431476593017599,12.9638833999634,12.6248769760132,12.0015964508057,11.432228088378899,11.2722625732422,11.0358724594116,10.934929847717299,10.9432172775269,10.892875671386699,10.9173030853271,10.911340713501,10.928663253784199,10.9740562438965,11.026309967041,11.0536193847656,11.0952548980713,11.1333513259888,11.1867895126343,11.251508712768601,11.3113117218018,11.328408241271999,11.4412240982056]
["       Distillate Fuel 5/",9.5535230636596697,10.9202365875244,12.0208587646484,11.5461339950562,11.286841392517101,11.003821372985801,10.8476676940918,10.675346374511699,10.7599039077759,10.8244476318359,10.807107925415,10.788902282714799,10.7359352111816,10.7108716964722,10.6978845596313,10.720422744751,10.715018272399901,10.7237329483032,10.658562660217299,10.6896152496338,10.7133436203003,10.6396188735962,10.6814889907837,10.8466644287109,{"$f":"Y544+($AI$374-$Y$544)/10","v":11.215393895691953}]
["       Jet Fuel 6/",6.0538434982299796,6.4578518867492702,8.1168746948242205,7.6875572204589799,7.0150871276855504,6.5790328979492196,6.5712537765502903,6.42602443695068,6.2476048469543501,6.2184038162231401,6.2436552047729501,6.2858424186706499,6.2737250328064,6.2926135063171396,6.3336305618286097,6.3623290061950701,6.4419050216674796,6.5377755165100098,6.5789065361022896,6.7034192085266104,6.8036813735961896,6.8691210746765101,6.8930430412292498,6.9258189201354998]
["       Motor Gasoline 7/",11.3207235336304,12.9284992218018,14.6530704498291,14.346965789794901,13.634911537170399,12.9354457855225,12.7248182296753,12.444727897644,12.3216390609741,12.333900451660201,12.228641510009799,12.2244319915771,12.232741355896,12.2594261169434,12.3207359313965,12.3872022628784,12.4125566482544,12.451280593872101,12.520702362060501,12.5581102371216,12.622034072876,12.7203483581543,12.7153625488281,12.8139133453369,{"$f":"Y546+($AI$376-$Y$546)/10","v":13.239838295522954}]
["       Residual Fuel",3.83150410652161,4.4939312934875497,4.5839381217956499,4.8374905586242702,4.5451078414917001,4.1204147338867196,3.9213058948516801,3.7859048843383798,3.7380118370056201,3.79148626327515,3.8454215526580802,3.8996179103851301,3.9557838439941402,4.0096635818481401,4.0587000846862802,4.1115031242370597,4.1679596900939897,4.2270021438598597,4.2823433876037598,4.3368558883667001,4.3924484252929696,4.4465680122375497,4.5027370452880904,4.5619544982910201]
["       Liquefied Petroleum Gas8/",15.146578788757299,16.654964447021499,20.603065490722699,20.419296264648398,16.382719039916999,15.8189392089844,15.6014108657837,15.311073303222701,15.2448682785034,15.179443359375,15.2014074325562,15.2481698989868,15.181710243225099,15.278540611267101,15.3825387954712,15.370577812194799,15.3893880844116,15.510032653808601,15.6597127914429,15.774450302124,15.847083091735801,16.037206649780298,16.107362747192401,16.244932174682599]
["     Natural Gas 9/",7.2317700386047399,9.0444478988647496,9.7142534255981392,9.7951860427856392,9.2951183319091797,8.9833269119262695,8.7195968627929705,8.6326360702514595,8.5613536834716797,8.6190090179443395,8.7080965042114293,8.8271207809448207,8.9910020828247106,9.1132879257202095,9.1042909622192401,9.1039905548095703,9.2009325027465803,9.3432521820068395,9.4465293884277308,9.5402717590331996,9.5791873931884801,9.5845136642456108,9.6436891555786097,9.694091796875]
["     Ethanol (E85) 10/",14.6543264389038,16.232709884643601,19.6646022796631,19.5902194976807,19.473403930664102,18.312351226806602,18.154972076416001,17.744245529174801,17.108533859252901,16.985416412353501,16.891477584838899,17.106473922729499,17.298709869384801,17.370653152465799,17.404756546020501,17.4316711425781,17.495216369628899,17.111986160278299,17.221326828002901,17.6731853485107,17.676996231079102,17.866504669189499,17.993064880371101,18.128524780273398,{"$f":"Y550+($AI$380-$Y$550)/10","v":18.036478922002154}]
["   Electricity",20.034517288208001,20.636144638061499,21.1998176574707,20.923387527465799,19.967187881469702,19.089002609252901,18.799640655517599,18.828804016113299,18.807792663574201,18.831340789794901,19.0241508483887,19.232509613037099,19.521226882934599,19.590469360351602,19.544775009155298,19.5792236328125,19.706111907958999,19.899772644043001,19.988050460815401,20.054973602294901,19.979206085205099,19.890190124511701,19.9172687530518,19.9590148925781]
["","","","","","","","","","","","","","","","","","","","","","","","",""]
[" Average End-Use Energy",10.2607097625732,11.4965677261353,12.498481750488301,12.3126974105835,11.5857706069946,11.0374755859375,10.8027191162109,10.6485815048218,10.5555610656738,10.564617156982401,10.6249675750732,10.7333173751831,10.851320266723601,10.9544372558594,11.0046529769897,11.070010185241699,11.175311088561999,11.313448905944799,11.4217777252197,11.534593582153301,11.6029949188232,11.660957336425801,11.7183265686035,11.827390670776399]
["   Primary Energy",7.8488264083862296,9.3171482086181605,10.5270042419434,10.2914838790894,9.5772314071655291,9.0944671630859393,8.8957033157348597,8.7092790603637695,8.6138839721679705,8.6225843429565394,8.6363019943237305,8.7009534835815394,8.7555856704711896,8.8331260681152308,8.8750228881835902,8.9212465286254901,8.9933633804321307,9.0904560089111293,9.1763067245483398,9.2688179016113299,9.3425512313842791,9.4030828475952095,9.4481410980224592,9.5455484390258807]
["   Electricity",21.599882125854499,21.735733032226602,21.728578567504901,21.659519195556602,20.859115600585898,19.947565078735401,19.5044040679932,19.468164443969702,19.363897323608398,19.340778350830099,19.565423965454102,19.829431533813501,20.184032440185501,20.348131179809599,20.384618759155298,20.4941310882568,20.6934413909912,20.961088180541999,21.1064147949219,21.2582683563232,21.2429523468018,21.2300205230713,21.277418136596701,21.3841457366943]
["","","","","","","","","","","","","","","","","","","","","","","","",""]
[" Electric Power 11/","","","","","","","","","","","","","","","","","","","","","","","",""]
["   Fossil Fuel Average",1.8996955156326301,2.2409727573394802,2.4238619804382302,2.3792355060577401,2.2243471145629901,2.11745405197144,2.0720956325531001,2.06648945808411,2.0576293468475302,2.0898380279540998,2.13185787200928,2.1827101707458501,2.2442750930786102,2.2846662998199498,2.2886507511138898,2.31255102157593,2.3658699989318799,2.41897773742676,2.4451649188995401,2.4616906642913801,2.4596512317657502,2.4499151706695601,2.46315670013428,2.4591720104217498]
["     Petroleum Products",4.3748912811279297,5.2786889076232901,5.9517397880554199,5.8145914077758798,5.36482858657837,4.9555935859680202,4.76583051681519,4.6106519699096697,4.5544371604919398,4.5760931968689,4.6005949974060103,4.65545606613159,4.7050404548645002,4.76641750335693,4.8219771385192898,4.8744759559631303,4.9555630683898899,5.0235657691955602,5.0990805625915501,5.1768889427185103,5.2447147369384801,5.3197603225707999,5.3696103096008301,5.4173326492309597]
["       Distillate Fuel",5.6938004493713397,6.4773354530334499,7.1750502586364702,6.8899459838867196,6.2672758102417001,5.8609590530395499,5.6430783271789604,5.4534807205200204,5.3617582321167001,5.3288640975952104,5.3712139129638699,5.41644287109375,5.4747476577758798,5.5268063545227104,5.5894103050231898,5.6297807693481401,5.7926478385925302,5.9167857170104998,6.0082931518554696,6.11431789398193,6.21482229232788,6.2930455207824698,6.3174986839294398,6.3298768997192401]
["       Residual Fuel",3.9850425720214799,4.7911210060119602,5.5054435729980504,5.3836607933044398,4.9928164482116699,4.5735058784484899,4.37508344650269,4.2357888221740696,4.1871180534362802,4.2367839813232404,4.2823972702026403,4.3351020812988299,4.38077735900879,4.4392328262329102,4.4927945137023899,4.5466628074645996,4.5988087654113796,4.6550941467285201,4.7130184173584002,4.7694864273071298,4.8261427879333496,4.8835220336914098,4.9410810470581099,5.0030183792114302]
["     Natural Gas",3.6857740879058798,5.4593739509582502,5.9836626052856401,5.9217834472656303,5.2677536010742196,4.83196926116943,4.4959845542907697,4.3869647979736301,4.2738447189331099,4.3073697090148899,4.4138617515564,4.5377993583679199,4.6997785568237296,4.8059244155883798,4.7723231315612802,4.7962751388549796,4.93237209320068,5.0951194763183603,5.2029786109924299,5.2939982414245597,5.3285460472106898,5.3187093734741202,5.3844461441040004,5.4420223236084002,{"$f":"Y562+($AI$392-$Y$562)/10","v":5.4722581683132612}]
["     Steam Coal",1.2699717283248899,1.27919089794159,1.2833664417266799,1.28942894935608,1.29215919971466,1.28011155128479,1.2771430015564,1.2664887905120801,1.2516112327575699,1.2440552711486801,1.2386393547058101,1.23525643348694,1.23468470573425,1.2341449260711701,1.23174548149109,1.2347780466079701,1.23870933055878,1.2427853345871001,1.24646520614624,1.2552444934845,1.26424860954285,1.2944931983947801,1.3030458688736,1.30599772930145,{"$f":"Y563+($AI$393-$Y$563)/10","v":1.3088234854404943}]
["","","","","","","","","","","","","","","","","","","","","","","","",""]
[" Average Price to All Users 12/","","","","","","","","","","","","","","","","","","","","","","","",""]
["   Petroleum Products 2/",9.0916013717651403,10.5092258453369,12.005053520202599,11.630154609680201,10.867414474487299,10.341483116149901,10.206826210021999,9.9809312820434606,9.9117403030395508,9.9329805374145508,9.9184780120849592,9.9575662612915004,9.9538516998290998,10.000968933105501,10.066521644592299,10.122728347778301,10.166119575500501,10.2242088317871,10.2887620925903,10.370365142822299,10.451409339904799,10.528607368469199,10.560112953186,10.6600894927979]
["     Distillate Fuel",8.7129955291747994,9.89868068695068,10.9323616027832,10.516496658325201,10.0722150802612,9.7644062042236293,9.6708259582519496,9.5059432983398402,9.5328626632690394,9.6073579788208008,9.6717586517334002,9.7472448348999006,9.7227439880371094,9.7185726165771502,9.7264575958252006,9.7659683227539098,9.7933034896850604,9.8243274688720703,9.7878532409668004,9.8349857330322301,9.8761272430419904,9.8313732147216797,9.8799133300781303,10.0311069488525]
["     Jet Fuel",6.0538434982299796,6.4578518867492702,8.1168746948242205,7.6875572204589799,7.0150871276855504,6.5790328979492196,6.5712537765502903,6.42602443695068,6.2476048469543501,6.2184038162231401,6.2436552047729501,6.2858424186706499,6.2737250328064,6.2926135063171396,6.3336305618286097,6.3623290061950701,6.4419050216674796,6.5377755165100098,6.5789065361022896,6.7034192085266104,6.8036813735961896,6.8691210746765101,6.8930430412292498,6.9258189201354998]
["     Liquefied Petroleum Gas",9.5166797637939506,13.0396432876587,15.6858806610107,14.0742273330688,12.086350440979,11.4653730392456,11.285403251647899,11.0092105865479,10.989564895629901,10.925596237182599,10.987684249877899,11.0838632583618,11.0187425613403,11.2084665298462,11.3385829925537,11.336560249328601,11.412732124328601,11.5561437606812,11.7385349273682,11.9240121841431,12.033415794372599,12.184607505798301,12.2847499847412,12.335958480835]
["     Motor Gasoline 7/",11.3185987472534,12.9258327484131,14.650143623352101,14.3442440032959,13.623025894165,12.923449516296399,12.7128458023071,12.432819366455099,12.310016632080099,12.3222455978394,12.2171115875244,12.2130832672119,12.22132396698,12.248191833496101,12.309587478637701,12.376181602478001,12.4016332626343,12.440443038940399,12.509931564331101,12.547391891479499,12.611403465271,12.7098541259766,12.7049369812012,12.8036108016968]
["     Residual Fuel",3.9308724403381299,4.6628575325012198,5.07232666015625,5.1433629989623997,4.8060836791992196,4.3862032890319798,4.1832194328308097,4.0440359115600604,3.9943466186523402,4.04720115661621,4.0966601371765101,4.1477751731872603,4.19142723083496,4.2503523826599103,4.3018612861633301,4.3527650833129901,4.4055538177490199,4.4662823677062997,4.5225110054016104,4.5828208923339799,4.6386957168579102,4.6918659210205096,4.7469024658203098,4.8068332672119096]
["   Natural Gas",5.1461992263793901,6.8558807373046902,7.3508329391479501,7.3838677406311,6.7167663574218803,6.2544136047363299,5.8490047454834002,5.6922402381896999,5.5182204246520996,5.4887638092040998,5.5592789649963397,5.6574964523315403,5.8102455139160201,5.9230461120605504,5.8875889778137198,5.8938632011413601,6.0147280693054199,6.1772904396057102,6.2973737716674796,6.40012407302856,6.4435343742370597,6.4505195617675799,6.5169725418090803,6.5874438285827601]
["   Coal",1.2938040494918801,1.29924309253693,1.30395972728729,1.3117660284042401,1.3130011558532699,1.3001606464386,1.2972036600112899,1.28666663169861,1.2722240686416599,1.2649568319320701,1.25909507274628,1.25531446933746,1.25464415550232,1.25405156612396,1.2516055107116699,1.25465047359467,1.2582825422287001,1.2619441747665401,1.26514172554016,1.27338314056396,1.2817230224609399,1.31160092353821,1.3194112777710001,1.3217089176178001]
["   Ethanol (E85) 10/",14.6543264389038,16.232709884643601,19.6646022796631,19.5902194976807,19.473403930664102,18.312351226806602,18.154972076416001,17.744245529174801,17.108533859252901,16.985416412353501,16.891477584838899,17.106473922729499,17.298709869384801,17.370653152465799,17.404756546020501,17.4316711425781,17.495216369628899,17.111986160278299,17.221326828002901,17.6731853485107,17.676996231079102,17.866504669189499,17.993064880371101,18.128524780273398]
["   Electricity",21.599882125854499,21.735733032226602,21.728578567504901,21.659519195556602,20.859115600585898,19.947565078735401,19.5044040679932,19.468164443969702,19.363897323608398,19.340778350830099,19.565423965454102,19.829431533813501,20.184032440185501,20.348131179809599,20.384618759155298,20.4941310882568,20.6934413909912,20.961088180541999,21.1064147949219,21.2582683563232,21.2429523468018,21.2300205230713,21.277418136596701,21.3841457366943]
["","","","","","","","","","","","","","","","","","","","","","","","",""]
["Non-Renewable Energy Expenditures by Sector","","","","","","","","","","","","","","","","","","","","","","","",""]
["(billion 2003 dollars)","","","","","","","","","","","","","","","","","","","","","","","",""]
[" Residential",163.90481567382801,177.16523742675801,181.72630310058599,185.23806762695301,178.77069091796901,174.57431030273401,173.49729919433599,174.68045043945301,175.87545776367199,177.93170166015599,181.97520446777301,185.45910644531301,189.89924621582,193.20950317382801,195.50482177734401,197.60719299316401,201.40017700195301,205.80612182617199,209.76078796386699,212.75457763671901,215.110427856445,217.42091369628901,220.97119140625,223.85739135742199]
[" Commercial",122.690147399902,128.153732299805,130.48348999023401,132.28971862793,128.48481750488301,125.5166015625,125.36106109619099,127.820442199707,129.92327880859401,133.10743713378901,137.92835998535199,142.925369262695,148.816970825195,153.52194213867199,157.03869628906301,161.345138549805,166.52362060546901,172.33033752441401,177.27947998046901,182.50421142578099,186.391357421875,190.50810241699199,195.38455200195301,200.92575073242199]
[" Industrial",124.39901733398401,147.11244201660199,168.10716247558599,167.31402587890599,151.68084716796901,143.54243469238301,141.56742858886699,140.77819824218801,139.57333374023401,140.39901733398401,142.75350952148401,145.42568969726599,149.20526123046901,152.35485839843801,153.50325012207,156.35830688476599,160.767654418945,165.76315307617199,169.931716918945,173.961990356445,176.65931701660199,179.21453857421901,182.00726318359401,184.95687866210901]
[" Transportation",263.72879028320301,302.59255981445301,352.23770141601602,351.05020141601602,340.83407592773398,332.5693359375,335.96701049804699,336.85531616210898,341.13198852539102,348.16427612304699,352.90618896484398,359.69818115234398,365.95080566406301,372.46246337890602,379.283447265625,387.02755737304699,393.88119506835898,401.07183837890602,407.83190917968801,415.10699462890602,423.06927490234398,431.36416625976602,438.52017211914102,449.30920410156301]
["   Total Non-Renewable Expenditures",674.72277832031295,755.02398681640602,832.5546875,835.89202880859398,799.77044677734398,776.20269775390602,776.392822265625,780.13439941406295,786.50402832031295,799.60241699218795,815.563232421875,833.50836181640602,853.872314453125,871.54876708984398,885.33020019531295,902.33819580078102,922.57263183593795,944.971435546875,964.80389404296898,984.32775878906295,1001.23034667969,1018.50769042969,1036.88317871094,1059.04919433594]
["   Transportation Renewable Expenditures",1.1704622767865699E-2,1.72001253813505E-2,2.0739471539855E-2,2.2893460467457799E-2,2.3359816521406201E-2,2.56899110972881E-2,2.8361881151795401E-2,3.0972529202699699E-2,3.4895084798336001E-2,3.86636592447758E-2,4.1480015963315998E-2,4.3943785130977603E-2,4.6801801770925501E-2,4.9450792372226701E-2,5.3890265524387401E-2,5.8303136378526701E-2,6.2215700745582601E-2,6.0202639549970599E-2,6.6687978804111495E-2,6.8060472607612596E-2,7.0131160318851499E-2,7.4032962322235094E-2,7.6179362833499895E-2,7.9960107803344699E-2]
["   Total Expenditures",674.73449707031295,755.04119873046898,832.575439453125,835.91491699218795,799.79382324218795,776.22839355468795,776.42120361328102,780.16534423828102,786.53894042968795,799.64105224609398,815.604736328125,833.55230712890602,853.91912841796898,871.59820556640602,885.38409423828102,902.396484375,922.63482666015602,945.03161621093795,964.87060546875,984.39581298828102,1001.30047607422,1018.58172607422,1036.95935058594,1059.12915039063]
["Woody Biomass","See High A Case"]
["Methanol","See High A Case"]
["","","","","","","","","","","","","","","","","","","","","","","","",""]
["   1/ Weighted average price includes fuels below as well as coal."]
["   2/ This quantity is the weighted average for all petroleum products, not just those listed below."]
["   3/ Includes energy for combined heat and power plants, except those whose primary business is to sell electricity, or electricity and heat, to the public."]
["   4/ Excludes use for lease and plant fuel."]
["   5/ Diesel fuel containing 500 parts per million (ppm) or 15 ppm sulfur.  Price includes Federal and State taxes while excluding county and local taxes."]
["   6/ Kerosene-type jet fuel.  Price includes Federal and State taxes while excluding county and local taxes."]
["   7/ Sales weighted-average price for all grades. Includes Federal, State, and local taxes."]
["   8/ Includes Federal and State taxes while excluding county and local taxes."]
["   9/ Compressed natural gas used as a vehicle fuel.  Price includes estimated motor vehicle fuel taxes."]
["   10/ E85 refers to a blend of 85 percent ethanol (renewable) and 15 percent motor gasoline (nonrenewable).  To address cold starting issues, the percentage of ethanol actually"]
["varies seasonally.  The annual average ethanol content of 74 percent is used for this forecast."]
["   11/ Includes electricity-only and combined heat and power plants whose primary business is to sell electricity, or electricity and heat, to the public."]
["   12/ Weighted averages of end-use fuel prices are derived from the prices shown in each sector and the corresponding sectoral consumption."]
["   Btu = British thermal unit."]
["   Note:  Data for 2002 and 2003 are model results and may differ slightly from official EIA data reports."]
["   Sources:  2002 and 2003 prices for motor gasoline, distillate, and jet fuel are based on prices in the Energy Information Administration (EIA), Petroleum Marketing Annual"]
["2003, DOE/EIA-0487(2003) (Washington, DC, August 2004).  2002 residential and commercial natural gas delivered prices:  EIA, Natural Gas Annual 2002, DOE/EIA-0131(2002)"]
["(Washington, DC, January 2004).  2003 residential and commercial natural gas delivered prices:  EIA, Natural Gas Monthly, DOE/EIA-0130(2004/07) (Washington, DC, July 2004)."]
["2002 and 2003 electric power sector natural gas prices:  EIA, Electric Power Monthly, DOE/EIA-0226, May 2003 through April 2004, Table 4.11.A.  2002 and 2003 industrial natural"]
["gas delivered prices are estimated based on:  EIA, Manufacturing Energy Consumption Survey 1994 and industrial and wellhead prices from the Natural Gas Annual 2002,"]
["DOE/EIA-0131(2002) (Washington, DC, January 2004) and the Natural Gas Monthly, DOE/EIA-0130(2004/07) (Washington, DC, July 2004).  2002 transportation sector natural"]
["gas delivered prices are based on:  EIA, Natural Gas Annual 2002, DOE/EIA-0131(2002) (Washington, DC, January 2004) and estimated state and federal taxes.  2003"]
["transportation sector natural gas delivered prices are model results.  2002 and 2003 coal prices based on:  EIA, Quarterly Coal Report, October-December 2003,"]
["DOE/EIA-0121(2003/4Q) (Washington, DC, March 2004) and EIA, AEO2005 National Energy Modeling System run aeo2005.d102004a.  2002 and 2003 electricity prices:"]
["Annual Energy Review 2003, DOE/EIA-0384(2003) (Washington, DC, September 2004).  2002 and 2003 ethanol prices derived from weekly spot prices in the Oxy Fuel"]
["News.  Projections:  EIA, AEO2005 National Energy Modeling System run aeo2005.d102004a."]
[]
[]
[]
["Energy Prices in High A Case File",null,"Projections Vary in Cases With Different Oil Price Assumptions  "]
["AEO 2005 Appendix C, Table 3",null,"The historical record shows substantial variability in world oil prices, and there is similar uncertainty about future prices. Four AEO2005 cases with different price paths allow an assessment of alternative views on the future of oil prices (Figure 40). In the reference case, with both OPEC and non-OPEC producers scheduled to add new production capacity over the next 5 years, prices in 2010 are projected to be more than $10 per barrel lower than current prices (all prices in 2003 dollars per barrel). After 2010, oil prices are projected to rise by about 1.3 percent per year, to more than $30 per barrel in 2025. (In nominal dollars, the reference case price is about $52 in 2025.) In the low price case, prices are projected to decline from their high in 2004 to $21 per barrel in 2009 and to remain at that level out to 2025. The high A price case projects that prices will remain at about $34 through 2015 and then increase on average by 1.4 percent per year, to more than $39 per barrel in 2025. In the high B case, world oil prices are projected to fall from current levels to $37 per barrel in 2010 and then rise to $48 per barrel in 2025.  "]
["Name of file: aeo_hw-3.xls",null,"Projected prices in all four cases are higher than in AEO2004 [130], reflecting recent improved production discipline by OPEC members and limited ability of other producers to expand production despite increasing demand and high utilization rates that have led to higher prices. The price projections in the high A and B cases are sufficiently robust to encourage greater market penetration of alternative energy supplies. "]
["http://www.eia.doe.gov/oiaf/aeo/index.html"]
[]
[" Table   3.  Energy Prices by Sector and Source"]
["                      (2003 Dollars per Million Btu, Unless Otherwise Noted)"]
[null,null,null,null,null,null,null,null,null,null,null,null,null,null,null,null,null,null,null,null,null,null,null,null,null,"Extrapolated values (DMS 8/14/07 based on PNNL Mini-CAM Model"]
["","2002","2003","2004","2005","2006","2007","2008","2009","2010","2011","2012","2013","2014","2015","2016","2017","2018","2019","2020","2021","2022","2023","2024","2025",2026]
["","","","","","","","","","","","","","","","","","","","","","","","",""]
[" Residential",15.0220499038696,15.811363220214799,16.426000595092798,16.4650573730469,15.8399600982666,15.268068313598601,14.8466091156006,14.7514638900757,14.6550188064575,14.6146650314331,14.723385810852101,14.890528678894,15.1057291030884,15.213768959045399,15.3079509735107,15.3113193511963,15.4291744232178,15.6326360702515,15.9024982452393,16.1096382141113,16.157627105712901,16.2051906585693,16.309419631958001,16.471462249755898]
["   Primary Energy 1/",8.3285751342773402,9.67810153961182,10.65163230896,10.5740642547607,9.9307842254638707,9.5159215927124006,9.1046285629272496,8.8910932540893608,8.7197055816650408,8.6297874450683594,8.6824674606323207,8.7884712219238299,8.9080095291137695,9.0072793960571307,9.0682640075683594,9.0415534973144496,9.1060371398925799,9.2553215026855504,9.4607038497924805,9.6327857971191406,9.6968526840209996,9.7728433609008807,9.8535881042480504,9.9786624908447301]
["     Petroleum Products 2/",10.0436496734619,11.266843795776399,13.0600233078003,12.5262851715088,12.207064628601101,12.234001159668001,12.201937675476101,12.2015285491943,12.262092590331999,12.1512393951416,12.1732091903687,12.1968584060669,12.177050590515099,12.2115392684937,12.3804988861084,12.519121170043899,12.6585578918457,12.798875808715801,12.8676557540894,13.13560962677,13.328717231750501,13.556846618652299,13.722979545593301,13.940701484680201]
["       Distillate Fuel",8.3698368072509801,9.5702075958252006,10.537187576293899,10.120927810668899,9.8627185821533203,9.8399791717529297,9.8302927017211896,9.8297405242919904,9.8252134323120099,9.7093524932861293,9.7021694183349592,9.7383060455322301,9.80072116851807,9.7244081497192401,9.8378829956054705,9.8340024948120099,9.9226865768432599,10.0213985443115,10.078977584838899,10.280327796936,10.3802833557129,10.4678192138672,10.5482635498047,10.6469841003418]
["       Liquefied Petroleum Gas",12.976583480835,14.582922935485801,17.570188522338899,17.073205947876001,16.564285278320298,16.581449508666999,16.4250888824463,16.346086502075199,16.4532871246338,16.288703918456999,16.298521041870099,16.236286163330099,15.99489402771,16.1197624206543,16.286623001098601,16.56103515625,16.690963745117202,16.804660797119102,16.7820129394531,17.028240203857401,17.2251377105713,17.515983581543001,17.670423507690401,17.9113578796387]
["     Natural Gas",7.8179483413696298,9.2187824249267596,9.9373655319213903,10.036292076110801,9.3139858245849592,8.7959203720092791,8.3035001754760707,8.0470056533813494,7.8287873268127397,7.7531881332397496,7.8190288543701199,7.9488449096679696,8.1063919067382795,8.2242641448974592,8.2648267745971697,8.2073183059692401,8.2647809982299805,8.4262142181396502,8.6721630096435494,8.83197021484375,8.8790025711059606,8.93493747711182,9.0109558105468803,9.1305398941040004]
["   Electricity",25.222642898559599,25.415189743041999,25.1915378570557,25.148117065429702,24.4542636871338,23.578901290893601,23.091381072998001,23.1348171234131,23.120912551879901,23.118898391723601,23.2529602050781,23.4250183105469,23.684103012085,23.7079162597656,23.7613220214844,23.722099304199201,23.8309440612793,24.013486862182599,24.267650604248001,24.4126377105713,24.3365364074707,24.2477512359619,24.2885627746582,24.396659851074201]
["","","","","","","","","","","","","","","","","","","","","","","","",""]
[" Commercial",15.064169883728001,15.629265785217299,15.835695266723601,15.918652534484901,15.2065124511719,14.526217460632299,14.119109153747599,14.0872592926025,14.0534925460815,14.108097076416,14.338217735290501,14.584888458251999,14.9309749603271,15.096228599548301,15.2413949966431,15.255002975463899,15.399823188781699,15.6329202651978,15.9477081298828,16.179660797119102,16.227045059204102,16.249193191528299,16.367641448974599,16.5326118469238]
["   Primary Energy 1/",6.5697088241577104,7.9157042503356898,8.3734045028686506,8.3685989379882795,7.9054894447326696,7.6067800521850604,7.3189792633056596,7.2159371376037598,7.1498117446899396,7.1872353553771999,7.2290387153625497,7.30631303787231,7.4108529090881303,7.4683656692504901,7.4930505752563503,7.43192434310913,7.4779849052429199,7.60019826889038,7.7867598533630398,7.91162109375,7.9430484771728498,7.9890594482421902,8.0587644577026403,8.1779403686523402]
["     Petroleum Products 2/",6.9482707977294904,8.0266513824462908,8.9197740554809606,8.6532411575317401,8.7558631896972692,8.8328323364257795,8.8167963027954102,8.8182945251464808,8.8873138427734393,8.9125509262084996,8.9192247390747106,8.8803482055664098,8.8586578369140607,8.7692289352416992,8.7682600021362305,8.7373514175415004,8.7862501144409197,8.8491783142089808,8.8908815383911097,9.0514831542968803,9.1475715637206996,9.2663307189941406,9.3906812667846697,9.6513500213622994]
["       Distillate Fuel",6.1493649482727104,7.03082323074341,7.7272830009460396,7.4210705757141104,7.6805524826049796,7.8215904235839799,7.8266153335571298,7.8668313026428196,7.9658513069152797,8.0328092575073207,8.0569534301757795,8.0234899520874006,8.0314903259277308,7.91062688827515,7.8695487976074201,7.7933855056762704,7.8344025611877397,7.89571285247803,7.9562859535217303,8.1191616058349592,8.2043952941894496,8.3111848831176793,8.4434480667114293,8.7515277862548793]
["       Residual Fuel",4.2683343887329102,4.9646224975585902,5.0606441497802699,5.3499693870544398,5.6657009124755904,5.6566004753112802,5.6533966064453098,5.65053033828735,5.6487455368042001,5.6555466651916504,5.6602473258972203,5.6679368019104004,5.6729874610900897,5.6782984733581499,5.7556295394897496,5.8296666145324698,5.9058866500854501,5.9829258918762198,6.0580596923828098,6.1354246139526403,6.2122497558593803,6.2891340255737296,6.3645572662353498,6.4413762092590297]
["     Natural Gas",6.6170339584350604,8.0769119262695295,8.4473829269409197,8.5046024322509801,7.8886041641235396,7.4893965721130398,7.1298856735229501,7.0003471374511701,6.9035739898681596,6.94567918777466,6.9973711967468297,7.1022868156433097,7.2368607521057102,7.3275256156921396,7.3574790954589799,7.2871475219726598,7.3330197334289604,7.4703903198242196,7.6915035247802699,7.8109488487243697,7.8279361724853498,7.8590941429138201,7.9183402061462402,8.0110416412353498,{"$f":"Y641+($AI$471-$Y$641)/10","v":8.0591226890564176}]
["   Electricity",23.353584289550799,23.2374382019043,23.0424194335938,22.939121246337901,21.907506942748999,20.807579040527301,20.2319431304932,20.2009677886963,20.132976531982401,20.128959655761701,20.445728302001999,20.757715225219702,21.231256484985401,21.404373168945298,21.571121215820298,21.578863143920898,21.739751815795898,21.989313125610401,22.322486877441399,22.5522785186768,22.5369548797607,22.469936370849599,22.555665969848601,22.682601928710898,{"$f":"Y642+($AI$472-$Y$642)/10","v":22.586698480675594}]
["","","","","","","","","","","","","","","","","","","","","","","","",""]
[" Industrial 3/",6.3922061920165998,7.7839651107788104,8.7313165664672905,8.5384979248046893,8.1135501861572301,7.8849329948425302,7.7104330062866202,7.6478543281555202,7.5814275741577104,7.5381202697753897,7.5780467987060502,7.6416735649108896,7.7132387161254901,7.8013410568237296,7.8755207061767596,7.9062352180481001,7.9948873519897496,8.1163215637206996,8.2487821578979492,8.4059162139892596,8.4608268737793004,8.5343141555786097,8.6114902496337908,8.7719221115112305]
["   Primary Energy",4.9298634529113796,6.4939708709716797,7.4592781066894496,7.2447438240051296,6.84521436691284,6.6732459068298304,6.51676225662231,6.4484291076660201,6.3966798782348597,6.3644347190856898,6.3782010078430202,6.3993859291076696,6.4120607376098597,6.4825568199157697,6.5450062751770002,6.5706739425659197,6.6389350891113299,6.7355680465698198,6.8303794860839799,6.9826822280883798,7.0502834320068404,7.1402068138122603,7.2155933380126998,7.3827753067016602]
["     Petroleum Products 2/",6.5291514396667498,8.2850980758666992,9.8001213073730504,9.3321943283081108,9.0226831436157209,9.0089912414550799,8.9738616943359393,8.8902368545532209,8.9552536010742205,8.9079008102416992,8.89520359039307,8.8468990325927699,8.7482786178588903,8.7885036468505895,8.8624305725097692,8.9473028182983398,9.0262336730956996,9.1055555343627894,9.0882310867309606,9.3312444686889595,9.4788913726806605,9.6528720855712908,9.7811794281005895,10.0579071044922]
["       Distillate Fuel",6.3323707580566397,7.2384452819824201,7.96527099609375,7.6527161598205602,7.9603652954101598,8.0741472244262695,8.2605934143066406,8.3100318908691406,8.4493141174316406,8.8189620971679705,8.8862495422363299,8.8418188095092791,8.8337812423706108,8.6748180389404297,8.5509977340698207,8.4207677841186506,8.4376201629638707,8.4841489791870099,8.5509052276611293,8.6700105667114293,8.74859523773193,8.8432664871215803,9.0058250427246094,9.3929624557495099]
["       Liquefied Petroleum Gas",8.4833917617797905,12.566796302795399,15.1471004486084,13.237501144409199,12.375891685485801,12.379506111145,12.2225999832153,12.080751419067401,12.212836265564,12.0270395278931,11.9549217224121,11.879666328430201,11.6303720474243,11.7905416488647,11.941043853759799,12.1426992416382,12.289721488952599,12.378883361816399,12.2595558166504,12.590350151061999,12.7815389633179,12.973883628845201,13.0949363708496,13.367587089538601]
["       Residual Fuel",3.9384419918060298,4.5867881774902299,4.6800308227539098,4.9388952255248997,5.2859730720520002,5.2723593711853001,5.2104086875915501,5.1732821464538601,5.1717634201049796,5.17871141433716,5.1878075599670401,5.1966009140014604,5.2060360908508301,5.2088470458984402,5.2896075248718297,5.3583388328552202,5.44156694412231,5.5192761421203604,5.5953726768493697,5.6724872589111301,5.7441039085388201,5.8200716972351101,5.9009070396423304,5.9898118972778303]
["     Natural Gas 4/",3.88655662536621,5.55936574935913,6.0491261482238796,6.0771641731262198,5.4298515319824201,5.0030980110168501,4.6280007362365696,4.5291852951049796,4.41147708892822,4.4342226982116699,4.4864263534545898,4.5912823677062997,4.7218933105468803,4.8130536079406703,4.8621869087219203,4.81842041015625,4.8841061592102104,5.0232949256896999,5.2583932876586896,5.3567323684692401,5.3575921058654803,5.37701320648193,5.4306664466857901,5.5327925682067898,{"$f":"Y650+($AI$480-$Y$650)/10","v":5.5600694801614594}]
["     Metallurgical Coal",1.88388228416443,1.8499996662139899,1.9633457660675,1.8999761343002299,1.88347840309143,1.8588999509811399,1.8578026294708301,1.85227739810944,1.8239538669586199,1.79700314998627,1.78184306621552,1.7756989002227801,1.77074086666107,1.7668309211730999,1.7627635002136199,1.7565006017684901,1.75614774227142,1.7571268081664999,1.75483202934265,1.7449706792831401,1.72660219669342,1.70969367027283,1.70006084442139,1.6866580247878999]
["     Steam Coal",1.5976041555404701,1.5543407201767001,1.5670678615570099,1.6038056612014799,1.6009258031845099,1.58739173412323,1.58863317966461,1.5846539735794101,1.5799860954284699,1.5764416456222501,1.5679914951324501,1.5610833168029801,1.5600349903106701,1.56054711341858,1.56748187541962,1.5675091743469201,1.5641727447509799,1.5615659952163701,1.58828938007355,1.58737933635712,1.59387278556824,1.5848928689956701,1.5860744714736901,1.5880702733993499]
["   Electricity",14.734835624694799,15.0261535644531,15.722662925720201,15.5983018875122,15.078427314758301,14.4692840576172,14.1632738113403,14.081834793090801,13.919806480407701,13.785112380981399,13.931169509887701,14.1889085769653,14.5255270004272,14.681715965271,14.814373970031699,14.8553409576416,15.0255784988403,15.2628774642944,15.5799751281738,15.7510900497437,15.7371273040771,15.705772399902299,15.779216766357401,15.8933115005493,{"$f":"Y653+($AI$483-$Y$653)/10","v":15.820176294068443}]
["","","","","","","","","","","","","","","","","","","","","","","","",""]
[" Transportation",10.068477630615201,11.4567165374756,12.984992980956999,12.648449897766101,12.9899549484253,12.831539154052701,12.772025108337401,12.778377532959,12.6527404785156,12.633409500122101,12.627567291259799,12.5634212493896,12.5677394866943,12.4416351318359,12.463407516479499,12.3592376708984,12.3700494766235,12.4214639663696,12.406385421752899,12.599157333374,12.7199811935425,12.8404388427734,12.9761352539063,13.180356025695801]
["   Primary Energy",10.0396184921265,11.4297380447388,12.961000442504901,12.6243276596069,12.9694175720215,12.812975883483899,12.7542219161987,12.7604532241821,12.634376525878899,12.614933013916,12.6084880828857,12.543541908264199,12.546923637390099,12.4202537536621,12.441800117492701,12.3374538421631,12.3479681015015,12.3989114761353,12.3829250335693,12.575768470764199,12.6970834732056,12.8181715011597,12.9540061950684,13.1585645675659]
["     Petroleum Products 2/",10.0409812927246,11.431476593017599,12.9638833999634,12.6272735595703,12.9738121032715,12.8180704116821,12.7602338790894,12.7672443389893,12.6416578292847,12.622591972351101,12.616462707519499,12.551496505737299,12.554883956909199,12.4279336929321,12.4496717453003,12.3454332351685,12.356036186218301,12.4068956375122,12.3903903961182,12.5835561752319,12.7052898406982,12.826750755310099,12.9629173278809,13.167941093444799]
["       Distillate Fuel 5/",9.5535230636596697,10.9202365875244,12.0208587646484,11.5461339950562,12.0997161865234,12.488727569580099,12.3829002380371,12.4196271896362,12.508094787597701,12.555921554565399,12.5986595153809,12.507498741149901,12.460197448730501,12.2335548400879,12.028847694396999,11.832740783691399,11.7916069030762,11.803469657897899,11.8377895355225,11.9129686355591,11.9319505691528,11.983411788940399,12.11021900177,12.4955101013184,{"$f":"Y658+($AI$488-$Y$658)/10","v":12.860153747735882}]
["       Jet Fuel 6/",6.0538434982299796,6.4578518867492702,8.1168746948242205,7.6875567436218297,7.8739576339721697,7.8265089988708496,7.9840884208679199,8.0166091918945295,7.8608303070068404,7.81276655197144,7.8045797348022496,7.7928524017334002,7.7725591659545898,7.7157216072082502,7.7164225578308097,7.6991229057312003,7.7546834945678702,7.8412432670593297,7.8916783332824698,8.0530261993408203,8.1459932327270508,8.2922735214233398,8.4199304580688494,8.7479171752929705]
["       Motor Gasoline 7/",11.3207235336304,12.9284992218018,14.6530704498291,14.346966743469199,14.7094535827637,14.3600215911865,14.2510118484497,14.250683784484901,14.0786781311035,14.0637760162354,14.0259552001953,13.906542778015099,13.9343166351318,13.819755554199199,13.920813560485801,13.821713447570801,13.8340721130371,13.8936500549316,13.8356838226318,14.0806474685669,14.2383365631104,14.3749399185181,14.5092010498047,14.605681419372599,{"$f":"Y660+($AI$490-$Y$660)/10","v":15.03173973157025}]
["       Residual Fuel",3.83150410652161,4.4939312934875497,4.5839381217956499,4.8374896049499503,5.1729192733764604,5.1682701110839799,5.1688323020935103,5.1695828437805202,5.16760349273682,5.1733479499816903,5.1798586845397896,5.1877336502075204,5.1953010559081996,5.2001247406005904,5.2810626029968297,5.3552770614623997,5.4362750053405797,5.5152239799499503,5.5921721458435103,5.6705627441406303,5.7475032806396502,5.8269476890564,5.9046044349670401,5.9824995994567898]
["       Liquefied Petroleum Gas8/",15.146578788757299,16.654964447021499,20.603065490722699,20.419296264648398,17.4092102050781,17.409763336181602,17.1964435577393,17.156021118164102,17.248268127441399,17.105394363403299,17.085474014282202,16.997465133666999,16.7497043609619,16.830522537231399,16.954969406127901,17.1650085449219,17.2562961578369,17.321376800537099,17.262313842773398,17.454835891723601,17.584600448608398,17.847267150878899,17.9585571289063,18.1527404785156]
["     Natural Gas 9/",7.2317700386047399,9.0444478988647496,9.7142210006713903,9.7955017089843803,9.2987012863159197,9.0087041854858398,8.73461818695068,8.6602125167846697,8.6087532043456996,8.6854057312011701,8.7734069824218803,8.9131555557250994,9.0697097778320295,9.1761322021484393,9.2086582183837908,9.1414461135864293,9.1881532669067401,9.3183298110961896,9.5262966156005895,9.6340904235839808,9.6386470794677699,9.6553201675415004,9.7052288055419904,9.7829256057739293]
["     Ethanol (E85) 10/",14.6543264389038,16.232709884643601,19.6646022796631,19.716905593872099,20.910398483276399,20.088336944580099,20.034643173217798,19.876234054565401,19.0899848937988,19.0770473480225,18.9334907531738,18.8203315734863,18.8769016265869,18.733657836914102,18.836368560791001,18.717578887939499,18.677961349487301,18.768825531005898,18.702945709228501,19.039726257324201,19.213029861450199,19.429216384887699,19.537574768066399,19.6945476531982,{"$f":"Y664+($AI$494-$Y$664)/10","v":19.593947309306923}]
["   Electricity",20.034517288208001,20.636144638061499,21.2071418762207,20.9249382019043,20.016746520996101,19.1842136383057,18.876358032226602,18.930015563964801,18.9569396972656,18.971715927123999,19.161241531372099,19.352525711059599,19.6624240875244,19.699916839599599,19.754545211791999,19.6803493499756,19.749149322509801,19.913064956665,20.148523330688501,20.261070251464801,20.168498992919901,20.043989181518601,20.096965789794901,20.154518127441399]
["","","","","","","","","","","","","","","","","","","","","","","","",""]
[" Average End-Use Energy",10.2607097625732,11.4965677261353,12.4990587234497,12.3170623779297,12.135007858276399,11.845267295837401,11.6573295593262,11.6295518875122,11.5503234863281,11.540096282959,11.6076335906982,11.667243003845201,11.774538040161101,11.796236991882299,11.871965408325201,11.843188285827599,11.9137773513794,12.034348487854,12.153738975524901,12.3460960388184,12.4321403503418,12.5191946029663,12.636996269226101,12.8200740814209]
["   Primary Energy",7.8488264083862296,9.3171482086181605,10.527009010314901,10.2968044281006,10.2268390655518,10.0435380935669,9.9028997421264595,9.8629217147827095,9.7728738784790004,9.75823974609375,9.7822933197021502,9.7888011932372994,9.8279809951782209,9.8149814605712908,9.8643417358398402,9.8190460205078107,9.8615427017211896,9.9469861984252894,10.0096731185913,10.190193176269499,10.288735389709499,10.396104812622101,10.5091648101807,10.694952964782701]
["   Electricity",21.599882125854499,21.735733032226602,21.731866836547901,21.659553527831999,20.918876647949201,20.055833816528299,19.596654891967798,19.579929351806602,19.517631530761701,19.486770629882798,19.702039718627901,19.955158233642599,20.317079544067401,20.442613601684599,20.578334808349599,20.580734252929702,20.7274265289307,20.953577041626001,21.262916564941399,21.454774856567401,21.4308891296387,21.3733520507813,21.452013015747099,21.5757865905762]
["","","","","","","","","","","","","","","","","","","","","","","","",""]
[" Electric Power 11/","","","","","","","","","","","","","","","","","","","","","","","",""]
["   Fossil Fuel Average",1.8996955156326301,2.2409727573394802,2.4239859580993701,2.3793189525604199,2.2557969093322798,2.16659760475159,2.1260316371917698,2.1242508888244598,2.1216156482696502,2.1531240940093999,2.1922359466552699,2.2451419830322301,2.2968165874481201,2.3293662071228001,2.3501963615417498,2.3520054817199698,2.3871843814849898,2.4302341938018799,2.5017471313476598,2.5190291404724099,2.50686860084534,2.48747658729553,2.5030989646911599,2.5170097351074201]
["     Petroleum Products",4.3748912811279297,5.2786889076232901,5.9517350196838397,5.8146204948425302,6.06520652770996,6.0658583641052202,6.0610094070434597,6.0499844551086399,6.0430412292480504,6.00789546966553,5.9784431457519496,5.9840416908264196,6.0042037963867196,6.0128812789917001,6.0971722602844203,6.1627969741821298,6.2556800842285201,6.3419466018676802,6.4189195632934597,6.5561437606811497,6.6497230529785201,6.7551417350768999,6.8526744842529297,6.9808459281921396]
["       Distillate Fuel",5.6938004493713397,6.4773354530334499,7.1750593185424796,6.8899416923522896,7.0708780288696298,7.0249619483947798,6.9838500022888201,6.9665460586547896,6.9450497627258301,6.8211231231689498,6.8083920478820801,6.7952175140380904,6.8354115486145002,6.8402228355407697,6.9283905029296902,6.9566001892089799,7.0452814102172896,7.1418867111206099,7.2127375602722203,7.4472899436950701,7.5714774131774902,7.7267389297485396,7.8528199195861799,8.0614786148071307]
["       Residual Fuel",3.9850425720214799,4.7911210060119602,5.5054440498352104,5.3836627006530797,5.6116971969604501,5.6101722717285201,5.61515140533447,5.6134881973266602,5.6123900413513201,5.6186213493347203,5.6204733848571804,5.6265015602111799,5.6295571327209499,5.6379580497741699,5.71999168395996,5.7965455055236799,5.8776378631591797,5.9570369720459002,6.0351238250732404,6.1149992942810103,6.1950988769531303,6.27585792541504,6.3545475006103498,6.4353322982788104]
["     Natural Gas",3.6857740879058798,5.4593739509582502,5.9836130142211896,5.9218006134033203,5.2758417129516602,4.86041164398193,4.5085921287536603,4.4009499549865696,4.3143215179443404,4.3619651794433603,4.4577717781066903,4.5935211181640598,4.72908592224121,4.8101162910461399,4.8377823829650897,4.7923994064331099,4.8652648925781303,5.0083761215209996,5.2321648597717303,5.32541704177856,5.3230118751525897,5.3357062339782697,5.3972234725952104,5.4970946311950701,{"$f":"Y676+($AI$506-$Y$676)/10","v":5.5250455710201605}]
["     Steam Coal",1.2699717283248899,1.27919089794159,1.2835900783538801,1.28959560394287,1.29778397083282,1.28695380687714,1.28577756881714,1.27679371833801,1.26281106472015,1.25397908687592,1.2489364147186299,1.2449804544448899,1.2430621385574301,1.24259686470032,1.24424111843109,1.2428184747695901,1.24728739261627,1.2513284683227499,1.2762980461120601,1.2851967811584499,1.2969329357147199,1.3016670942306501,1.31676089763641,1.3290703296661399,{"$f":"Y677+($AI$507-$Y$677)/10","v":1.3327822261431892}]
["","","","","","","","","","","","","","","","","","","","","","","","",""]
[" Average Price to All Users 12/","","","","","","","","","","","","","","","","","","","","","","","",""]
["   Petroleum Products 2/",9.0916013717651403,10.5092258453369,12.005053520202599,11.6376342773438,11.8251142501831,11.7351989746094,11.6926622390747,11.6848964691162,11.6311902999878,11.6124935150146,11.616386413574199,11.566198348999,11.5507049560547,11.475526809692401,11.520403861999499,11.477831840515099,11.5152139663696,11.577165603637701,11.5678558349609,11.7752237319946,11.90793800354,12.0465354919434,12.1843271255493,12.407506942749]
["     Distillate Fuel",8.7129955291747994,9.89868068695068,10.9323635101318,10.516573905944799,10.8896884918213,11.1545400619507,11.1602163314819,11.210696220397899,11.2655477523804,11.312797546386699,11.4240579605103,11.453408241271999,11.43030834198,11.241268157959,11.0996809005737,10.9476537704468,10.947796821594199,10.974308013916,11.019621849060099,11.1190385818481,11.172901153564499,11.2430562973022,11.376879692077599,11.7449541091919]
["     Jet Fuel",6.0538434982299796,6.4578518867492702,8.1168746948242205,7.6875567436218297,7.8739576339721697,7.8265089988708496,7.9840884208679199,8.0166091918945295,7.8608303070068404,7.81276655197144,7.8045797348022496,7.7928524017334002,7.7725591659545898,7.7157216072082502,7.7164225578308097,7.6991229057312003,7.7546834945678702,7.8412432670593297,7.8916783332824698,8.0530261993408203,8.1459932327270508,8.2922735214233398,8.4199304580688494,8.7479171752929705]
["     Liquefied Petroleum Gas",9.5166797637939506,13.0396432876587,15.6858806610107,14.0740518569946,13.2904262542725,13.309534072876,13.149743080139199,13.0244760513306,13.1580867767334,12.982262611389199,12.9337568283081,12.8646802902222,12.621651649475099,12.775475502014199,12.937217712402299,13.1492967605591,13.286898612976101,13.3753395080566,13.277045249939,13.584378242492701,13.775920867919901,13.987989425659199,14.116153717041,14.3756980895996]
["     Motor Gasoline 7/",11.3185987472534,12.9258327484131,14.650143623352101,14.344244956970201,14.6975507736206,14.347893714904799,14.238919258117701,14.238542556762701,14.0666351318359,14.0516872406006,14.0139780044556,13.894681930541999,13.9225015640259,13.8080444335938,13.9091501235962,13.810170173645,13.822598457336399,13.882239341735801,13.824323654174799,14.0693578720093,14.2271223068237,14.3637847900391,14.4981489181519,14.5947113037109]
["     Residual Fuel",3.9308724403381299,4.6628575325012198,5.07232666015625,5.1433587074279803,5.4173622131347701,5.4097323417663601,5.3977632522582999,5.3867764472961399,5.3854241371154803,5.3919448852539098,5.3981180191040004,5.4056487083435103,5.4104261398315403,5.4168543815612802,5.4972262382507298,5.5698432922363299,5.6456804275512704,5.7250947952270499,5.8020553588867196,5.88106393814087,5.9598326683044398,6.0394186973571804,6.11779880523682,6.2010583877563503]
["   Natural Gas",5.1461992263793901,6.8558807373046902,7.3508062362670898,7.3840570449829102,6.7167382240295401,6.27575588226318,5.86295366287231,5.7038016319274902,5.5520119667053196,5.5432248115539604,5.5985813140869096,5.70459079742432,5.8318381309509304,5.9191007614135698,5.9519534111022896,5.8878293037414604,5.94315385818481,6.08443307876587,6.3156557083129901,6.4281539916992196,6.4433326721191397,6.4763746261596697,6.5396862030029297,6.6462817192077601]
["   Coal",1.2938040494918801,1.29924309253693,1.3041912317276001,1.3119194507598899,1.3187216520309399,1.3072546720504801,1.3059933185577399,1.2971544265747099,1.2836289405822801,1.2749706506729099,1.26953566074371,1.2652333974838299,1.2631930112838701,1.2626041173934901,1.26433837413788,1.26277422904968,1.2691743373870801,1.27585673332214,1.3034254312515301,1.3139834403991699,1.32844221591949,1.3343856334686299,1.3519768714904801,1.3668735027313199]
["   Ethanol (E85) 10/",14.6543264389038,16.232709884643601,19.6646022796631,19.716905593872099,20.910398483276399,20.088336944580099,20.034643173217798,19.876234054565401,19.0899848937988,19.0770473480225,18.9334907531738,18.8203315734863,18.8769016265869,18.733657836914102,18.836368560791001,18.717578887939499,18.677961349487301,18.768825531005898,18.702945709228501,19.039726257324201,19.213029861450199,19.429216384887699,19.537574768066399,19.6945476531982]
["   Electricity",21.599882125854499,21.735733032226602,21.731866836547901,21.659553527831999,20.918876647949201,20.055833816528299,19.596654891967798,19.579929351806602,19.517631530761701,19.486770629882798,19.702039718627901,19.955158233642599,20.317079544067401,20.442613601684599,20.578334808349599,20.580734252929702,20.7274265289307,20.953577041626001,21.262916564941399,21.454774856567401,21.4308891296387,21.3733520507813,21.452013015747099,21.5757865905762]
["","","","","","","","","","","","","","","","","","","","","","","","",""]
["Non-Renewable Energy Expenditures by Sector","","","","","","","","","","","","","","","","","","","","","","","",""]
["(billion 2003 dollars)","","","","","","","","","","","","","","","","","","","","","","","",""]
[" Residential",163.90481567382801,177.16523742675801,181.73590087890599,185.241622924805,180.05682373046901,176.427001953125,175.07618713378901,176.51165771484401,178.08059692382801,180.014236450195,183.85498046875,187.18310546875,191.43936157226599,194.37899780273401,197.52023315429699,198.76248168945301,201.94073486328099,206.017013549805,211.20541381835901,214.41099548339801,216.40347290039099,218.64796447753901,222.25126647949199,225.36584472656301]
[" Commercial",122.690147399902,128.153732299805,130.48612976074199,132.29133605957,129.27566528320301,126.887260437012,126.692184448242,129.41491699218801,131.90731811523401,135.04089355468801,139.741943359375,144.63902282714801,150.53921508789099,154.864669799805,159.25378417968801,162.59527587890599,167.29981994628901,172.854415893555,179.18412780761699,184.76553344726599,188.65592956543,192.56275939941401,197.80290222168,203.64804077148401]
[" Industrial",124.39901733398401,147.11244201660199,168.13270568847699,167.53501892089801,157.82022094726599,152.842697143555,151.28466796875,151.59564208984401,151.94683837890599,152.62234497070301,154.60144042968801,156.88139343261699,159.98997497558599,162.62356567382801,164.507247924805,166.59835815429699,170.382568359375,174.95167541503901,179.57080078125,184.12712097168,186.42012023925801,189.56260681152301,192.98284912109401,198.25885009765599]
[" Transportation",263.72879028320301,302.59255981445301,352.23825073242199,351.13717651367199,366.34793090820301,368.76159667968801,374.76626586914102,382.39471435546898,385.90115356445301,392.12625122070301,398.68222045898398,403.06192016601602,409.94515991210898,412.30630493164102,418.64147949218801,421.60382080078102,428.44393920898398,436.35858154296898,441.71078491210898,454.05059814453102,464.07431030273398,474.87463378906301,486.72909545898398,501.322265625]
["   Total Non-Renewable Expenditures",674.72277832031295,755.02398681640602,832.593017578125,836.20513916015602,833.50061035156295,824.91857910156295,827.8193359375,839.91693115234398,847.8359375,859.8037109375,876.880615234375,891.76544189453102,911.91369628906295,924.17352294921898,939.92272949218795,949.55993652343795,968.06707763671898,990.18170166015602,1011.67114257813,1037.35424804688,1055.55383300781,1075.64794921875,1099.76611328125,1128.59497070313]
["   Transportation Renewable Expenditures",1.1704622767865699E-2,1.72001253813505E-2,2.0739471539855E-2,2.2715086117386801E-2,2.5078095495700801E-2,2.8324941173195801E-2,3.1410280615091303E-2,3.5102743655443198E-2,3.9645586162805599E-2,4.3348435312509502E-2,4.6531450003385502E-2,4.9735426902771003E-2,5.3442426025867497E-2,5.6060969829559298E-2,6.0336232185363797E-2,6.3296250998973805E-2,6.6096656024455996E-2,6.9950148463249207E-2,7.2811737656593295E-2,7.6670221984386402E-2,8.0276548862457303E-2,8.4626309573650402E-2,8.8446177542209597E-2,9.2330038547515897E-2]
["   Total Expenditures",674.73449707031295,755.04119873046898,832.61376953125,836.22784423828102,833.52569580078102,824.94689941406295,827.85076904296898,839.95202636718795,847.87561035156295,859.84704589843795,876.92712402343795,891.815185546875,911.96716308593795,924.22961425781295,939.98309326171898,949.62322998046898,968.13317871093795,990.25164794921898,1011.74395751953,1037.43090820313,1055.63415527344,1075.73254394531,1099.85461425781,1128.68725585938]
["Biomass and Methanol data added from h2a_central_biomass_gasification_current_final.xls"]
["Woody Biomass",1.1960935989170374,1.1960935989170374,1.1960935989170374,1.1960935989170374,1.1960935989170374,1.1960935989170374,1.1960935989170374,1.1960935989170374,1.1960935989170374,1.198027460839296,1.2067298394894606,1.2415393540901181,1.244440146973506,1.2657126281183524,1.2686134210017406,1.2840843163798106,1.2792496615741635,1.3034229356023981,1.3217946238638563,1.3759427576871011,1.3943144459485595,1.4001160317153356,1.4242893057435699,1.4378263391993813,{"$f":"Y701+($AI$531-$Y$701)/10","v":1.5542937052794432}]
["Methanol",8.7353999999999985,8.7353999999999985,8.7353999999999985,8.7353999999999985,8.7353999999999985,8.7353999999999985,8.7353999999999985,8.7353999999999985,8.7353999999999985,8.7353999999999985,8.7353999999999985,8.7353999999999985,8.7353999999999985,8.7353999999999985,8.7353999999999985,8.7353999999999985,8.7353999999999985,8.7353999999999985,8.7353999999999985,8.7353999999999985,8.7353999999999985,8.7353999999999985,8.7353999999999985,8.7353999999999985,8.7353999999999985]
["Steam $(2005)/GJ",4.78,4.78,4.78,4.78,4.78,4.78,4.78,4.78,4.78,4.78,4.78,4.78,4.78,4.78,4.78,4.78,4.78,4.78,4.78,4.78,4.78,4.78,4.78,4.78,4.78]
["Steam $(2005)/mmBTU",{"$f":"B703*GJ_p_MMBtu","v":{"$error":"#NAME?"}},{"$error":"#NAME?"},{"$error":"#NAME?"},{"$error":"#NAME?"},{"$error":"#NAME?"},{"$error":"#NAME?"},{"$error":"#NAME?"},{"$error":"#NAME?"},{"$error":"#NAME?"},{"$error":"#NAME?"},{"$error":"#NAME?"},{"$error":"#NAME?"},{"$error":"#NAME?"},{"$error":"#NAME?"},{"$error":"#NAME?"},{"$error":"#NAME?"},{"$error":"#NAME?"},{"$error":"#NAME?"},{"$error":"#NAME?"},{"$error":"#NAME?"},{"$error":"#NAME?"},{"$error":"#NAME?"},{"$error":"#NAME?"},{"$error":"#NAME?"},{"$error":"#NAME?"}]
["Values for steam were copied from the H2A model version 1.  Biomass values were taken from the note at the bottom of this section."]
["   1/ Weighted average price includes fuels below as well as coal.",null,null,null,"","","","","","","","","","","","","","","","","","","","",""]
["   2/ This quantity is the weighted average for all petroleum products, not just those listed below."]
["   3/ Includes energy for combined heat and power plants, except those whose primary business is to sell electricity, or electricity and heat, to the public."]
["   4/ Excludes use for lease and plant fuel."]
["   5/ Diesel fuel containing 500 parts per million (ppm) or 15 ppm sulfur.  Price includes Federal and State taxes while excluding county and local taxes."]
["   6/ Kerosene-type jet fuel.  Price includes Federal and State taxes while excluding county and local taxes."]
["   7/ Sales weighted-average price for all grades. Includes Federal, State, and local taxes."]
["   8/ Includes Federal and State taxes while excluding county and local taxes."]
["   9/ Compressed natural gas used as a vehicle fuel.  Price includes estimated motor vehicle fuel taxes."]
["   10/ E85 refers to a blend of 85 percent ethanol (renewable) and 15 percent motor gasoline (nonrenewable).  To address cold starting issues, the percentage of ethanol actually"]
["varies seasonally.  The annual average ethanol content of 74 percent is used for this forecast."]
["   11/ Includes electricity-only and combined heat and power plants whose primary business is to sell electricity, or electricity and heat, to the public."]
["   12/ Weighted averages of end-use fuel prices are derived from the prices shown in each sector and the corresponding sectoral consumption."]
["   Btu = British thermal unit."]
["   Note:  Data for 2002 and 2003 are model results and may differ slightly from official EIA data reports."]
["   Sources:  2002 and 2003 prices for motor gasoline, distillate, and jet fuel are based on prices in the Energy Information Administration (EIA), Petroleum Marketing Annual"]
["2003, DOE/EIA-0487(2003) (Washington, DC, August 2004).  2002 residential and commercial natural gas delivered prices:  EIA, Natural Gas Annual 2002, DOE/EIA-0131(2002)"]
["(Washington, DC, January 2004).  2003 residential and commercial natural gas delivered prices:  EIA, Natural Gas Monthly, DOE/EIA-0130(2004/07) (Washington, DC, July 2004)."]
["2002 and 2003 electric power sector natural gas prices:  EIA, Electric Power Monthly, DOE/EIA-0226, May 2003 through April 2004, Table 4.11.A.  2002 and 2003 industrial natural"]
["gas delivered prices are estimated based on:  EIA, Manufacturing Energy Consumption Survey 1994 and industrial and wellhead prices from the Natural Gas Annual 2002,"]
["DOE/EIA-0131(2002) (Washington, DC, January 2004) and the Natural Gas Monthly, DOE/EIA-0130(2004/07) (Washington, DC, July 2004).  2002 transportation sector natural"]
["gas delivered prices are based on:  EIA, Natural Gas Annual 2002, DOE/EIA-0131(2002) (Washington, DC, January 2004) and estimated state and federal taxes.  2003"]
["transportation sector natural gas delivered prices are model results.  2002 and 2003 coal prices based on:  EIA, Quarterly Coal Report, October-December 2003,"]
["DOE/EIA-0121(2003/4Q) (Washington, DC, March 2004) and EIA, AEO2005 National Energy Modeling System run aeo2005.d102004a.  2002 and 2003 electricity prices:"]
["Annual Energy Review 2003, DOE/EIA-0384(2003) (Washington, DC, September 2004).  2002 and 2003 ethanol prices derived from weekly spot prices in the Oxy Fuel"]
["News.  Projections:  EIA, AEO2005 National Energy Modeling System run hw2005.d102004a."]
["* Biomass prices shown for years 2001 through 2009 are the same as the EIA value for 2010.  For the post-2025 biomass prices:  The value for 2035 was chosen based on a review of the literature, which indicated a price of $2.50/MMBtu delivered dry English ton (in 2000$) was a reasonable mid-range projection.  Values for the 2026 through 2034 were interpolated from the 2025 and 2035 values.  The value of $5.00/MMBtu delivered dry English ton in 2065 was based on judgment.  An EIA paper by Zia Haq entitled, “Biomass for Electricity Generation” (available from EIA’s website) indicates that about 7 quads of biomass per year  would be available if the price rose to  $5/MMBtu."]
["Note:  when steam is an important input or output, the price should be externally provided and should be based on the specific characteristics of the steam needed or produced. "]
[]
[]
["Table E.  Price Ratios from PNNL Mini-CAM Model"]
[null," Ratio 2050 to 2035 Price"," Ratio 2065 to 2050 Price","Extrapolated Ratio 2070 to 2065 Price","Ratio 2035 to 2020 Price"]
[]
[]
["Coal Delivered to Utilities",1.0439774739816527,1.0284486209328481,1.0094828736442827,{"$f":"F752/E752","v":1.0704312355553662}]
["Wellhead Gas",1.2097805877102306,1.1729343042703535,1.0576447680901178,1.1340871534488071]
["Gas Delivered to Utilities",1.1697889782905726,1.1485262991479412,1.049508766382647,1.1040561955262993]
["Crude Oil Price",1.1587647303602575,1.0854096786599328,1.0284698928866443,1.363594657351775]
["Delivered Diesel",1.1587647303602575,1.0854096786599328,1.0284698928866443,1.3635946573517748]
["Average Electricity",0.99410318905494366,1.0095287120834378,1.0031762373611459,0.97316968165904427]
["Dry Biomass at Farmgate",1.0099752422488564,1.0050974522479115,1.0016991507493038,0.99922998787640482]
["Ethanol",1.0099752422488564,1.0050974522479115,1.0016991507493038,0.99922998787640471]
[]
[null,null,null,null,"From MiniCAM"]
["In Units Consistent with EIA AEO",null,"From AEO","From AEO"]
[null,"Units",2000,2005,2020,2035,2050,2065,2080]
["Coal Delivered to Utilities","$/English ton",25.276500000000002,25.071000000000002,24.427484559,26.147942478000001,27.297862937999998,28.074449492999999,29.9967939]
["Wellhead Gas","$/mcf",3.83,2.88,3.1020351176470586,3.5179781764705877,4.2559817058823528,4.9919869411764699,5.7211905294117642]
["Gas Delivered to Utilities","$/mcf",4.333333333333333,3.2058823529411766,4.0727964705882354,4.4965961764705868,5.2600686470588229,6.0413271764705883,6.8262844117647052]
["Crude Oil Price","$/bbl",28.35,23.27,17.294973600000002,23.583333599999996,27.327535199999996,29.661571199999997]
["Delivered Diesel","$/gallon",1.5176666666666667,1.2925714285714285,0.93587519480519499,1.2761544155844153,1.4787627272727271,1.6050633766233764]
["Average Electricity","c/kWh",6.9,6.4,6.9130361604720001,6.7275571995839982,6.6878860666559987,6.7516130074319989,6.8294477356799987]
["Dry Biomass at Farmgate","$/mmBtu",null,null,3.8637053999999993,3.8607302999999993,3.8992420199999995,3.9191182199999997,4.4580291000000001]
["Ethanol","$/mmBtu",null,null,19.318526999999996,19.303651499999994,19.496210099999995,19.595591099999996,22.290145499999998]
[]
["Biomass delivered (assuming $10/English ton average delivery price)","$/English ton",null,null,76.455732879999985,76.404561159999986,77.066962743999994,77.40883338399999,86.678100520000001]
[null,17.2,"MMBtu/English ton"]
[]
["AEO 2009 High price case"]
["Report #:DOE/EIA-0383(2009)"]
["Release date: March 2009"]
["Next release date, early release: November 2009"]
[]
[" Table   3.  Energy Prices by Sector and Source"]
["                      (2007 dollars per million Btu, unless otherwise noted)"]
[]
[]
[null,null,null,null,null,null,null,null,null,null,null,null,null,null,null,null,null,null,null,null,null,null,null,null,null,null,"2007-"]
[null,"2006","2007","2008","2009","2010","2011","2012","2013","2014","2015","2016","2017","2018","2019","2020","2021","2022","2023","2024","2025","2026","2027","2028","2029","2030","2030"]
[]
[]
[" Residential"]
["   Liquefied Petroleum Gases",23.883546829223601,24.976987838745099,28.3833827972412,22.3542995452881,27.926952362060501,30.764682769775401,33.661342620849602,36.453559875488303,39.494522094726598,41.980697631835902,43.916378021240199,45.360519409179702,46.395816802978501,47.017768859863303,47.646530151367202,48.008190155029297,48.261722564697301,48.628421783447301,48.848987579345703,49.201820373535199,49.638439178466797,49.873706817627003,50.123619079589801,50.456356048583999,50.7625923156738,3.13153266906738E-2]
["   Distillate Fuel Oil",18.464220046997099,19.6639919281006,23.795093536376999,18.337640762329102,20.694063186645501,23.041601181030298,25.2962837219238,27.2604274749756,30.121095657348601,32.154388427734403,33.5627632141113,34.602504730224602,35.554206848144503,36.023918151855497,36.510219573974602,36.482681274414098,36.622692108154297,37.053558349609403,37.097206115722699,37.402278900146499,37.843147277832003,38.237148284912102,38.632442474365199,38.983299255371101,39.194442749023402,3.0443191528320299E-2]
["   Natural Gas",13.7000589370728,12.691158294677701,13.015861511230501,11.686484336853001,12.3283596038818,12.249480247497599,12.273024559021,12.2969045639038,12.4211750030518,12.5907487869263,12.705096244811999,12.9095964431763,13.0879106521606,13.1304607391357,12.9131679534912,12.562335968017599,12.61110496521,12.871636390686,13.125649452209499,13.3413944244385,13.6169128417969,13.8638000488281,14.1467199325562,14.4200448989868,14.611619949340801,6.1453580856323199E-3]
["   Electricity",31.206779479980501,31.187788009643601,32.338191986083999,32.416282653808601,31.140913009643601,31.8760585784912,31.922065734863299,32.300529479980497,32.352581024169901,32.639389038085902,32.894443511962898,33.117340087890597,33.414459228515597,33.629150390625,33.777111053466797,33.604824066162102,33.664745330810497,34.025123596191399,34.538562774658203,35.105255126953097,35.529582977294901,35.8877983093262,36.209835052490199,36.388431549072301,36.494224548339801,6.8550109863281302E-3]
[]
[" Commercial"]
["   Liquefied Petroleum Gases",21.1974983215332,23.041419982910199,23.604557037353501,18.681890487670898,24.74609375,27.568971633911101,30.4514064788818,33.230876922607401,36.258987426757798,38.733001708984403,40.657176971435497,42.090251922607401,43.1152153015137,43.7275390625,44.347579956054702,44.701267242431598,44.947372436523402,45.307144165039098,45.5213012695313,45.867866516113303,46.298439025878899,46.528209686279297,46.772487640380902,47.099220275878899,47.399448394775398,3.1858563423156697E-2]
["   Distillate Fuel Oil",15.0199489593506,16.054103851318398,20.836805343627901,16.0582466125488,18.1372261047363,20.7669353485107,23.078548431396499,25.270603179931602,28.107904434204102,30.082014083862301,31.343215942382798,32.504638671875,33.3633842468262,33.805187225341797,34.229515075683601,34.103286743164098,34.2811889648438,34.681198120117202,34.715034484863303,35.0353393554688,35.459774017333999,35.835098266601598,36.246971130371101,36.616977691650398,36.9903373718262,3.6957502365112298E-2]
["   Residual Fuel",8.8815975189209002,10.2142028808594,13.357634544372599,6.7629709243774396,12.823133468627899,15.3392543792725,17.4722385406494,19.700599670410199,21.254331588745099,22.305961608886701,23.786525726318398,25.024957656860401,25.9401969909668,26.507759094238299,27.019905090331999,27.1827697753906,27.4323539733887,27.776666641235401,28.037864685058601,28.392919540405298,28.7309265136719,28.9971923828125,29.337739944458001,29.677482604980501,29.9862384796143,4.79378700256348E-2]
["   Natural Gas",11.896094322204601,10.9898433685303,11.522585868835399,10.173228263855,10.782675743103001,10.7339086532593,10.799374580383301,10.8246822357178,10.967120170593301,11.158206939697299,11.2802991867065,11.486307144165,11.6717615127563,11.7226161956787,11.525540351867701,11.1890621185303,11.2596950531006,11.5338354110718,11.800594329834,12.0026235580444,12.273542404174799,12.5177307128906,12.805614471435501,13.061990737915,13.243557929992701,8.1434249877929705E-3]
["   Electricity",28.3762531280518,28.073511123657202,29.5588493347168,29.575660705566399,27.526445388793899,27.8994140625,27.624683380126999,27.748167037963899,27.707677841186499,28.011663436889599,28.3554382324219,28.5976047515869,28.930782318115199,29.165691375732401,29.300102233886701,29.014184951782202,29.003173828125,29.329126358032202,29.795009613037099,30.299129486083999,30.6775302886963,31.039953231811499,31.389379501342798,31.541213989257798,31.7004203796387,5.2967071533203099E-3]
[]
[" Industrial 1/"]
["   Liquefied Petroleum Gases",21.0410861968994,23.3795356750488,25.519689559936499,18.770734786987301,23.917289733886701,26.7415580749512,29.674488067626999,32.454425811767599,35.485988616943402,37.9550170898438,39.876785278320298,41.308006286621101,42.332942962646499,42.9459419250488,43.565265655517599,43.919185638427699,44.164951324462898,44.525180816650398,44.739585876464801,45.087501525878899,45.519046783447301,45.747432708740199,45.991909027099602,46.318729400634801,46.6203422546387,3.0462384223937999E-2]
["   Distillate Fuel Oil",15.735449790954601,16.821935653686499,21.808429718017599,16.708997726440401,17.9886360168457,21.028125762939499,23.343002319335898,25.786291122436499,28.5029201507568,30.4483127593994,31.613187789916999,32.863849639892599,33.663894653320298,34.092327117919901,34.4815673828125,34.296230316162102,34.5044975280762,34.907333374023402,34.931465148925803,35.251617431640597,35.650547027587898,36.0166206359863,36.444431304931598,36.830661773681598,37.303695678710902,3.5232901573181201E-2]
["   Residual Fuel Oil",9.2125148773193395,10.494535446166999,13.694963455200201,6.9981408119201696,17.262666702270501,19.511152267456101,21.9067897796631,24.078254699706999,26.237388610839801,27.981674194335898,29.130001068115199,30.3923149108887,31.137657165527301,31.575212478637699,32.042640686035199,31.994066238403299,32.249111175537102,32.508918762207003,32.660282135009801,32.957084655761697,33.298637390136697,33.551937103271499,33.991706848144503,34.317066192627003,34.482418060302699,5.3082466125488302E-2]
["   Natural Gas 2/",7.9563031196594203,7.5151352882385298,8.9608917236328107,6.6214537620544398,7.1234536170959499,7.0705270767211896,7.1530704498290998,7.2213044166564897,7.3800201416015598,7.5896773338317898,7.6845889091491699,7.8647842407226598,8.0319690704345703,8.0643510818481392,7.8568081855773899,7.5151796340942401,7.5926008224487296,7.8076257705688503,8.0573301315307599,8.2859725952148402,8.5280551910400408,8.7343835830688494,8.9821290969848597,9.2285404205322301,9.4173421859741193,9.8584890365600603E-3]
["   Metallurgical Coal",3.6353600025177002,3.6099998950958301,4.0379996299743697,4.5020823478698704,4.3855228424072301,4.3762397766113299,4.3997368812561,4.4189567565918004,4.4347076416015598,4.4522905349731401,4.4603638648986799,4.4635276794433603,4.4729104042053196,4.4708456993103001,4.4873232841491699,4.5196957588195801,4.5735583305358896,4.6242790222168004,4.6478152275085396,4.6480631828308097,4.6606159210205096,4.6456594467163104,4.6185407638549796,4.56589651107788,4.4889969825744602,9.5199346542358398E-3]
["   Other Industrial Coal",2.4029979705810498,2.4299483299255402,2.5571811199188201,2.56162786483765,2.56748747825623,2.60902070999146,2.6235916614532502,2.6379292011261,2.6488504409789999,2.67559719085693,2.6456270217895499,2.6335513591766402,2.63612961769104,2.6347033977508501,2.63350534439087,2.6284878253936799,2.6334505081176802,2.6471104621887198,2.6563882827758798,2.6693737506866499,2.6800231933593799,2.6932156085968,2.7120738029479998,2.7318363189697301,2.7488965988159202,5.3765773773193403E-3]
["   Coal to Liquids","- -","- -",0,0,0,1.41293036937714,1.2184369564056401,1.17754483222961,1.3116322755813601,1.2733211517334,1.2851463556289699,1.28024590015411,1.30277991294861,1.29882299900055,1.29265284538269,1.32939457893372,1.3688597679138199,1.4024136066436801,1.4137438535690301,1.42857146263123,1.43632352352142,1.44281482696533,1.44536685943604,1.4501197338104199,1.4655066728591899,"- -"]
["   Electricity",18.411262512206999,18.634252548217798,20.706560134887699,20.639848709106399,18.9005832672119,18.9754123687744,18.748577117919901,18.7451286315918,18.622827529907202,18.823989868164102,19.081008911132798,19.220748901367202,19.446659088134801,19.608354568481399,19.6959743499756,19.505567550659201,19.549434661865199,19.802045822143601,20.232648849487301,20.693027496337901,21.023696899414102,21.339708328247099,21.629344940185501,21.733781814575199,21.762773513793899,6.7706108093261701E-3]
[]
[" Transportation"]
["   Liquefied Petroleum Gases 3/",22.2963676452637,25.0072422027588,28.459692001342798,22.469375610351602,27.7350177764893,30.574182510376001,33.472511291503899,36.259494781494098,39.291736602783203,41.768077850341797,43.697544097900398,45.127403259277301,46.152801513671903,46.761356353759801,47.381011962890597,47.734935760497997,47.977794647216797,48.333538055419901,48.545326232910199,48.889308929443402,49.317207336425803,49.543441772460902,49.784286499023402,50.108409881591797,50.406246185302699,3.0945181846618701E-2]
["   E85 4/",25.5142211914063,26.671012878418001,33.849239349365199,33.586345672607401,27.6864833831787,30.227962493896499,32.657257080078097,32.785953521728501,32.346141815185497,33.964523315429702,35.691123962402301,37.409137725830099,37.7480278015137,37.745933532714801,36.169681549072301,35.874843597412102,36.162742614746101,36.566848754882798,36.620006561279297,36.971061706542997,37.408500671386697,37.711296081542997,38.137138366699197,38.524795532226598,38.908096313476598,1.65539979934692E-2]
["   Motor Gasoline 5/",21.784559249877901,22.982162475585898,26.493778228759801,18.863723754882798,25.437911987304702,27.775495529174801,29.9758186340332,32.350837707519503,35.054023742675803,37.158294677734403,38.482601165771499,39.982501983642599,40.787757873535199,41.354404449462898,41.681800842285199,41.651054382324197,41.988578796386697,42.463710784912102,42.524349212646499,42.938045501708999,43.455722808837898,43.8155326843262,44.317115783691399,44.772129058837898,45.225753784179702,2.9869914054870599E-2]
["   Jet Fuel 6/",15.2446508407593,16.0964660644531,22.0368041992188,14.6258354187012,18.117679595947301,20.790958404541001,23.098089218139599,25.277437210083001,28.108070373535199,30.063097000122099,31.2007732391357,32.563095092773402,33.216217041015597,33.609565734863303,33.985622406005902,33.9229927062988,34.1160697937012,34.517745971679702,34.4479789733887,34.882648468017599,35.356975555419901,35.6980171203613,36.117191314697301,36.502471923828097,36.943180084228501,3.6781191825866699E-2]
["   Diesel Fuel (distillate fuel oil) 7/",20.2724208831787,20.921422958373999,27.137769699096701,19.170770645141602,22.028490066528299,24.713983535766602,27.011182785034201,29.495634078979499,32.183456420898402,34.083713531494098,35.161376953125,36.449062347412102,37.198707580566399,37.612049102783203,37.951786041259801,37.7472534179688,37.957847595214801,38.353157043457003,38.333263397216797,38.682945251464801,39.052806854247997,39.384151458740199,39.812137603759801,40.192409515380902,40.681694030761697,2.93352603912354E-2]
["   Residual Fuel Oil",8.20648097991943,9.3524312973022496,13.736819267272899,7.9047741889953604,13.998456954956101,16.239332199096701,18.616979598998999,20.834623336791999,23.251203536987301,25.300340652465799,26.520757675170898,27.721658706665,28.4222621917725,28.894708633422901,29.233545303344702,29.354173660278299,29.542749404907202,29.811567306518601,29.883472442626999,30.208297729492202,30.753358840942401,31.1088161468506,31.5337104797363,31.915937423706101,32.455944061279297,5.55877685546875E-2]
["   Natural Gas 8/",16.0437107086182,15.4583129882813,17.019536972045898,14.5970249176025,15.1249084472656,15.054651260376,15.074832916259799,15.052045822143601,15.142041206359901,15.2916584014893,15.3377676010132,15.4715919494629,15.583300590515099,15.570981025695801,15.303962707519499,14.909815788269,14.9584617614746,15.1840562820435,15.399169921875,15.568284988403301,15.7804002761841,15.981484413146999,16.220918655395501,16.434350967407202,16.567071914672901,3.0162334442138698E-3]
["   Electricity",30.389289855956999,30.640342712402301,34.162754058837898,33.815212249755902,30.533897399902301,30.904481887817401,30.761266708373999,30.656822204589801,30.208518981933601,30.091423034668001,30.193696975708001,30.0047798156738,29.991252899169901,30.379962921142599,30.558404922485401,30.327966690063501,30.564914703369102,31.263238906860401,32.143627166747997,32.985675811767599,33.582263946533203,34.167488098144503,34.703441619872997,34.847152709960902,34.984054565429702,5.7690143585205104E-3]
[]
[" Electric Power 9/"]
["   Distillate Fuel Oil",13.773189544677701,14.7723951339722,19.0520629882813,14.607873916626,17.083803176879901,19.3275451660156,21.593971252441399,23.5840148925781,26.404422760009801,28.420751571655298,29.800575256347699,30.8314094543457,31.78662109375,32.266555786132798,32.755008697509801,32.748939514160199,32.898239135742202,33.249435424804702,33.280975341796903,33.615665435791001,34.1393432617188,34.519859313964801,34.915023803710902,35.267223358154297,35.541374206542997,3.8909077644348103E-2]
["   Residual Fuel Oil",8.3781757354736293,8.3772602081298793,13.767860412597701,8.0074138641357404,15.1507024765015,17.445198059081999,19.8086948394775,22.028682708740199,24.317232131958001,26.1839485168457,27.423599243164102,28.603431701660199,29.3214435577393,29.774486541748001,30.1320896148682,30.226545333862301,30.416906356811499,30.663860321044901,30.799253463745099,31.115032196044901,31.5948371887207,31.898286819458001,32.294849395752003,32.6415824890137,33.036785125732401,6.1471939086914097E-2]
["   Natural Gas",7.0546379089355504,7.0191588401794398,9.1784105300903303,6.3232793807983398,6.7862815856933603,6.7554225921630904,6.8966388702392596,6.9007439613342303,7.0371451377868697,7.2394108772277797,7.3461008071899396,7.5131673812866202,7.6775636672973597,7.7008471488952601,7.47206687927246,7.1458010673522896,7.2566452026367196,7.4941387176513699,7.74432277679443,7.9791569709777797,8.1962327957153303,8.3967161178588903,8.6154594421386701,8.8489608764648402,9.0075101852416992,1.09031200408936E-2]
["   Steam Coal",1.7355251312255899,1.78000032901764,1.9430780410766599,1.9159911870956401,1.9215773344039899,1.94381320476532,1.96493256092072,1.9859246015548699,2.01386618614197,2.0425341129303001,2.0265669822692902,2.0264971256256099,2.0284991264343302,2.03088283538818,2.0331871509552002,2.0308041572570801,2.03707003593445,2.0511178970336901,2.0604875087738002,2.07539582252502,2.08802461624146,2.09706377983093,2.11007905006409,2.1255011558532702,2.14128541946411,8.0668926239013707E-3]
[]
[" Average Price to All Users 10/"]
["   Liquefied Petroleum Gases",15.6574239730835,18.532711029052699,19.588813781738299,17.695808410644499,22.89772605896,25.525800704956101,28.135374069213899,30.695905685424801,33.5143013000488,35.840816497802699,37.6836967468262,39.047306060791001,40.043754577636697,40.646400451660199,41.227584838867202,41.557403564453097,41.8039360046387,42.135208129882798,42.369644165039098,42.704635620117202,43.125633239746101,43.351551055908203,43.615390777587898,43.933467864990199,44.235824584960902,3.8550496101379401E-2]
["   E85 4/",25.5142211914063,26.671012878418001,33.849239349365199,33.586345672607401,27.6864833831787,30.227962493896499,32.657257080078097,32.785953521728501,32.346141815185497,33.964523315429702,35.691123962402301,37.409137725830099,37.7480278015137,37.745933532714801,36.169681549072301,35.874843597412102,36.162742614746101,36.566848754882798,36.620006561279297,36.971061706542997,37.408500671386697,37.711296081542997,38.137138366699197,38.524795532226598,38.908096313476598,1.65539979934692E-2]
["   Motor Gasoline 5/",21.648998260498001,22.819190979003899,26.322273254394499,18.9177551269531,25.436496734619102,27.772588729858398,29.973018646240199,32.347999572753899,35.050952911377003,37.155685424804702,38.4801635742188,39.979705810546903,40.785068511962898,41.3517036437988,41.679214477539098,41.648273468017599,41.985744476318402,42.461280822753899,42.522396087646499,42.935802459716797,43.453563690185497,43.8141899108887,44.316211700439503,44.771690368652301,45.225814819335902,3.0188679695129401E-2]
["   Jet Fuel",15.2446508407593,16.0964660644531,22.0368041992188,14.6258354187012,18.117679595947301,20.790958404541001,23.098089218139599,25.277437210083001,28.108070373535199,30.063097000122099,31.2007732391357,32.563095092773402,33.216217041015597,33.609565734863303,33.985622406005902,33.9229927062988,34.1160697937012,34.517745971679702,34.4479789733887,34.882648468017599,35.356975555419901,35.6980171203613,36.117191314697301,36.502471923828097,36.943180084228501,3.6781191825866699E-2]
["   Distillate Fuel Oil",19.1713962554932,19.9431247711182,25.703296661376999,18.5521545410156,20.9619140625,23.6791477203369,26.0628471374512,28.599927902221701,31.3183403015137,33.263851165771499,34.408931732177699,35.652828216552699,36.441574096679702,36.859718322753899,37.242115020752003,37.054904937744098,37.2623291015625,37.674507141113303,37.684783935546903,38.020187377929702,38.413318634033203,38.774890899658203,39.204498291015597,39.593456268310497,40.074676513671903,3.0806779861450199E-2]
["   Residual Fuel Oil",8.4246597290039098,9.2489309310913104,13.7205715179443,7.74660301208496,14.567358970642101,16.791095733642599,19.158735275268601,21.380689620971701,23.7013645172119,25.618089675903299,26.856208801269499,28.053350448608398,28.769941329956101,29.23703956604,29.5975856781006,29.6960258483887,29.894676208496101,30.160924911498999,30.265388488769499,30.587467193603501,31.0885925292969,31.417993545532202,31.8338527679443,32.200790405273402,32.660762786865199,5.6387543678283698E-2]
["   Natural Gas",9.5026035308837908,9.0057582855224592,10.3350286483765,8.2461471557617205,8.7815446853637695,8.7498798370361293,8.8216104507446307,8.8623371124267596,9.0222139358520508,9.1982822418212908,9.3107128143310494,9.4842357635497994,9.6566028594970703,9.6935338973999006,9.4843921661377006,9.1274719238281303,9.1924381256103498,9.4196281433105504,9.6638069152831996,9.8748388290405291,10.1317024230957,10.353573799133301,10.619698524475099,10.875740051269499,11.0649738311768,8.99326801300049E-3]
["   Metallurgical Coal",3.6353600025177002,3.6099998950958301,4.0379996299743697,4.5020823478698704,4.3855228424072301,4.3762397766113299,4.3997368812561,4.4189567565918004,4.4347076416015598,4.4522905349731401,4.4603638648986799,4.4635276794433603,4.4729104042053196,4.4708456993103001,4.4873232841491699,4.5196957588195801,4.5735583305358896,4.6242790222168004,4.6478152275085396,4.6480631828308097,4.6606159210205096,4.6456594467163104,4.6185407638549796,4.56589651107788,4.4889969825744602,9.5199346542358398E-3]
["   Other Coal",1.77764248847961,1.81885325908661,1.9807318449020399,1.95691537857056,1.96047616004944,1.9828474521637001,2.0030708312988299,2.0230474472045898,2.04939866065979,2.0778627395629901,2.0609514713287398,2.0600180625915501,2.0618624687194802,2.0638909339904798,2.06605005264282,2.0636281967163099,2.0698127746582,2.0836849212646502,2.0928261280059801,2.1075301170349099,2.11965775489807,2.12851786613464,2.1413710117340101,2.1563785076141402,2.1716537475585902,7.7377557754516602E-3]
["   Coal to Liquids","- -","- -",0,0,0,1.41293036937714,1.2184369564056401,1.17754483222961,1.3116322755813601,1.2733211517334,1.2851463556289699,1.28024590015411,1.30277991294861,1.29882299900055,1.29265284538269,1.32939457893372,1.3688597679138199,1.4024136066436801,1.4137438535690301,1.42857146263123,1.43632352352142,1.44281482696533,1.44536685943604,1.4501197338104199,1.4655066728591899,"- -"]
["   Electricity",26.6758422851563,26.701194763183601,28.207727432251001,28.274074554443398,26.651882171630898,27.076250076293899,26.8856010437012,27.034772872924801,27.029661178588899,27.3082084655762,27.613113403320298,27.833410263061499,28.1487426757813,28.391799926757798,28.5583095550537,28.353569030761701,28.399204254150401,28.738731384277301,29.230339050293001,29.757205963134801,30.155431747436499,30.516889572143601,30.855388641357401,31.007261276245099,31.1231689453125,6.6850185394287101E-3]
[]
["Non-Renewable Energy Expenditures by Sector"]
["(billion 2007 dollars)"]
[" Residential",231.08920288085901,238.37773132324199,252.94381713867199,239.17680358886699,239.69950866699199,245.75201416015599,249.44010925293,251.653884887695,255.77357482910199,260.52627563476602,265.15460205078102,269.22512817382801,274.38430786132801,278.28405761718801,280.47280883789102,279.25845336914102,282.19268798828102,287.70663452148398,294.26138305664102,299.7646484375,305.77548217773398,311.16711425781301,317.20748901367199,320.85021972656301,324.46701049804699,1.34958028793335E-2]
[" Commercial",170.28286743164099,173.08578491210901,185.76397705078099,178.33143615722699,175.53163146972699,180.70600891113301,182.55152893066401,186.30380249023401,190.25302124023401,195.77976989746099,200.96725463867199,206.10406494140599,211.46237182617199,215.83396911621099,218.91777038574199,219.36863708496099,222.59973144531301,228.27235412597699,234.30972290039099,240.46255493164099,246.24565124511699,251.95404052734401,257.89071655273398,262.67080688476602,267.35046386718801,1.9083023071289101E-2]
[" Industrial",216.12767028808599,226.84164428710901,256.28231811523398,205.24591064453099,215.22320556640599,231.62438964843801,251.65115356445301,268.80010986328102,283.12625122070301,295.85977172851602,303.21740722656301,310.33920288085898,314.45690917968801,315.63778686523398,314.44158935546898,311.38638305664102,313.677490234375,317.87069702148398,322.22720336914102,327.49166870117199,332.22317504882801,336.22024536132801,341.05575561523398,345.55453491210898,349.17462158203102,1.8929958343505901E-2]
[" Transportation",564.63043212890602,596.754638671875,694.30163574218795,484.89761352539102,634.28308105468795,713.26568603515602,779.22229003906295,844.09631347656295,905.84466552734398,934.9755859375,954.39727783203102,974.517578125,987.50305175781295,994.324462890625,995.15118408203102,988.80041503906295,994.07275390625,1004.81390380859,1007.67785644531,1021.18786621094,1038.30029296875,1054.15161132813,1073.83544921875,1093.56530761719,1116.07727050781,2.7594208717346198E-2]
["   Total Non-Renewable Expenditures",1182.13012695313,1235.05981445313,1389.29174804688,1107.65173339844,1264.73742675781,1371.34814453125,1462.86511230469,1550.85412597656,1634.99755859375,1687.14135742188,1723.73657226563,1760.18603515625,1787.806640625,1804.08032226563,1808.9833984375,1798.81384277344,1812.54272460938,1838.66357421875,1858.47619628906,1888.90673828125,1922.54455566406,1953.49304199219,1989.98937988281,2022.64086914063,2057.0693359375,2.2428870201110802E-2]
[" Transportation Renewable Expenditures",3.2134380191564602E-2,4.0766973048448597E-2,3.9758257567882503E-2,2.0912932232022299E-2,6.9471828639507294E-2,8.6778029799461406E-2,0.106363005936146,0.55913984775543202,7.9643964767456099,27.973939895629901,38.499557495117202,49.285560607910199,55.498867034912102,59.983543395996101,63.057430267333999,67.662658691406307,73.058197021484403,78.445304870605497,82.808517456054702,87.534194946289105,92.150848388671903,96.100090026855497,99.981544494628906,103.37892150878901,106.394973754883,0.407824020385742]
["   Total Expenditures",1182.16223144531,1235.1005859375,1389.33154296875,1107.67260742188,1264.80688476563,1371.43493652344,1462.97143554688,1551.41320800781,1642.9619140625,1715.11535644531,1762.23608398438,1809.47155761719,1843.30554199219,1864.06384277344,1872.04077148438,1866.4765625,1885.60095214844,1917.10888671875,1941.28466796875,1976.44091796875,2014.69543457031,2049.59301757813,2089.97094726563,2126.01977539063,2163.46435546875,2.4671554565429701E-2]
[]
[]
["Prices in Nominal Dollars"]
[" Residential"]
["   Liquefied Petroleum Gases",23.257051467895501,24.976987838745099,29.065778732299801,23.2960910797119,29.4280681610107,32.889183044433601,36.6288871765137,40.505104064941399,44.8352661132813,48.719963073730497,52.086635589599602,54.978519439697301,57.4362182617188,59.445770263671903,61.391433715820298,62.804817199707003,63.970870971679702,65.233825683593807,66.208908081054702,67.332000732421903,68.596176147460895,69.652244567871094,70.7481689453125,71.979537963867202,73.22802734375,4.7877073287963902E-2]
["   Distillate Fuel Oil",17.9798793792725,19.6639919281006,24.3671779632568,19.1102085113525,21.806400299072301,24.6327724456787,27.526374816894499,30.2902221679688,34.194293975830099,37.316211700439503,39.8068237304688,41.9394340515137,44.014728546142599,45.545963287353501,47.042560577392599,47.727027893066399,48.543346405029297,49.706432342529297,50.280788421630902,51.184494018554702,52.296066284179702,53.400947570800803,54.528671264648402,55.612415313720703,56.540290832519503,4.6990871429443401E-2]
["   Natural Gas",13.3406887054443,12.691158294677701,13.3287906646729,12.1788377761841,12.9910278320313,13.095386505126999,13.3549995422363,13.6636142730713,14.100858688354499,14.6119728088379,15.068768501281699,15.646878242492701,16.202325820922901,16.6011772155762,16.638313293456999,16.434179306030298,16.716007232666001,17.266981124877901,17.790235519409201,18.257511138916001,18.8174343109131,19.361801147460898,19.9677219390869,20.5712070465088,21.078121185302699,2.2302865982055699E-2]
["   Electricity",30.388185501098601,31.187788009643601,33.115669250488303,33.781986236572301,32.814785003662102,34.077308654785199,34.736278533935497,35.890495300292997,36.7275390625,37.879070281982401,39.014167785644503,40.139362335205099,41.365802764892599,42.518196105957003,43.5210151672363,43.962184906005902,44.622589111328097,45.6438598632813,46.812854766845703,48.041049957275398,49.098915100097699,50.119911193847699,51.109226226806598,51.910655975341797,52.645065307617202,2.3023962974548302E-2]
[]
[" Commercial"]
["   Liquefied Petroleum Gases",20.6414604187012,23.041419982910199,24.172060012817401,19.4689617156982,26.076234817504901,29.4727878570557,33.1359672546387,36.924243927002003,41.162197113037102,44.950904846191399,48.2210884094238,51.014842987060497,53.374961853027301,55.285846710205099,57.140815734863303,58.478668212890597,59.577701568603501,60.778411865234403,61.698631286621101,62.76953125,63.9805717468262,64.980018615722699,66.018135070800795,67.190345764160199,68.376495361328097,4.8429012298583998E-2]
["   Distillate Fuel Oil",14.6259565353394,16.054103851318398,21.337766647338899,16.734783172607401,19.112129211425799,22.201026916503899,25.113124847412099,28.0792446136475,31.9088649749756,34.911155700683601,37.174346923828097,39.3967475891113,41.302574157714801,42.740764617919901,44.103927612304702,44.6142768859863,45.439685821533203,46.523967742919901,47.052040100097699,47.945369720458999,49.002445220947301,50.046310424804702,51.161643981933601,52.236690521240199,53.3607368469238,5.3609848022460903E-2]
["   Residual Fuel",8.64862155914307,10.2142028808594,13.678780555725099,7.0478959083557102,13.512396812439,16.3985290527344,19.012569427490199,21.890174865722699,24.128501892089801,25.886793136596701,28.2118015289307,30.3311157226563,32.112957000732401,33.514438629150398,34.8145141601563,35.560783386230497,36.361560821533203,37.261711120605497,38.001945495605497,38.855312347412102,39.703739166259801,40.496681213378899,41.409446716308601,42.337013244628899,43.256912231445298,6.4766526222229004E-2]
["   Natural Gas",11.5840444564819,10.9898433685303,11.799612998962401,10.6018285751343,11.362260818481399,11.475154876709,11.7514343261719,12.0277652740479,12.4501762390137,12.9494619369507,13.3789005279541,13.921801567077599,14.449187278747599,14.8212032318115,14.8503885269165,14.6376485824585,14.924715995788601,15.472354888916,15.9942817687988,16.425422668456999,16.961009979248001,17.481918334960898,18.074787139892599,18.633848190307599,19.104610443115199,2.43330001831055E-2]
["   Electricity",27.631908416748001,28.073511123657202,30.269506454467798,30.8216876983643,29.006034851074201,29.8260498046875,30.060043334960898,30.832170486450199,31.454517364501999,32.508445739746101,33.630722045898402,34.661285400390597,35.815185546875,36.874931335449197,37.752494812011697,37.956661224365199,38.443679809570298,39.3442993164063,40.383541107177699,41.463935852050803,42.393783569335902,43.349544525146499,44.305282592773402,44.995758056640597,45.729721069335902,2.1440625190734901E-2]
[]
[" Industrial 1/"]
["   Liquefied Petroleum Gases",20.489151000976602,23.3795356750488,26.133235931396499,19.561550140380898,25.202880859375,28.5882358551025,32.290554046630902,36.061496734619098,40.28466796875,44.048030853271499,47.2955131530762,50.066734313964801,52.406539916992202,54.297653198242202,56.132820129394503,57.455539703369098,58.540603637695298,59.729427337646499,60.639110565185497,61.701614379882798,62.903518676757798,63.889602661132798,64.916366577148395,66.076919555664105,67.252586364746094,4.7010421752929701E-2]
["   Distillate Fuel Oil",15.3226890563965,16.821935653686499,22.332750320434599,17.412950515747099,18.955553054809599,22.4802551269531,25.400894165039102,28.652246475219702,32.3572998046875,35.336254119872997,37.494544982910199,39.832122802734403,41.674594879150398,43.103801727294901,44.428688049316399,44.866687774658203,45.735679626464801,46.827323913574197,47.345386505127003,48.241344451904297,49.266075134277301,50.299819946289098,51.440353393554702,52.541526794433601,53.812774658203097,5.1857590675353997E-2]
["   Residual Fuel Oil",8.9708585739135707,10.494535446166999,14.024219512939499,7.2929735183715803,18.1905612945557,20.858524322509801,23.838066101074201,26.7543754577637,29.785404205322301,32.473640441894503,34.549385070800803,36.836536407470703,38.547210693359403,39.921348571777301,41.286190032958999,41.854972839355497,42.746166229247997,43.609909057617202,44.267074584960902,45.101306915283203,46.015933990478501,46.857711791992202,47.978397369384801,48.9557075500488,49.742916107177699,6.9993734359741197E-2]
["   Natural Gas 2/",7.7475991249084499,7.5151352882385298,9.17633056640625,6.9004168510437003,7.5063500404357901,7.5587930679321298,7.7836766242981001,8.0238990783691406,8.3780012130737305,8.8080673217773402,9.1142396926879901,9.5323905944824201,9.9432659149169904,10.195965766906699,10.1233129501343,9.8314371109008807,10.063985824585,10.473736763000501,10.920739173889199,11.339237213134799,11.7850589752197,12.198199272155801,12.6780385971069,13.1651611328125,13.585069656372101,2.6075601577758799E-2]
["   Metallurgical Coal",3.53999996185303,3.6099998950958301,4.1350817680358896,4.6917557716369602,4.6212515830993697,4.6784477233886701,4.7876124382018999,4.9100909233093297,5.03440189361572,5.1670279502868697,5.2901754379272496,5.4099502563476598,5.5372896194457999,5.6526045799255398,5.7818107604980504,5.9127135276794398,6.0622472763061497,6.2033557891845703,6.2995529174804696,6.3608093261718803,6.4405817985534703,6.4879999160766602,6.5189485549926802,6.51357221603394,6.4756422042846697,2.57315635681152E-2]
["   Other Industrial Coal",2.3399641513824498,2.4299483299255402,2.6186611652374299,2.6695497035980198,2.70549392700195,2.7891905307769802,2.8548843860626198,2.9311156272888201,3.00704789161682,3.1051175594329798,3.1378228664398198,3.19195532798767,3.2634260654449498,3.3311228752136199,3.39320969581604,3.4386153221130402,3.4906363487243701,3.5510332584381099,3.60041379928589,3.6530005931854199,3.7035679817199698,3.7612707614898699,3.82802057266235,3.89715647697449,3.9654450416564901,2.1521687507629401E-2]
["   Coal to Liquids","- -","- -",0,0,0,1.5105023384094201,1.3258528709411599,1.3084201812744101,1.4890010356903101,1.4777305126190201,1.52423667907715,1.55170238018036,1.6127909421920801,1.64213514328003,1.6655528545379601,1.7391279935836801,1.8144223690032999,1.881303191185,1.91615927219391,1.9549800157546999,1.98487901687622,2.0149953365325901,2.0400972366332999,2.06869769096375,2.1140794754028298,"- -"]
["   Electricity",17.9283123016357,18.634252548217798,21.204389572143601,21.5094089508057,19.916519165039102,20.2857875823975,20.401430130004901,20.8285102844238,21.1411457061768,21.845851898193398,22.630865097045898,23.2962131500244,24.0742092132568,24.791343688964801,25.377799987793001,25.517387390136701,25.912757873535199,26.5639553070068,27.422914505004901,28.318119049072301,29.052991867065401,29.802448272705099,30.529249191284201,31.004766464233398,31.394081115722699,2.29382514953613E-2]
[]
[" Transportation"]
["   Liquefied Petroleum Gases 3/",21.711505889892599,25.0072422027588,29.143922805786101,23.416013717651399,29.225816726684599,32.6855278015137,36.423408508300803,40.289470672607401,44.605060577392599,48.473209381103501,51.827091217041001,54.695976257324197,57.1353759765625,59.121578216552699,61.049320220947301,62.447345733642599,63.594524383544901,64.838249206542997,65.797332763671903,66.904335021972699,68.152259826660199,69.191001892089801,70.269203186035199,71.483169555664105,72.713973999023395,4.7500967979431201E-2]
["   E85 4/",24.84494972229,26.671012878418001,34.663047790527301,35.0013427734375,29.174674987793001,32.315399169921903,35.536281585693402,36.4298706054688,36.720230102539098,39.4169311523438,42.331146240234403,45.341171264648402,46.730594635009801,47.723148345947301,46.603786468505902,46.931846618652301,47.933681488037102,49.053524017333999,49.634002685546903,50.5943794250488,51.695419311523402,52.666557312011697,53.829563140869098,54.958328247070298,56.1272163391113,3.2878637313842801E-2]
["   Motor Gasoline 5/",21.213121414184599,22.982162475585898,27.130744934081999,19.658454895019499,26.805238723754901,29.6935729980469,32.618450164794901,35.946395874023402,39.7942924499512,43.123409271240199,45.641952514648402,48.460178375244098,50.493659973144503,52.285430908203097,53.706020355224602,54.488346099853501,55.6558227539063,56.964015960693402,57.636627197265597,58.7601127624512,60.052177429199197,61.191566467285199,62.552440643310497,63.8705863952637,65.240806579589801,4.6408414840698201E-2]
["   Jet Fuel 6/",14.844763755798301,16.0964660644531,22.566616058349599,15.2420244216919,19.09153175354,22.226709365844702,25.1343898773193,28.086837768554702,31.909053802490199,34.889202117919901,37.005405426025398,39.467597961425803,41.120388031005902,42.493434906005902,43.789676666259801,44.378414154052699,45.220821380615199,46.304702758789098,46.690078735351598,47.736415863037102,48.860385894775398,49.854866027832003,50.978462219238303,52.073341369628899,53.292709350585902,5.3430676460266099E-2]
["   Diesel Fuel (distillate fuel oil) 7/",19.740650177001999,20.921422958373999,27.790218353271499,19.978439331054702,23.2125549316406,26.4206447601318,29.3924560546875,32.773857116699197,36.535545349121101,39.555255889892599,41.702842712402301,44.177524566650398,46.0505561828613,47.553874969482401,48.899986267089801,49.381351470947301,50.3130912780762,51.4498100280762,51.9561157226563,52.937068939208999,53.967716217041001,55.002819061279297,56.193782806396499,57.337295532226598,58.685737609863303,4.5865178108215297E-2]
["   Residual Fuel Oil",7.9912142753601101,9.3524312973022496,14.067081451416,8.2378034591674805,14.7508955001831,17.360763549804702,20.2582302093506,23.1502380371094,26.3954048156738,29.3618679046631,31.454713821411101,33.599609375,35.185657501220703,36.532318115234403,37.666736602783203,38.401439666747997,39.158885955810497,39.991481781005902,40.503440856933601,41.339633941650398,42.498569488525398,43.445716857910199,44.508998870849602,45.530326843261697,46.819606781005902,7.2539210319519001E-2]
["   Natural Gas 8/",15.6228637695313,15.4583129882813,17.4287223815918,15.2119998931885,15.9378957748413,16.094272613525401,16.403812408447301,16.724969863891602,17.189661026001001,17.746465682983398,18.191225051879901,18.7521057128906,19.291521072387699,19.686790466308601,19.718795776367202,19.5051784515381,19.827426910400401,20.369035720825199,20.871717453002901,21.304979324340799,21.807193756103501,22.319299697876001,22.895399093627901,23.444755554199201,23.898975372314499,1.91235542297363E-2]
["   Electricity",29.592140197753899,30.640342712402301,34.984100341796903,35.239852905273402,32.175140380859403,33.0386352539063,33.47314453125,34.064102172851598,34.293540954589801,34.922073364257798,35.810970306396499,36.366832733154297,37.128005981445298,38.410163879394503,39.373786926269503,39.675365447997997,40.513767242431598,41.9388618469238,43.566810607910199,45.140434265136697,46.407882690429702,47.717372894287102,48.982990264892599,49.711910247802699,50.466556549072301,2.1920561790466302E-2]
[]
[" Electric Power 9/"]
["   Distillate Fuel Oil",13.411901473999,14.7723951339722,19.510114669799801,15.2233066558838,18.0020847320557,20.662237167358398,23.4976692199707,26.205204010009801,29.975025177001999,32.983203887939503,35.344711303710902,37.368736267089801,39.350601196289098,40.795433044433601,42.204059600830099,42.842506408691399,43.6065864562988,44.603294372558601,45.108348846435497,46.002567291259801,47.177719116210902,48.209484100341797,49.2816352844238,50.311172485351598,51.270523071289098,5.5592775344848598E-2]
["   Residual Fuel Oil",8.1584053039550799,8.3772602081298793,14.098869323730501,8.3447675704956108,15.9650764465332,18.64990234375,21.555006027221701,24.477008819580099,27.6055908203125,30.387323379516602,32.525520324707003,34.668350219726598,36.2988090515137,37.644645690917997,38.824489593505902,39.542682647705099,40.317581176757798,41.134811401367202,41.744674682617202,42.580486297607401,43.661422729492202,44.548267364502003,45.583328247070298,46.565509796142599,47.657505035400398,7.8517913818359403E-2]
["   Natural Gas",6.8695855140686,7.0191588401794398,9.3990793228149396,6.5896801948547399,7.1510548591613796,7.2219285964965803,7.50463819503784,7.6677107810974103,7.9887604713439897,8.4015712738037092,8.7127790451049805,9.1062192916870099,9.5045261383056605,9.7363777160644496,9.6275825500488299,9.3482122421264595,9.6186761856079102,10.053201675415,10.4964952468872,10.919364929199199,11.3265085220337,11.7266225814819,12.160493850708001,12.623664855956999,12.993863105773899,2.71370410919189E-2]
["   Steam Coal",1.6900000572204601,1.78000032901764,1.9897937774658201,1.9967122077941899,2.0248651504516602,2.07804608345032,2.1381585597991899,2.2066454887390101,2.2861962318420401,2.3704271316528298,2.4035921096801802,2.4561846256256099,2.5112030506134002,2.5676970481872599,2.6197137832641602,2.6567192077636701,2.70013451576233,2.7515239715576199,2.79274225234985,2.8401501178741499,2.8854753971099898,2.9287014007568399,2.97832083702087,3.03217673301697,3.0889301300048801,2.4255156517028802E-2]
[]
[" Average Price to All Users 10/"]
["   Liquefied Petroleum Gases",15.2467098236084,18.532711029052699,20.059770584106399,18.4413356781006,24.128513336181602,27.2885227203369,30.6157550811768,34.107528686523402,38.046356201171903,41.594432830810497,44.694419860839801,47.326686859130902,49.5726127624512,51.390285491943402,53.120773315429702,54.365833282470703,55.411079406738303,56.523338317871101,57.4269409179688,58.440696716308601,59.596019744872997,60.543582916259801,61.561973571777301,62.674179077148402,63.812778472900398,5.5228352546691901E-2]
["   E85 4/",24.84494972229,26.671012878418001,34.663047790527301,35.0013427734375,29.174674987793001,32.315399169921903,35.536281585693402,36.4298706054688,36.720230102539098,39.4169311523438,42.331146240234403,45.341171264648402,46.730594635009801,47.723148345947301,46.603786468505902,46.931846618652301,47.933681488037102,49.053524017333999,49.634002685546903,50.5943794250488,51.695419311523402,52.666557312011697,53.829563140869098,54.958328247070298,56.1272163391113,3.2878637313842801E-2]
["   Motor Gasoline 5/",21.081117630004901,22.819190979003899,26.955116271972699,19.714763641357401,26.803747177123999,29.690465927123999,32.615406036377003,35.943241119384801,39.790805816650398,43.1203804016113,45.639060974121101,48.456787109375,50.490329742431598,52.282016754150398,53.702690124511697,54.484706878662102,55.652065277099602,56.960758209228501,57.633979797363303,58.757045745849602,60.0491943359375,61.189689636230497,62.551162719726598,63.869960784912102,65.240898132324205,4.6732306480407701E-2]
["   Jet Fuel",14.844763755798301,16.0964660644531,22.566616058349599,15.2420244216919,19.09153175354,22.226709365844702,25.1343898773193,28.086837768554702,31.909053802490199,34.889202117919901,37.005405426025398,39.467597961425803,41.120388031005902,42.493434906005902,43.789676666259801,44.378414154052699,45.220821380615199,46.304702758789098,46.690078735351598,47.736415863037102,48.860385894775398,49.854866027832003,50.978462219238303,52.073341369628899,53.292709350585902,5.3430676460266099E-2]
["   Distillate Fuel Oil",18.668506622314499,19.9431247711182,26.3212585449219,19.3337593078613,22.088649749755898,25.314346313476602,28.360517501831101,31.778598785400401,35.553440093994098,38.6037788391113,40.810413360595703,43.2124633789063,45.113254547119098,46.602684020996101,47.985591888427699,48.475616455078097,49.391181945800803,50.539421081542997,51.077178955078097,52.030094146728501,53.083995819091797,54.151943206787102,55.336112976074197,56.4828491210938,57.8100776672363,4.7360301017761203E-2]
["   Residual Fuel Oil",8.2036705017089808,9.2489309310913104,14.050442695617701,8.0729684829711896,15.3503770828247,17.950630187988299,20.8477458953857,23.756994247436499,26.906440734863299,29.730625152587901,31.8525714874268,34.001632690429702,35.6160697937012,36.965137481689503,38.135795593261697,38.8486518859863,39.6253662109375,40.460136413574197,41.021083831787102,41.8585205078125,42.961837768554702,43.8775024414063,44.932643890380902,45.936691284179702,47.115070343017599,7.3351860046386705E-2]
["   Natural Gas",9.2533378601074201,9.0057582855224592,10.5835046768188,8.5935592651367205,9.2535657882690394,9.3541154861450195,9.5993127822875994,9.8473205566406303,10.2422647476196,10.6749057769775,11.042889595031699,11.495222091674799,11.954499244689901,12.2557830810547,12.220417022705099,11.9406547546387,12.184568405151399,12.6361980438232,13.0981245040894,13.513578414916999,14.0011653900146,14.459515571594199,14.989423751831101,15.515007019043001,15.961875915527299,2.51965522766113E-2]
["   Metallurgical Coal",3.53999996185303,3.6099998950958301,4.1350817680358896,4.6917557716369602,4.6212515830993697,4.6784477233886701,4.7876124382018999,4.9100909233093297,5.03440189361572,5.1670279502868697,5.2901754379272496,5.4099502563476598,5.5372896194457999,5.6526045799255398,5.7818107604980504,5.9127135276794398,6.0622472763061497,6.2033557891845703,6.2995529174804696,6.3608093261718803,6.4405817985534703,6.4879999160766602,6.5189485549926802,6.51357221603394,6.4756422042846697,2.57315635681152E-2]
["   Other Coal",1.73101270198822,1.81885325908661,2.02835273742676,2.0393605232238801,2.0658547878265399,2.1197760105133101,2.17965912818909,2.2478942871093799,2.3265335559845002,2.41142725944519,2.4443736076354998,2.4968132972717298,2.5525057315826398,2.6094300746917698,2.6620569229125999,2.6996600627899201,2.7435350418090798,2.7952117919921902,2.8365733623504599,2.8841254711151101,2.9291899204254199,2.9726293087005602,3.0224885940551802,3.0762255191803001,3.1327383518218999,2.3920774459838898E-2]
["   Coal to Liquids","- -","- -",0,0,0,1.5105023384094201,1.3258528709411599,1.3084201812744101,1.4890010356903101,1.4777305126190201,1.52423667907715,1.55170238018036,1.6127909421920801,1.64213514328003,1.6655528545379601,1.7391279935836801,1.8144223690032999,1.881303191185,1.91615927219391,1.9549800157546999,1.98487901687622,2.0149953365325901,2.0400972366332999,2.06869769096375,2.1140794754028298,"- -"]
["   Electricity",25.976100921630898,26.701194763183601,28.885900497436499,29.465267181396499,28.0844612121582,28.946041107177699,29.255804061889599,30.039487838745099,30.684814453125,31.692062377929702,32.750293731689503,33.735057830810497,34.847049713134801,35.896480560302699,36.796710968017599,37.092437744140597,37.643119812011697,38.552295684814503,39.618198394775398,40.722320556640597,41.672286987304702,42.619045257568402,43.551567077636697,44.234035491943402,44.897003173828097,2.2851228713989299E-2]
[]
["Non-Renewable Energy Expenditures by Sector"]
["(billion nominal dollars)"]
[" Residential",225.02744706750701,238.37773132324199,259.02512631031902,249.25337512780601,252.583736500312,262.72278901234898,271.43045070142699,279.62336448741098,290.36118712182201,302.34922046937697,314.484301838607,326.31017799182001,339.67713347638499,351.841652659175,361.38263928723802,365.32884829527302,374.04615460167003,385.95134111753299,398.835809936602,410.22373705988099,422.55616886606703,434.56743167122602,447.73002080536401,457.71538257287102,468.062769957282,2.9771340183983201E-2]
[" Commercial",165.816137057829,173.08578491210901,190.230139498157,185.844578933267,184.96673437998101,193.184934067249,198.64505320450101,207.01010076743199,215.98045512613399,227.20879369248601,238.355458583971,249.80526361731199,261.78221655566898,272.88440826998601,282.07041522732101,286.98036020566298,295.05574420107399,306.22172255954098,317.57856616547701,329.069649877649,340.29091622717101,351.87208183072499,364.00595788799001,374.718362251543,385.668787945372,3.54482424126734E-2]
[" Industrial",210.45837399270499,226.84164428710901,262.44389197505598,213.892966172706,226.79179338269401,247.619560147584,273.83641803280398,298.67526634090802,321.41269661935701,343.35489244766001,359.62835975479601,376.14186022230598,389.28546003433701,399.06892807031301,405.15061668110599,407.35894410523099,415.77923171469001,426.41568562175598,436.74010603899097,448.16777725737001,459.10467071246399,469.55594536729899,481.39122134917898,492.95782400236197,503.70495393538602,3.5292797975979E-2]
[" Transportation",549.81947704453,596.754638671875,710.99412877519103,505.32645703543398,668.37680019736001,762.52132045534597,847.91759438910901,937.91141444555603,1028.33974387788,1085.06959183805,1131.9545626373499,1181.14904998321,1222.4904861899099,1257.1498536367301,1282.2289721541099,1293.5591115037901,1317.64254291509,1347.93302348928,1365.7857849230099,1397.4813404476599,1434.8442550222801,1472.1991410293999,1515.6904697150001,1560.0477492924799,1610.00718661163,4.4096217008691797E-2]
["   Total Non-Renewable Expenditures",1151.1213905869799,1235.05981445313,1422.6932865587301,1154.31734546592,1332.71906446034,1466.04865262005,1591.82954953581,1723.220162996,1856.09413471179,1957.9824453226099,2044.42271900984,2133.4064257913801,2213.2352962563,2280.9449005124402,2330.8327023315501,2353.2272042248301,2402.5237543345802,2466.5217523188298,2518.9403084269702,2584.9425046425499,2656.7959475688699,2728.1946425186502,2808.81762668277,2885.4393181192499,2967.4436544262699,3.8847823819442302E-2]
[" Transportation Renewable Expenditures",3.1291455626044802E-2,4.0766973048448597E-2,4.0714130927948497E-2,2.1793998683964599E-2,7.3206049344282806E-2,9.2770617127286306E-2,0.115739841221496,0.62128413204559196,9.0414016273646407,32.464667528422702,45.662064193132402,59.735806102059101,68.705445338854702,75.838728317784501,81.248020694409604,88.517002347113603,96.838574567007299,105.232438138034,112.23695677008899,119.789323919834,127.344773281206,134.21074205079,141.121318213276,147.47729532082599,153.48101506159901,0.43043202909376699]
["   Total Expenditures",1151.1526529385901,1235.1005859375,1422.73403823545,1154.33909891658,1332.7922559459801,1466.1414381637601,1591.9452461077601,1723.8413828856601,1865.13548978575,1990.4471814707699,2090.0847289103099,2193.14218565799,2281.9407840971799,2356.78359989211,2412.0806492987499,2441.7442864187801,2499.3623693526101,2571.7542006915,2631.1772031527198,2704.7318076809502,2784.14076302281,2862.4052247444101,2949.93897720213,3032.91659167235,3120.92473552298,4.1126546811574502E-2]
[]
[]
[]
["   1/ Includes energy for combined heat and power plants, except those whose primary business is to sell electricity, or electricity and heat, to the public."]
["   2/ Excludes use for lease and plant fuel."]
["   3/ Includes Federal and State taxes while excluding county and local taxes."]
["   4/ E85 refers to a blend of 85 percent ethanol (renewable) and 15 percent motor gasoline (nonrenewable).  To address cold starting issues, the percentage of ethanol varies"]
["seasonally.  The annual average ethanol content of 74 percent is used for this forecast."]
["   5/ Sales weighted-average price for all grades.  Includes Federal, State, and local taxes."]
["   6/ Kerosene-type jet fuel.  Includes Federal and State taxes while excluding county and local taxes."]
["   7/ Diesel fuel for on-road use.  Includes Federal and State taxes while excluding county and local taxes."]
["   8/ Compressed natural gas used as a vehicle fuel.  Includes estimated motor vehicle fuel taxes and estimated dispensing costs or charges."]
["   9/ Includes electricity-only and combined heat and power plants whose primary business is to sell electricity, or electricity and heat, to the public."]
["   10/ Weighted averages of end-use fuel prices are derived from the prices shown in each sector and the corresponding sectoral consumption."]
["   Btu = British thermal unit."]
["   - - = Not applicable."]
["   Note:  Data for 2006 and 2007 are model results and may differ slightly from official EIA data reports."]
["   Sources:  2006 and 2007 prices for motor gasoline, distillate fuel oil, and jet fuel are based on prices in the Energy Information Administration (EIA), Petroleum Marketing Annual"]
["2007, DOE/EIA-0487(2007) (Washington, DC, August 2008).  2006 residential and commercial natural gas delivered prices:  EIA, Natural Gas Annual 2006, DOE/EIA-0131(2006)"]
["(Washington, DC, October, 2007).  2007 residential and commercial natural gas delivered prices:  EIA, Natural Gas Monthly, DOE/EIA-0130(2008/04) (Washington, DC, April 2008)."]
["2006 and 2007 industrial natural gas delivered prices are estimated based on:  EIA, Manufacturing Energy Consumption Survey 1994 and industrial and wellhead prices from the"]
["Natural Gas Annual 2006, DOE/EIA-0131(2006) (Washington, DC, October, 2007) and the Natural Gas Monthly, DOE/EIA-0130(2008/04) (Washington, DC, April 2008).  2006"]
["transportation sector natural gas delivered prices are based on:  EIA, Natural Gas Annual 2006, DOE/EIA-0131(2006) (Washington, DC, October, 2007) and estimated State taxes,"]
["Federal taxes, and dispensing costs or charges.  2007 transportation sector natural gas delivered prices are model results.  2006 and 2007 electric power sector natural gas prices:"]
["EIA, Electric Power Monthly, April 2007 and April 2008, Table 4.13.B.  2006 and 2007 coal prices based on:  EIA, Quarterly Coal Report, October-December 2007,"]
["DOE/EIA-0121(2007/4Q) (Washington, DC, March 2008) and EIA, AEO2009 National Energy Modeling System run aeo2009.d120908a.  2006 and 2007 electricity prices:  EIA, Annual"]
["Energy Review 2007, DOE/EIA-0384(2007) (Washington, DC, June 2008).  2006 and 2007 E85 prices derived from monthly prices in the Clean Cities Alternative Fuel Price Report."]
["Projections:  EIA, AEO2009 National Energy Modeling System run hp2009.d121108a."]

{"sheet":"HyARC Physical Property Data","index":14,"n_rows":524,"n_cols":21,"rows_kept":524,"cut":false,"hidden":false,"merged":[[51,0,51,10],[50,0,50,10],[90,3,90,4],[58,0,58,10],[1,0,1,10],[2,0,2,10],[3,2,3,4],[3,6,3,8],[55,0,55,10],[56,0,56,10],[91,10,91,11],[90,0,90,1],[57,0,57,10],[52,0,52,10],[133,2,133,4],[133,5,133,7],[53,0,53,10],[90,6,90,7],[91,3,91,4],[54,0,54,10],[60,0,60,10],[61,0,61,10],[90,10,90,11]]}
["HyARC Energy Constants and Assumptions"]
["Hydrogen Analysis Resource Center:  Lower and Higher Heating Values of Hydrogen and Fuels"]
[]
["Fuels",null,"Lower Heating Value (LHV) [1]",null,null,null,"Higher Heating Value (HHV) [1]",null,null,null,"Density",null,null,null,"HHV/LHV Ratios for Price Tables (HHV values from EIA, LHV values from GREET)"]
["Gaseous Fuels @ 32 F and 1 atm",null,"Btu/ft3 [2]","Btu/lb [3]","MJ/kg [4]",null,"Btu/ft3 [2]","Btu/lb [3]","MJ/kg [4]",null,"grams/ft3",null,null,null,null,null,null,2005,2007,2005,2007]
["Natural gas",null,983,{"$f":"C6/$K6*453.59","v":20267.225909090906},{"$f":"D6*1.05506/1000*2.2046","v":47.141269049911173},null,1089,{"$f":"G6/$K6*453.59","v":22452.704999999998},{"$f":"H6*1.05506/1000*2.2046","v":52.224661236371581},null,22,null,null,null,"Feedstock","Units","LHV","HHV","HHV","HHV/LHV","HHV/LHV"]
["Hydrogen",null,290,{"$f":"C7/K7*453.59","v":51682.028917177428},{"$f":"D7*1.05506/1000*2.2046","v":120.21163829516094},null,343,{"$f":"G7/$K7*453.59","v":61127.365236523648},{"$f":"H7*1.05506/1000*2.2046","v":142.1813515008283},null,2.5451999999999999,null,null,null,"Commercial Natural Gas_metric","Btu/scf",930,1027,1030,{"$f":"R7/Q7","v":1.1043010752688172},{"$f":"S7/Q7","v":1.10752688172043}]
["Still gas (in refineries)",null,1458,20162.628658536585,46.897977385211739,null,1584,21905.078048780488,50.950889011094226,null,32.799999999999997,null,null,null,"Industrial Natural Gas_metric","Btu/scf",930,1027,1030,{"$f":"R8/Q8","v":1.1043010752688172},{"$f":"S8/Q8","v":1.10752688172043}]
["Liquid Fuels",null,"Btu/gal [2]","Btu/lb [3]","MJ/kg [4]",null,"Btu/gal [2]","Btu/lb [3]","MJ/kg [4]",null,"grams/gal",null,null,null,"Electric Utility Natural Gas_metric","Btu/scf",930,1027,1030,{"$f":"R9/Q9","v":1.1043010752688172},{"$f":"S9/Q9","v":1.10752688172043}]
["Crude oil",null,129670,18351.642839313572,42.685651034654214,null,138350,19580.086271450855,45.542992370204438,null,3205,null,null,null,"Commercial Electricity_metric",null,null,null,null,1,1]
["Conventional gasoline",null,116090,18679.412238382403,43.448037830811678,null,124340,20006.874991131608,46.535696648144757,null,2819,null,null,null,"Industrial Electricity_metric",null,null,null,null,1,1]
["Reformulated or low-sulfur gasoline",null,113601.50975397152,18210.67343395916,42.357758273433376,null,121848.38036482914,19532.672304147527,45.432708180380153,null,2829.5773353012783,null,null,null,"Electric Utility Steam Coal_metric","Btu/short ton",19546300,20754000,20231000,{"$f":"R12/Q12","v":1.0617866296946226},{"$f":"S12/Q12","v":1.0350296475547802}]
["CA reformulated gasoline",null,113927.15396104372,18271.813278014368,42.499968650482714,null,122174.43408423416,19594.524828536756,45.576576241392928,null,2828.193183616288,null,null,null,"Retail Diesel_metric","Btu/gallon",128450,{"$f":"5825000/42","v":138690.47619047618},{"$f":"5799000/42","v":138071.42857142858},{"$f":"R13/Q13","v":1.0797234425105191},{"$f":"S13/Q13","v":1.0749040760718458}]
["U.S. conventional diesel",null,128450,18397.106251973477,42.791398263097854,null,137380,19676.095421534574,45.766308239660439,null,3167,null,null,null,"E85 Ethanol_metric","Btu/gallon",86668,94706,94854,{"$f":"R14/Q14","v":1.0927447270041999},{"$f":"S14/Q14","v":1.0944523930401071}]
["Low-sulfur diesel",null,129487.84757606639,18320.147467881456,42.612393264440954,null,138490,19593.786369307545,45.574858596098856,null,3206,null,null,null,"Methanol_metric","Btu/gallon",null,null,null,{"$f":"$I$19/$E$19","v":1.1388646288209607},{"$f":"$I$19/$E$19","v":1.1388646288209607}]
["Petroleum naphtha",null,116920,19320.124881602911,44.938326005089621,null,125080,20668.501712204008,48.074630659567319,null,2745,null,null,null,"Retail Gasoline_metric","Btu/gallon",116090,{"$f":"5194000/42","v":123666.66666666667},{"$f":"5218000/42","v":124238.09523809524},{"$f":"R16/Q16","v":1.0652654549631033},{"$f":"S16/Q16","v":1.0701877443198831}]
["NG-based FT naphtha",null,111520,19081.236061863448,44.382674127774621,null,119740,20487.69015465862,47.654065638986118,null,2651,null,null,null,"Woody Biomass_metric","Btu/short ton",16811000,17200000,17200000,{"$f":"R17/Q17","v":1.0231396109690083},{"$f":"S17/Q17","v":1.0231396109690083}]
["Residual oil",null,140352.52220119376,16967.617416108602,39.466428278669781,null,150110,18147.226785714287,42.210182303804245,null,3752,null,null,null,"Steam_metric","GJ/kg",2.8300000000000001E-3,null,null,1,1]
["Methanol",null,57250,8638.7317032601459,20.093562745097504,null,65200,9838.345974717231,22.883847877386152,null,3006]
["Ethanol",null,76330,11587.19032797858,26.95163409308779,null,84530,12831.982161981257,29.847001570663057,null,2988]
["Butanol",null,99837,14774.898802610114,34.366197069261162,null,108458,16050.722420880913,37.33374402013208,null,3065]
["Acetone",null,83127,12721.179463562754,29.589276125600549,null,89511,13698.142540485829,31.861677857719279,null,2964]
["E-Diesel Additives",null,116090,18679.412238382403,43.448037830811678,null,124340,20006.874991131608,46.535696648144757,null,2819]
["Liquefied petroleum gas (LPG)",null,84950,20037.686167446696,46.607362990589891,null,91410,21561.446645865835,50.151607427543532,null,1923]
["Liquefied natural gas (LNG)",null,74720,20908.23244910549,48.632240823804793,null,84820,23734.425539790249,55.205924339870478,null,1621]
["Dimethyl ether (DME)",null,68930,12416.981215250198,28.881715479040551,null,75610,13620.3097299444,31.680639886410216,null,2518]
["Dimethoxy methane (DMM)",null,72200,10061.197542242702,23.402197342183918,null,79196.89540113158,11036.227276497471,25.670102147722705,null,3255]
["Methyl ester (biodiesel, BD)",null,119550,16134.09238321928,37.527661324991804,null,127960,17269.079559654863,40.167624785829787,null,3361]
["Fischer-Tropsch diesel (FTD)",null,123670,18593.130692741131,43.247348226059557,null,130030,19549.323069274113,45.471437614898726,null,3017]
["Renewable Diesel I (SuperCetane)",null,117059,18729.027093474426,43.563441253226593,null,125294,20046.598045855379,46.628091888549989,null,2835]
["Renewable Diesel II (UOP-HDO)",null,122887,18907.840681818183,43.979359026862895,null,130817,20127.979318181817,46.817383529723436,null,2948]
["Renewable Gasoline",null,115983,18589.656879858656,43.23926818844334,null,124230,19911.479045936394,46.313807084230582,null,2830]
["Liquid Hydrogen",null,30500,51621.249999999993,120.070267428715,null,36020,60963.849999999991,141.80101746827262,null,268]
["Methyl tertiary butyl ether (MTBE)",null,93540,15093.848665955175,35.108069755183983,null,101130,16318.59007470651,37.95680023884708,null,2811]
["Ethyl tertiary butyl ether (ETBE)",null,96720,15612.535516014234,36.314527731276172,null,104530,16873.225160142349,39.246873281123854,null,2810]
["Tertiary amyl methyl ether (TAME)",null,100480,15645.974322004806,36.392305901657274,null,108570,16905.687023686918,39.322379097760042,null,2913]
["Butane",null,94970,19465.631405332126,45.27677203684572,null,103220,21156.601807501127,49.209944294442614,null,2213]
["Isobutane",null,90060,19287.212181303115,44.861771548798892,null,98560,21107.568649669498,49.095893891290459,null,2118]
["Isobutylene",null,95720,19271.031868619615,44.824136379735997,null,103010,20738.706569019083,48.237926122822877,null,2253]
["Propane",null,84250,19903.623697916668,46.295535660398848,null,91420,21597.498854166668,50.235464333218552,null,1920]
["Solid Fuels",null,"Btu/ton [2]","Btu/lb [5]","MJ/kg [4]",null,"Btu/ton [2]","Btu/lb [5]","MJ/kg [4]"]
["Coal (wet basis) [6]",null,19546300,{"$f":"C42/2000","v":9773.15},{"$f":"D42*1.05506/1000*2.2046","v":22.7322030001394},null,20608570,{"$f":"G42/2000","v":10304.285},{"$f":"H42*1.05506/1000*2.2046","v":23.967615189707661}]
["Bituminous coal (wet basis) [7]",null,22460600,11230.3,26.121512445062798,null,23445900,{"$f":"G43/2000","v":11722.95},27.267409091284208]
["Coking coal (wet basis)",null,24600497.144575384,12300.248572287692,28.610197070281195,null,25679670,12839.834999999999,29.865267156269461]
["Farmed trees (dry basis)",null,16811000,8405.5,19.551069237418005,null,17703170,8851.5849999999991,20.588656379262464]
["Herbaceous biomass (dry basis)",null,14797554.763920812,7398.7773819604063,17.209447250841734,null,15582870,7791.4350000000004,18.122763088911064]
["Corn stover (dry basis)",null,14075990,7037.9949999999999,16.370272742561625,null,14974460,7487.23,17.415186738025483]
["Forest residue (dry basis)",null,13243490,6621.7449999999999,15.40208137142662,null,14164160,7082.08,16.472813803454081]
["Sugar cane bagasse",null,12947318,6473.6589999999997,15.057635515844886,null,14062678,7031.3389999999999,16.354790984564566]
["Petroleum coke",null,25370000,12685,29.505123226060004,null,26920000,13460,31.307761814960006]
["Notes:"]
["[1] The lower heating value (also known as net calorific value) of a fuel is defined as the amount of heat released by combusting a specified quantity (initially at 25°C) and returning the temperature of the combustion products to 150°C, which assumes the latent heat of vaporization of water in the reaction products is not recovered."]
["The higher heating value (also known as gross calorific value or gross energy) of a fuel is defined as the amount of heat released by a specified quantity (initially at 25°C) once it is combusted and the products have returned to a temperature of 25°C, which takes into account the latent heat of vaporization of water in the combustion products."]
["[2] Btu =  British thermal unit. "]
["[3] The heating values for gaseous fuels in units of Btu/lb are calculated based on the heating values in units of Btu/ft3 and the corresponding fuel density values. The heating values for liquid fuels in units of Btu/lb are calculated based on heating values in units of Btu/gal and the corresponding fuel density values."]
["[4] The heating values in units of MJ/kg, are converted from the heating values in units of Btu/lb."]
["[5] For solid fuels, the heating values in units of Btu/lb are converted from the heating values in units of Btu/ton."]
["[6] Coal characteristics assumed by GREET for electric power production."]
["[7] Coal characteristics assumed by GREET for hydrogen and Fischer-Tropsch diesel production."]
[]
["Source:"]
["GREET Transportation Fuel Cycle Analysis Model, GREET 1.8b, developed by Argonne National Laboratory, Argonne, IL, released May 8, 2008. http://www.transportation.anl.gov/software/GREET/index.html"]
[]
[]
[]
[]
[]
[]
["TABLE A - Energy Feedstock and Utility Properties Table"]
["Feedstock Type","Source","Source Year (for original price data)","H2a Reference Year","Units for Feedstock Price Table","HHV/LHV Source","HHV/LHV","H2A Usage Input Unit/ kg H2","H2A LHV (GJ/ H2A usage input unit)","List","CO2 Emissions Factor (kg CO2 produced/GJ feed)","Unit System","CH4 Emissions Factor (kg CH4 produced/GJ or mmBtu feed)","N2O Emissions Factor (kg N2O produced/GJ or mmBtu feed)"]
["Commercial Natural Gas","Energy Information Administration Annual Energy Outlook.  See AEO Data sheet for original data","see Energy Feed Tab",2007,"$(2007)/GJ LHV",null,null,"mmBtu",{"$f":"mmBTU_to_GJ","v":1.0549999999999999},"Feed Utility",56.31533863997597,"Metric"]
["Industrial Natural Gas","Energy Information Administration Annual Energy Outlook.  See AEO Data sheet for original data","see Energy Feed Tab",2007,"$(2007)/GJ LHV",null,null,"mmBtu",{"$f":"mmBTU_to_GJ","v":1.0549999999999999},"Feed Utility",56.31533863997597,"Metric"]
["Residential Natural Gas","Energy Information Administration Annual Energy Outlook.  See AEO Data sheet for original data","see Energy Feed Tab",2007,"$(2007)/GJ LHV",null,null,"mmBtu",{"$f":"mmBTU_to_GJ","v":1.0549999999999999},"Feed Utility",56.31533863997597,"Metric"]
["Electric Utility Natural Gas","Energy Information Administration Annual Energy Outlook.  See AEO Data sheet for original data","see Energy Feed Tab",2007,"$(2007)/GJ LHV",null,null,"mmBtu",{"$f":"mmBTU_to_GJ","v":1.0549999999999999},"Feed Utility",56.31533863997597,"Metric"]
["Bio Methane",null,"see Energy Feed Tab",2007,"$(2007)/GJ LHV",null,null,"mmBtu",{"$f":"mmBTU_to_GJ","v":1.0549999999999999},"Feed Utility",56.31533863997597,"Metric"]
["Commercial Electricity","Energy Information Administration Annual Energy Outlook.  See AEO Data sheet for original data","see Energy Feed Tab",2007,"$(2007)/GJ",null,null,"kWh",{"$f":"1/MJ_to_kWh/1000","v":3.5999999999999995E-3},"Feed Utility Byprod",0,"Metric"]
["Industrial Electricity","Energy Information Administration Annual Energy Outlook.  See AEO Data sheet for original data","see Energy Feed Tab",2007,"$(2007)/GJ",null,null,"kWh",{"$f":"1/MJ_to_kWh/1000","v":3.5999999999999995E-3},"Feed Utility Byprod",0,"Metric"]
["Residential Electricity","Energy Information Administration Annual Energy Outlook.  See AEO Data sheet for original data","see Energy Feed Tab",2007,"$(2007)/GJ",null,null,"kWh",{"$f":"1/MJ_to_kWh/1000","v":3.5999999999999995E-3},"Feed Utility Byprod",0,"Metric"]
["Electric Utility Steam Coal","Energy Information Administration Annual Energy Outlook.  See AEO Data sheet for original data","see Energy Feed Tab",2007,"$(2007)/GJ LHV",null,null,"kg",{"$f":"$C$42/2000/lb_to_kg/1000000*mmBTU_to_GJ","v":2.2735034516249999E-2},"Feed",102.75287348239476,"Metric"]
["Metallurgical Coal","Energy Information Administration Annual Energy Outlook.  See AEO Data sheet for original data","see Energy Feed Tab",2007,"$(2007)/GJ LHV",null,null,"kg",{"$f":"$C$42/2000/lb_to_kg/1000000*mmBTU_to_GJ","v":2.2735034516249999E-2},"Feed",102.75287348239476,"Metric"]
["Other Industrial Coal","Energy Information Administration Annual Energy Outlook.  See AEO Data sheet for original data","see Energy Feed Tab",2007,"$(2007)/GJ LHV",null,null,"kg",{"$f":"$C$42/2000/lb_to_kg/1000000*mmBTU_to_GJ","v":2.2735034516249999E-2},"Feed",102.75287348239476,"Metric"]
["Retail Diesel","Energy Information Administration Annual Energy Outlook.  See AEO Data sheet for original data","see Energy Feed Tab",2007,"$(2007)/GJ LHV",null,null,"L",{"$f":"$C$14/gal_to_liters*mmBTU_to_GJ/1000000","v":3.5803104359313075E-2},"Feed Utility",74.122324937568308,"Metric"]
["E85 Ethanol","Energy Information Administration Annual Energy Outlook.  See AEO Data sheet for original data","see Energy Feed Tab",2007,"$(2007)/GJ LHV",null,null,"L",{"$f":"$Q$14/gal_to_liters*mmBTU_to_GJ/1000000","v":2.4157130779392338E-2},"Feed",71.019041167591709,"Metric"]
["Retail Gasoline","Energy Information Administration Annual Energy Outlook.  See AEO Data sheet for original data","see Energy Feed Tab",2007,"$(2007)/GJ LHV",null,null,"L",{"$f":"$C$11/gal_to_liters*mmBTU_to_GJ/1000000","v":3.2357978863936591E-2},"Feed",72.833307273582633,"Metric"]
["Woody Biomass","* Biomass prices shown for years 2001 through 2009 are the same as the EIA value for 2010.  For the post-2025 biomass prices:  The value for 2035 was chosen based on a review of the literature, which indicated a price of $2.50/MMBtu delivered dry English ton (in 2000$) was a reasonable mid-range projection.  Values for the 2026 through 2034 were interpolated from the 2025 and 2035 values.  The value of $5.00/MMBtu delivered dry English ton in 2065 was based on judgment.  An EIA paper by Zia Haq entitled, “Biomass for Electricity Generation” (available from EIA’s website) indicates that about 7 quads of biomass per year  would be available if the price rose to  $5/MMBtu.","see Energy Feed Tab",2007,"$(2007)/GJ",null,null,"kg",{"$f":"$E$45/1000","v":1.9551069237418006E-2},"Feed",97.876597052612851,"Metric"]
["Woody Biomass B2A",null,null,null,"$(2007)/GJ",null,null,"kg",{"$f":"$E$45/1000","v":1.9551069237418006E-2},"Feed",97.876597052612851,"Metric"]
["Woody Biomass MYPP","Biomass Multi-Year Program Plan April 2011, Table B-4. LHV from Table B-7 (8,000 Btu/lb). Prices starting in 2010 $82.70, 2011 $71.60, 2012, $61.57, 2013; $68.97",null,null,"$(2007)/GJ",null,null,"kg",{"$f":"18.608/1000","v":1.8608E-2},"Feed",97.876597052612851,"Metric"]
["Steam","Note:  when steam is an important input or output, the price should be externally provided and should be based on the specific characteristics of the steam needed or produced. ","see Energy Feed Tab",2007,"$(2007)/GJ",null,null,"kg",2.8300000000000001E-3,"Feed Utility Byprod",0,"Metric"]
[]
[]
["TABLE B - GDP Implicit Deflator Price Index",null,null,"TABLE B2 - Plant Cost Index",null,null,"TABLE B3 - Labor Index",null,null,null,"TABLE B4 - SRI Chemical Price Index"]
["GDP Implicit Price Deflator (Index, 2005=100), Available from Federal Reserve Bank of St. Louis (FRED): http://research.stlouisfed.org/fred2/series/GDPDEF/",null,null,"From Chemical Engineering Magazine                                              Averaged Annual Index",null,null,"From the Bureau of Labor Statistics, Average Hourly Earnings of Chemical Manufacturing Workers (Production and Nonsupervisory Employees)  From series CEU3232500008",null,null,null,"SRI Inorganic Price Index  (Index, 1982=100),                                                     Current Index at http://www.sriconsulting.com/CEH/ "]
["Year","Value",null,"Year","Value",null,"Year","Value",null,null,"Year","Value"]
[1992,70.563999999999993,null,1992,358.2,null,1992,13.7,null,null,1980,55.195749555178075]
[1993,72.244,null,1993,359.2,null,1993,13.97,null,null,1981,61.025412991342954]
[1994,73.781000000000006,null,1994,368.1,null,1994,14.33,null,null,1982,62.017696129413558]
[1995,75.320999999999998,null,1995,381.1,null,1995,14.86,null,null,1983,62.203749217801807]
[1996,76.694999999999993,null,1996,381.7,null,1996,15.37,null,null,1984,63.81620931716656]
[1997,78.009,null,1997,386.5,null,1997,15.78,null,null,1985,64.262922782386738]
[1998,78.855000000000004,null,1998,389.5,null,1998,16.23,null,null,1986,64.135290363752389]
[1999,80.061000000000007,null,1999,390.6,null,1999,16.399999999999999,null,null,1987,66.11359285258456]
[2000,81.882999999999996,null,2000,394.1,null,2000,17.09,null,null,1988,72.112316528398225]
[2001,83.753,null,2001,394.3,null,2001,17.57,null,null,1989,76.324186343331206]
[2002,85.037999999999997,null,2002,395.6,null,2002,17.97,null,null,1990,77.217613273771548]
[2003,86.728999999999999,null,2003,402,null,2003,18.5,null,null,1991,79.38736439055522]
[2004,89.114000000000004,null,2004,444.2,null,2004,19.170000000000002,null,null,1992,80.280791320995533]
[2005,91.980999999999995,null,2005,468.2,null,2005,19.670000000000002,null,null,1993,81.174218251435875]
[2006,94.811999999999998,null,2006,499.6,null,2006,19.600000000000001,null,null,1994,82.961072112316543]
[2007,97.334000000000003,null,2007,525.4,null,2007,19.55,null,null,1995,91.512444160816855]
[2008,99.25,null,2008,575.4,null,2008,19.5,null,null,1996,93.044033184428855]
[2009,100,null,2009,521.9,null,2009,20.3,null,null,1997,93.873643905552015]
[2010,101.217,null,2010,550.79999999999995,null,2010,21.07,null,null,1998,94.894703254626677]
[2011,103.307,null,2011,585.70000000000005,null,2011,21.45,null,null,1999,95.532865347798349]
[2012,105.21299999999999,null,2012,584.6,null,2012,21.45,null,null,2000,100]
[2013,106.91,null,2013,567.29999999999995,null,2013,21.4,null,null,2001,101.08487555839186]
[2014,108.827,null,2014,576.1,null,2014,21.488333333333333,null,null,2002,100.38289725590302]
[2015,110.01,null,2015,556.79999999999995,null,2015,21.754999999999999,null,null,2003,105.04148053605616]
[2016,111.41200000000001,null,2016,541.70000000000005,null,2016,22.714999999999993,null,null,2004,110.27440970006384]
[2017,112.854,null,null,null,null,"Source: http://data.bls.gov/timeseries/CEU3232500008?data_tool=Xgtable",null,null,null,2005,119.52776005105299]
[null,null,null,null,null,null,null,null,null,null,2006,125.5902999361838]
[null,null,null,null,null,null,null,null,null,null,2007,129.73835354179963]
[null,null,null,null,null,null,null,null,null,null,2008,145.6285896617741]
[null,null,null,null,null,null,null,null,null,null,2009,143.39502233567327]
[null,null,null,null,null,null,null,null,null,null,2010,149.13848117421827]
[null,null,null,null,null,null,null,null,null,null,2011,160.8806636885769]
[null,null,null,null,null,null,null,null,null,null,2012,166.11359285258459]
[null,null,null,null,null,null,null,null,null,null,2013,168.41097638800255]
[null,null,null,null,null,null,null,null,null,null,2014,171.79323548181239]
[null,null,null,null,null,null,null,null,null,null,2015,168.98532227185709]
[null,null,null,null,null,null,null,null,null,null,2016,170.4530950861519]
[null,null,null,null,null,null,null,null,null,null,"Base date: December 1984 for the Producer price index - chemical mfg (adjusted to 1982 base)"]
[null,null,null,null,null,null,null,null,null,null,"5/15/17:  Same information as BLS data for Chemical Mfg:  https://data.bls.gov/pdq/SurveyOutputServlet"]
["Table C1 2010 Upstream Energy and Emissions for H2 Feedstocks: for each MJ (LHV, or as noted) of feedstock available at H2 production site.  Source: GREET1_2013, 01/20/2014 for year 2010 technologies"]
[null,null,"Energy: J/MJ",null,null,"Greenhouse Gas Emissions: grams/MJ",null,null,"Total Greenhouse Gas Emissions: grams/MJ"]
["Feedstock/Fuel","Description","Total Energy ","Fossil Fuels","Petroleum","CO2","CH4","N2O","GHGs"]
["Commercial Natural Gas","North American sources -- at plant gate",{"$f":"+AVERAGEIFS(D$165:D$524,$B$165:$B$524,$A136,$C$165:$C$524,\">=\"&startup_year,$C$165:$C$524,\"<=\"&(startup_year+anal_period))","v":1092000},1092000,3971.5555555555557,5.74,0.18462200000000004,8.6102222222222209E-4,11.566300000000002]
["Industrial Natural Gas","North American sources -- at plant gate",1092000,1092000,3971.5555555555557,5.74,0.18462200000000004,8.6102222222222209E-4,11.566300000000002]
["Electric Utility Natural Gas","North American sources -- at plant gate",1092000,1092000,3971.5555555555557,5.74,0.18462200000000004,8.6102222222222209E-4,11.566300000000002]
["Residential Natural Gas","North American sources -- at plant gate",1092000,1092000,3971.5555555555557,5.74,0.18462200000000004,8.6102222222222209E-4,11.566300000000002]
["Bio Methane","From waste and intermediate fuels",-1185000,0,0,-85.800000000000011,0.54700000000000004,-1.8286999999999995E-3,-70.08]
["Commercial Electricity","U.S. Average - at Wall Outlet",1722555.5555555555,1293777.7777777778,15361.111111111111,125.73222222222223,0.20455800000000002,1.7955444444444446E-3,130.52666666666664]
["Industrial Electricity","U.S. Average - at Wall Outlet",1722555.5555555555,1293777.7777777778,15361.111111111111,125.73222222222223,0.20455800000000002,1.7955444444444446E-3,130.52666666666664]
["Residential Electricity","U.S. Average - at Wall Outlet",1722555.5555555555,1293777.7777777778,15361.111111111111,125.73222222222223,0.20455800000000002,1.7955444444444446E-3,130.52666666666664]
["Electric Utility Steam Coal","at Plant Gate",1022000,1021000,15510,1.6978444444444447,0.14096234111111108,3.279166666666666E-5,5.9552888888888873]
["Metallurgical Coal","at Plant Gate",1022000,1021000,15510,1.6978444444444447,0.14096234111111108,3.279166666666666E-5,5.9552888888888873]
["Other Industrial Coal","at Plant Gate",{"$f":"+AVERAGEIFS(D$165:D$524,$B$165:$B$524,$A146,$C$165:$C$524,\">=\"&startup_year,$C$165:$C$524,\"<=\"&(startup_year+anal_period))","v":1022000},1021000,15510,1.6978444444444447,0.14096234111111108,3.279166666666666E-5,5.9552888888888873]
["Retail Diesel","at Forecourt",1209000,1202000,1052000,17.978222222222218,0.1641276666666667,2.9047555555555561E-4,22.99966666666667]
["E85 Ethanol","84 wt% ethanol from corn and 16 wt% gasoline",1585222.2222222222,696333.33333333337,286011.11111111112,38.073444444444448,0.1118,2.5350000000000004E-2,45.206666666666663]
["Retail Gasoline","at Forecourt",1249111.111111111,1242000,1078000,23.850666666666669,0.16985744444444445,3.7835111111111111E-4,29.169000000000008]
["Woody Biomass","Biomass for Gasification Hydrogen Production ",1190000,51592.222222222219,29220,3.7602333333333329,8.4359666666666642E-3,-3.8261034444444448E-3,3.0076888888888895]
["Woody Biomass B2A","Biomass for Gasification Hydrogen Production ",1190000,51592.222222222219,29220,3.7602333333333329,8.4359666666666642E-3,-3.8261034444444448E-3,3.0076888888888895]
["Woody Biomass MYPP","Biomass for Gasification Hydrogen Production ",1190000,51592.222222222219,29220,3.7602333333333329,8.4359666666666642E-3,-3.8261034444444448E-3,3.0076888888888895]
["Steam","GREET.NET, natural gas feedstock",1384000,1383000,5034,78.571100000000001,0.27494000000000002,2.3304000000000003E-3,87.59429999999999]
[]
[]
[]
[]
[]
[]
[]
[]
[null,"GREET.NET 2017 upstream emmissions tables"]
[null,null,null,"Energy: J/MJ",null,null,"Greenhouse Gas Emissions: grams/MJ",null,null,"Total Greenhouse Gas Emissions: grams/MJ"]
[null,"Feedstock","Year","Total Energy ","Fossil Fuels","Petroleum","CO2","CH4","N2O","GHGs"]
[null,"Commercial Natural Gas",2005,1094000,1094000,4252,5.9984999999999999,0.18232600000000002,8.8801999999999994E-5,11.536999999999999]
[null,"Industrial Natural Gas",2005,1094000,1094000,4252,5.9984999999999999,0.18232600000000002,8.8801999999999994E-5,11.536999999999999]
[null,"Electric Utility Natural Gas",2005,1094000,1094000,4252,5.9984999999999999,0.18232600000000002,8.8801999999999994E-5,11.536999999999999]
[null,"Residential Natural Gas",2005,1094000,1094000,4252,5.9984999999999999,0.18232600000000002,8.8801999999999994E-5,11.536999999999999]
[null,"Bio Methane",2005,-1208000,0,0,-85.789999999999992,0.54689999999999994,-1.4884E-3,-70]
[null,"Commercial Electricity",2005,2475000,2129000,124000,251.83,0.31369799999999998,3.6604999999999997E-3,255.85999999999999]
[null,"Industrial Electricity",2005,2475000,2129000,124000,251.83,0.31369799999999998,3.6604999999999997E-3,255.85999999999999]
[null,"Residential Electricity",2005,2475000,2129000,124000,251.83,0.31369799999999998,3.6604999999999997E-3,255.85999999999999]
[null,"Electric Utility Steam Coal",2005,1023000,1022000,15840,1.9352,0.14136591000000001,3.6392E-5,6.2023000000000001]
[null,"Metallurgical Coal",2005,1023000,1022000,15840,1.9352,0.14136591000000001,3.6392E-5,6.2023000000000001]
[null,"Other Industrial Coal",2005,1023000,1022000,15840,1.9352,0.14136591000000001,3.6392E-5,6.2023000000000001]
[null,"Retail Diesel",2005,1205000,1200000,1056000,18.433,0.18217,2.0549999999999998E-4,23.908999999999999]
[null,"E85 Ethanol",2005,1760000,783400,307400,47.923999999999999,0.13161500000000001,3.3619999999999997E-2,56.43]
[null,"Retail Gasoline",2005,1248000,1242000,1084000,24.465,0.18840200000000001,2.7361999999999997E-4,30.237000000000002]
[null,"Woody Biomass",2005,1195000,56800,32280,4.3339999999999996,9.434399999999999E-3,-3.8369229999999999E-3,3.6147]
[null,"Woody Biomass B2A",2005,1195000,56800,32280,4.3339999999999996,9.434399999999999E-3,-3.8369229999999999E-3,3.6147]
[null,"Woody Biomass MYPP",2005,1195000,56800,32280,4.3339999999999996,9.434399999999999E-3,-3.8369229999999999E-3,3.6147]
[null,"Steam",2005,1387000,1386000,5427,78.934799999999996,0.27050000000000002,1.418723E-3,87.571399999999997]
[null,"Commercial Natural Gas",2010,1094000,1093000,4104,5.9177,0.18431800000000001,8.6370000000000001E-4,11.7387]
[null,"Industrial Natural Gas",2010,1094000,1093000,4104,5.9177,0.18431800000000001,8.6370000000000001E-4,11.7387]
[null,"Electric Utility Natural Gas",2010,1094000,1093000,4104,5.9177,0.18431800000000001,8.6370000000000001E-4,11.7387]
[null,"Residential Natural Gas",2010,1094000,1093000,4104,5.9177,0.18431800000000001,8.6370000000000001E-4,11.7387]
[null,"Bio Methane",2010,-1208000,0,0,-85.789999999999992,0.54600000000000004,-1.8614999999999999E-3,-70.12]
[null,"Commercial Electricity",2010,2254000,1938000,52730,220.67,0.288267,3.4012000000000001E-3,228.91000000000003]
[null,"Industrial Electricity",2010,2254000,1938000,52730,220.67,0.288267,3.4012000000000001E-3,228.91000000000003]
[null,"Residential Electricity",2010,2254000,1938000,52730,220.67,0.288267,3.4012000000000001E-3,228.91000000000003]
[null,"Electric Utility Steam Coal",2010,1023000,1022000,15710,1.8761000000000001,0.14136795000000002,3.5802E-5,6.1511000000000005]
[null,"Metallurgical Coal",2010,1023000,1022000,15710,1.8761000000000001,0.14136795000000002,3.5802E-5,6.1511000000000005]
[null,"Other Industrial Coal",2010,1023000,1022000,15710,1.8761000000000001,0.14136795000000002,3.5802E-5,6.1511000000000005]
[null,"Retail Diesel",2010,1206000,1201000,1056000,18.166999999999998,0.18199899999999999,2.9639E-4,23.741999999999997]
[null,"E85 Ethanol",2010,1687000,740000,297100,42.921999999999997,0.12687100000000001,2.955E-2,50.54]
[null,"Retail Gasoline",2010,1248000,1242000,1083000,24.158999999999999,0.18823500000000001,3.8572999999999998E-4,30.041]
[null,"Woody Biomass",2010,1194000,56320,32080,4.2514000000000003,9.6048000000000001E-3,-3.820487E-3,3.5488999999999997]
[null,"Woody Biomass B2A",2010,1194000,56320,32080,4.2514000000000003,9.6048000000000001E-3,-3.820487E-3,3.5488999999999997]
[null,"Woody Biomass MYPP",2010,1194000,56320,32080,4.2514000000000003,9.6048000000000001E-3,-3.820487E-3,3.5488999999999997]
[null,"Steam",2010,1386000,1385000,5215,78.8352,0.27453,2.3346E-3,87.848799999999997]
[null,"Commercial Natural Gas",2015,1093000,1092000,4020,5.8287000000000004,0.18472100000000002,8.6249999999999999E-4,11.659600000000001]
[null,"Industrial Natural Gas",2015,1093000,1092000,4020,5.8287000000000004,0.18472100000000002,8.6249999999999999E-4,11.659600000000001]
[null,"Electric Utility Natural Gas",2015,1093000,1092000,4020,5.8287000000000004,0.18472100000000002,8.6249999999999999E-4,11.659600000000001]
[null,"Residential Natural Gas",2015,1093000,1092000,4020,5.8287000000000004,0.18472100000000002,8.6249999999999999E-4,11.659600000000001]
[null,"Bio Methane",2015,-1194000,0,0,-85.789999999999992,0.54659999999999997,-1.8422E-3,-70.099999999999994]
[null,"Commercial Electricity",2015,2038000,1688000,38920,180.61,0.25748300000000002,2.7356999999999998E-3,187.32]
[null,"Industrial Electricity",2015,2038000,1688000,38920,180.61,0.25748300000000002,2.7356999999999998E-3,187.32]
[null,"Residential Electricity",2015,2038000,1688000,38920,180.61,0.25748300000000002,2.7356999999999998E-3,187.32]
[null,"Electric Utility Steam Coal",2015,1022000,1021000,15590,1.8048999999999999,0.14106285999999998,3.4603000000000001E-5,6.0683999999999996]
[null,"Metallurgical Coal",2015,1022000,1021000,15590,1.8048999999999999,0.14106285999999998,3.4603000000000001E-5,6.0683999999999996]
[null,"Other Industrial Coal",2015,1022000,1021000,15590,1.8048999999999999,0.14106285999999998,3.4603000000000001E-5,6.0683999999999996]
[null,"Retail Diesel",2015,1210000,1204000,1053000,18.527999999999999,0.16494200000000001,2.9771000000000002E-4,23.579000000000001]
[null,"E85 Ethanol",2015,1642000,724000,290600,41.042999999999999,0.1162,2.7609999999999999E-2,48.36]
[null,"Retail Gasoline",2015,1252000,1245000,1081000,24.462,0.17067199999999999,3.8633E-4,29.811999999999998]
[null,"Woody Biomass",2015,1191000,53390,29910,3.9701,8.6864999999999998E-3,-3.8232459999999998E-3,3.2326999999999999]
[null,"Woody Biomass B2A",2015,1191000,53390,29910,3.9701,8.6864999999999998E-3,-3.8232459999999998E-3,3.2326999999999999]
[null,"Woody Biomass MYPP",2015,1191000,53390,29910,3.9701,8.6864999999999998E-3,-3.8232459999999998E-3,3.2326999999999999]
[null,"Steam",2015,1385000,1384000,5105,78.707400000000007,0.27494000000000002,2.3330999999999998E-3,87.730800000000002]
[null,"Commercial Natural Gas",2020,1093000,1092000,3993,5.7995000000000001,0.18462100000000001,8.6209999999999998E-4,11.6227]
[null,"Industrial Natural Gas",2020,1093000,1092000,3993,5.7995000000000001,0.18462100000000001,8.6209999999999998E-4,11.6227]
[null,"Electric Utility Natural Gas",2020,1093000,1092000,3993,5.7995000000000001,0.18462100000000001,8.6209999999999998E-4,11.6227]
[null,"Residential Natural Gas",2020,1093000,1092000,3993,5.7995000000000001,0.18462100000000001,8.6209999999999998E-4,11.6227]
[null,"Bio Methane",2020,-1185000,0,0,-85.800000000000011,0.54700000000000004,-1.8286999999999999E-3,-70.08]
[null,"Commercial Electricity",2020,1866000,1484000,26490,161.61000000000001,0.22423899999999999,2.4153E-3,168.06]
[null,"Industrial Electricity",2020,1866000,1484000,26490,161.61000000000001,0.22423899999999999,2.4153E-3,168.06]
[null,"Residential Electricity",2020,1866000,1484000,26490,161.61000000000001,0.22423899999999999,2.4153E-3,168.06]
[null,"Electric Utility Steam Coal",2020,1022000,1021000,15530,1.7706,0.14096106,3.4058000000000005E-5,6.0322999999999993]
[null,"Metallurgical Coal",2020,1022000,1021000,15530,1.7706,0.14096106,3.4058000000000005E-5,6.0322999999999993]
[null,"Other Industrial Coal",2020,1022000,1021000,15530,1.7706,0.14096106,3.4058000000000005E-5,6.0322999999999993]
[null,"Retail Diesel",2020,1211000,1205000,1052000,18.605999999999998,0.162991,3.0018999999999998E-4,23.607999999999997]
[null,"E85 Ethanol",2020,1591000,703100,286400,39.366999999999997,0.11210000000000001,2.5360000000000001E-2,46.16]
[null,"Retail Gasoline",2020,1252000,1245000,1078000,24.533999999999999,0.16861900000000002,3.8906999999999999E-4,29.833999999999996]
[null,"Woody Biomass",2020,1190000,52190,29260,3.8701999999999996,8.4535000000000009E-3,-3.824488E-3,3.1251000000000002]
[null,"Woody Biomass B2A",2020,1190000,52190,29260,3.8701999999999996,8.4535000000000009E-3,-3.824488E-3,3.1251000000000002]
[null,"Woody Biomass MYPP",2020,1190000,52190,29260,3.8701999999999996,8.4535000000000009E-3,-3.824488E-3,3.1251000000000002]
[null,"Steam",2020,1384000,1384000,5066,78.656899999999993,0.27494000000000002,2.3319E-3,87.680599999999998]
[null,"Commercial Natural Gas",2025,1093000,1092000,3984,5.7702,0.18462100000000001,8.6159999999999991E-4,11.5953]
[null,"Industrial Natural Gas",2025,1093000,1092000,3984,5.7702,0.18462100000000001,8.6159999999999991E-4,11.5953]
[null,"Electric Utility Natural Gas",2025,1093000,1092000,3984,5.7702,0.18462100000000001,8.6159999999999991E-4,11.5953]
[null,"Residential Natural Gas",2025,1093000,1092000,3984,5.7702,0.18462100000000001,8.6159999999999991E-4,11.5953]
[null,"Bio Methane",2025,-1185000,0,0,-85.800000000000011,0.54700000000000004,-1.8286999999999999E-3,-70.08]
[null,"Commercial Electricity",2025,1787000,1356000,23200,145.11000000000001,0.20658799999999999,2.1538999999999998E-3,150.89999999999998]
[null,"Industrial Electricity",2025,1787000,1356000,23200,145.11000000000001,0.20658799999999999,2.1538999999999998E-3,150.89999999999998]
[null,"Residential Electricity",2025,1787000,1356000,23200,145.11000000000001,0.20658799999999999,2.1538999999999998E-3,150.89999999999998]
[null,"Electric Utility Steam Coal",2025,1022000,1021000,15530,1.7374000000000001,0.14096106999999999,3.3522000000000002E-5,5.9969999999999999]
[null,"Metallurgical Coal",2025,1022000,1021000,15530,1.7374000000000001,0.14096106999999999,3.3522000000000002E-5,5.9969999999999999]
[null,"Other Industrial Coal",2025,1022000,1021000,15530,1.7374000000000001,0.14096106999999999,3.3522000000000002E-5,5.9969999999999999]
[null,"Retail Diesel",2025,1210000,1203000,1052000,18.323,0.16309799999999999,2.9605000000000001E-4,23.334]
[null,"E85 Ethanol",2025,1588000,698600,286300,38.775999999999996,0.1116,2.5360000000000001E-2,45.71]
[null,"Retail Gasoline",2025,1251000,1243000,1078000,24.223999999999997,0.16872600000000001,3.8451000000000002E-4,29.523000000000003]
[null,"Woody Biomass",2025,1190000,51790,29250,3.8201000000000001,8.410599999999999E-3,-3.8247120000000001E-3,3.0718000000000001]
[null,"Woody Biomass B2A",2025,1190000,51790,29250,3.8201000000000001,8.410599999999999E-3,-3.8247120000000001E-3,3.0718000000000001]
[null,"Woody Biomass MYPP",2025,1190000,51790,29250,3.8201000000000001,8.410599999999999E-3,-3.8247120000000001E-3,3.0718000000000001]
[null,"Steam",2025,1384000,1383000,5053,78.616100000000003,0.27494000000000002,2.3316999999999999E-3,87.639700000000005]
[null,"Commercial Natural Gas",2030,1092000,1092000,3981,5.7552000000000003,0.18462100000000001,8.6129999999999996E-4,11.5802]
[null,"Industrial Natural Gas",2030,1092000,1092000,3981,5.7552000000000003,0.18462100000000001,8.6129999999999996E-4,11.5802]
[null,"Electric Utility Natural Gas",2030,1092000,1092000,3981,5.7552000000000003,0.18462100000000001,8.6129999999999996E-4,11.5802]
[null,"Residential Natural Gas",2030,1092000,1092000,3981,5.7552000000000003,0.18462100000000001,8.6129999999999996E-4,11.5802]
[null,"Bio Methane",2030,-1185000,0,0,-85.800000000000011,0.54700000000000004,-1.8286999999999999E-3,-70.08]
[null,"Commercial Electricity",2030,1749000,1310000,19790,134.88,0.20275799999999999,1.9713E-3,140.09]
[null,"Industrial Electricity",2030,1749000,1310000,19790,134.88,0.20275799999999999,1.9713E-3,140.09]
[null,"Residential Electricity",2030,1749000,1310000,19790,134.88,0.20275799999999999,1.9713E-3,140.09]
[null,"Electric Utility Steam Coal",2030,1022000,1021000,15520,1.716,0.14096175,3.3149000000000004E-5,5.9754000000000005]
[null,"Metallurgical Coal",2030,1022000,1021000,15520,1.716,0.14096175,3.3149000000000004E-5,5.9754000000000005]
[null,"Other Industrial Coal",2030,1022000,1021000,15520,1.716,0.14096175,3.3149000000000004E-5,5.9754000000000005]
[null,"Retail Diesel",2030,1209000,1202000,1052000,18.120999999999999,0.16412299999999999,2.9339999999999998E-4,23.162000000000003]
[null,"E85 Ethanol",2030,1586000,697000,286200,38.404000000000003,0.1118,2.5350000000000001E-2,45.44]
[null,"Retail Gasoline",2030,1250000,1242000,1078000,24.006999999999998,0.16975200000000001,3.8147000000000002E-4,29.335999999999999]
[null,"Woody Biomass",2030,1190000,51650,29230,3.7881999999999998,8.4297E-3,-3.825901E-3,3.0377000000000001]
[null,"Woody Biomass B2A",2030,1190000,51650,29230,3.7881999999999998,8.4297E-3,-3.825901E-3,3.0377000000000001]
[null,"Woody Biomass MYPP",2030,1190000,51650,29230,3.7881999999999998,8.4297E-3,-3.825901E-3,3.0377000000000001]
[null,"Steam",2030,1384000,1383000,5048,78.598700000000008,0.27484000000000003,2.3306000000000004E-3,87.622100000000003]
[null,"Commercial Natural Gas",2035,1092000,1092000,3981,5.7552000000000003,0.18462100000000001,8.6129999999999996E-4,11.5802]
[null,"Industrial Natural Gas",2035,1092000,1092000,3981,5.7552000000000003,0.18462100000000001,8.6129999999999996E-4,11.5802]
[null,"Electric Utility Natural Gas",2035,1092000,1092000,3981,5.7552000000000003,0.18462100000000001,8.6129999999999996E-4,11.5802]
[null,"Residential Natural Gas",2035,1092000,1092000,3981,5.7552000000000003,0.18462100000000001,8.6129999999999996E-4,11.5802]
[null,"Bio Methane",2035,-1185000,0,0,-85.800000000000011,0.54700000000000004,-1.8286999999999999E-3,-70.08]
[null,"Commercial Electricity",2035,1745000,1314000,18650,132.69,0.204869,1.9257999999999999E-3,137.91999999999999]
[null,"Industrial Electricity",2035,1745000,1314000,18650,132.69,0.204869,1.9257999999999999E-3,137.91999999999999]
[null,"Residential Electricity",2035,1745000,1314000,18650,132.69,0.204869,1.9257999999999999E-3,137.91999999999999]
[null,"Electric Utility Steam Coal",2035,1022000,1021000,15520,1.7124999999999999,0.14096197999999999,3.3061000000000001E-5,5.9708000000000006]
[null,"Metallurgical Coal",2035,1022000,1021000,15520,1.7124999999999999,0.14096197999999999,3.3061000000000001E-5,5.9708000000000006]
[null,"Other Industrial Coal",2035,1022000,1021000,15520,1.7124999999999999,0.14096197999999999,3.3061000000000001E-5,5.9708000000000006]
[null,"Retail Diesel",2035,1209000,1202000,1052000,18.088999999999999,0.16412499999999999,2.9260000000000001E-4,23.119]
[null,"E85 Ethanol",2035,1586000,697100,286100,38.326999999999998,0.1118,2.5350000000000001E-2,45.39]
[null,"Retail Gasoline",2035,1250000,1242000,1078000,23.973999999999997,0.169854,3.8064000000000001E-4,29.302]
[null,"Woody Biomass",2035,1190000,51660,29230,3.7818000000000001,8.4370999999999995E-3,-3.8259590000000003E-3,3.0312999999999999]
[null,"Woody Biomass B2A",2035,1190000,51660,29230,3.7818000000000001,8.4370999999999995E-3,-3.8259590000000003E-3,3.0312999999999999]
[null,"Woody Biomass MYPP",2035,1190000,51660,29230,3.7818000000000001,8.4370999999999995E-3,-3.8259590000000003E-3,3.0312999999999999]
[null,"Steam",2035,1384000,1383000,5034,78.571100000000001,0.27494000000000002,2.3304000000000003E-3,87.594300000000004]
[null,"Commercial Natural Gas",2040,1092000,1092000,3975,5.7453000000000003,0.18462200000000001,8.6110000000000006E-4,11.577199999999999]
[null,"Industrial Natural Gas",2040,1092000,1092000,3975,5.7453000000000003,0.18462200000000001,8.6110000000000006E-4,11.577199999999999]
[null,"Electric Utility Natural Gas",2040,1092000,1092000,3975,5.7453000000000003,0.18462200000000001,8.6110000000000006E-4,11.577199999999999]
[null,"Residential Natural Gas",2040,1092000,1092000,3975,5.7453000000000003,0.18462200000000001,8.6110000000000006E-4,11.577199999999999]
[null,"Bio Methane",2040,-1185000,0,0,-85.800000000000011,0.54700000000000004,-1.8286999999999999E-3,-70.08]
[null,"Commercial Electricity",2040,1732000,1300000,17320,129.32,0.20383000000000001,1.8644999999999998E-3,134.37]
[null,"Industrial Electricity",2040,1732000,1300000,17320,129.32,0.20383000000000001,1.8644999999999998E-3,134.37]
[null,"Residential Electricity",2040,1732000,1300000,17320,129.32,0.20383000000000001,1.8644999999999998E-3,134.37]
[null,"Electric Utility Steam Coal",2040,1022000,1021000,15510,1.7054,0.14096210000000001,3.2928999999999996E-5,5.9637000000000002]
[null,"Metallurgical Coal",2040,1022000,1021000,15510,1.7054,0.14096210000000001,3.2928999999999996E-5,5.9637000000000002]
[null,"Other Industrial Coal",2040,1022000,1021000,15510,1.7054,0.14096210000000001,3.2928999999999996E-5,5.9637000000000002]
[null,"Retail Diesel",2040,1209000,1202000,1052000,18.032,0.16412599999999999,2.9167E-4,23.062000000000001]
[null,"E85 Ethanol",2040,1586000,696600,286100,38.200000000000003,0.1118,2.5350000000000001E-2,45.3]
[null,"Retail Gasoline",2040,1250000,1242000,1078000,23.914999999999999,0.16985499999999998,3.7957999999999997E-4,29.232999999999997]
[null,"Woody Biomass",2040,1190000,51610,29220,3.7715999999999998,8.4332999999999995E-3,-3.8260220000000001E-3,3.02]
[null,"Woody Biomass B2A",2040,1190000,51610,29220,3.7715999999999998,8.4332999999999995E-3,-3.8260220000000001E-3,3.02]
[null,"Woody Biomass MYPP",2040,1190000,51610,29220,3.7715999999999998,8.4332999999999995E-3,-3.8260220000000001E-3,3.02]
[null,"Steam",2040,1384000,1383000,5034,78.571100000000001,0.27494000000000002,2.3304000000000003E-3,87.594300000000004]
[null,"Commercial Natural Gas",2045,1092000,1092000,3972,5.7410000000000005,0.18462200000000001,8.6110000000000006E-4,11.565900000000001]
[null,"Industrial Natural Gas",2045,1092000,1092000,3972,5.7410000000000005,0.18462200000000001,8.6110000000000006E-4,11.565900000000001]
[null,"Electric Utility Natural Gas",2045,1092000,1092000,3972,5.7410000000000005,0.18462200000000001,8.6110000000000006E-4,11.565900000000001]
[null,"Residential Natural Gas",2045,1092000,1092000,3972,5.7410000000000005,0.18462200000000001,8.6110000000000006E-4,11.565900000000001]
[null,"Bio Methane",2045,-1185000,0,0,-85.800000000000011,0.54700000000000004,-1.8286999999999999E-3,-70.08]
[null,"Commercial Electricity",2045,1724000,1293000,15580,126.71000000000001,0.203795,1.8165E-3,131.63]
[null,"Industrial Electricity",2045,1724000,1293000,15580,126.71000000000001,0.203795,1.8165E-3,131.63]
[null,"Residential Electricity",2045,1724000,1293000,15580,126.71000000000001,0.203795,1.8165E-3,131.63]
[null,"Electric Utility Steam Coal",2045,1022000,1021000,15510,1.6997,0.14096223999999999,3.2833999999999998E-5,5.9580000000000002]
[null,"Metallurgical Coal",2045,1022000,1021000,15510,1.6997,0.14096223999999999,3.2833999999999998E-5,5.9580000000000002]
[null,"Other Industrial Coal",2045,1022000,1021000,15510,1.6997,0.14096223999999999,3.2833999999999998E-5,5.9580000000000002]
[null,"Retail Diesel",2045,1209000,1202000,1052000,17.989000000000001,0.164127,2.9079000000000003E-4,23.018999999999998]
[null,"E85 Ethanol",2045,1586000,696300,286000,38.110999999999997,0.1118,2.5350000000000001E-2,45.23]
[null,"Retail Gasoline",2045,1249000,1242000,1078000,23.861000000000001,0.16985599999999998,3.7867E-4,29.189]
[null,"Woody Biomass",2045,1190000,51590,29220,3.7631000000000001,8.4335E-3,-3.8260760000000003E-3,3.0114000000000001]
[null,"Woody Biomass B2A",2045,1190000,51590,29220,3.7631000000000001,8.4335E-3,-3.8260760000000003E-3,3.0114000000000001]
[null,"Woody Biomass MYPP",2045,1190000,51590,29220,3.7631000000000001,8.4335E-3,-3.8260760000000003E-3,3.0114000000000001]
[null,"Steam",2045,1384000,1383000,5034,78.571100000000001,0.27494000000000002,2.3304000000000003E-3,87.594300000000004]
[null,"Commercial Natural Gas",2050,1092000,1092000,3971,5.7390999999999996,0.18462200000000001,8.61E-4,11.5648]
[null,"Industrial Natural Gas",2050,1092000,1092000,3971,5.7390999999999996,0.18462200000000001,8.61E-4,11.5648]
[null,"Electric Utility Natural Gas",2050,1092000,1092000,3971,5.7390999999999996,0.18462200000000001,8.61E-4,11.5648]
[null,"Residential Natural Gas",2050,1092000,1092000,3971,5.7390999999999996,0.18462200000000001,8.61E-4,11.5648]
[null,"Bio Methane",2050,-1185000,0,0,-85.800000000000011,0.54700000000000004,-1.8286999999999999E-3,-70.08]
[null,"Commercial Electricity",2050,1721000,1293000,15050,125.08,0.20477100000000001,1.7827000000000001E-3,129.82]
[null,"Industrial Electricity",2050,1721000,1293000,15050,125.08,0.20477100000000001,1.7827000000000001E-3,129.82]
[null,"Residential Electricity",2050,1721000,1293000,15050,125.08,0.20477100000000001,1.7827000000000001E-3,129.82]
[null,"Electric Utility Steam Coal",2050,1022000,1021000,15510,1.6964999999999999,0.14096238999999999,3.2765999999999998E-5,5.9536999999999995]
[null,"Metallurgical Coal",2050,1022000,1021000,15510,1.6964999999999999,0.14096238999999999,3.2765999999999998E-5,5.9536999999999995]
[null,"Other Industrial Coal",2050,1022000,1021000,15510,1.6964999999999999,0.14096238999999999,3.2765999999999998E-5,5.9536999999999995]
[null,"Retail Diesel",2050,1209000,1202000,1052000,17.969000000000001,0.164128,2.9025999999999998E-4,22.988]
[null,"E85 Ethanol",2050,1585000,696300,286000,38.049999999999997,0.1118,2.5350000000000001E-2,45.19]
[null,"Retail Gasoline",2050,1249000,1242000,1078000,23.84,0.16985799999999998,3.7813000000000001E-4,29.157000000000004]
[null,"Woody Biomass",2050,1190000,51590,29220,3.7582,8.4366999999999984E-3,-3.8261190000000002E-3,3.0054000000000003]
[null,"Woody Biomass B2A",2050,1190000,51590,29220,3.7582,8.4366999999999984E-3,-3.8261190000000002E-3,3.0054000000000003]
[null,"Woody Biomass MYPP",2050,1190000,51590,29220,3.7582,8.4366999999999984E-3,-3.8261190000000002E-3,3.0054000000000003]
[null,"Steam",2050,1384000,1383000,5034,78.571100000000001,0.27494000000000002,2.3304000000000003E-3,87.594300000000004]
[null,"Commercial Natural Gas",2055,1092000,1092000,3971,5.7390999999999996,0.18462200000000001,8.61E-4,11.5648]
[null,"Industrial Natural Gas",2055,1092000,1092000,3971,5.7390999999999996,0.18462200000000001,8.61E-4,11.5648]
[null,"Electric Utility Natural Gas",2055,1092000,1092000,3971,5.7390999999999996,0.18462200000000001,8.61E-4,11.5648]
[null,"Residential Natural Gas",2055,1092000,1092000,3971,5.7390999999999996,0.18462200000000001,8.61E-4,11.5648]
[null,"Bio Methane",2055,-1185000,0,0,-85.800000000000011,0.54700000000000004,-1.8286999999999999E-3,-70.08]
[null,"Commercial Electricity",2055,1721000,1293000,15050,125.08,0.20477100000000001,1.7827000000000001E-3,129.82]
[null,"Industrial Electricity",2055,1721000,1293000,15050,125.08,0.20477100000000001,1.7827000000000001E-3,129.82]
[null,"Residential Electricity",2055,1721000,1293000,15050,125.08,0.20477100000000001,1.7827000000000001E-3,129.82]
[null,"Electric Utility Steam Coal",2055,1022000,1021000,15510,1.6964999999999999,0.14096238999999999,3.2765999999999998E-5,5.9536999999999995]
[null,"Metallurgical Coal",2055,1022000,1021000,15510,1.6964999999999999,0.14096238999999999,3.2765999999999998E-5,5.9536999999999995]
[null,"Other Industrial Coal",2055,1022000,1021000,15510,1.6964999999999999,0.14096238999999999,3.2765999999999998E-5,5.9536999999999995]
[null,"Retail Diesel",2055,1209000,1202000,1052000,17.969000000000001,0.164128,2.9025999999999998E-4,22.988]
[null,"E85 Ethanol",2055,1585000,696300,286000,38.049999999999997,0.1118,2.5350000000000001E-2,45.19]
[null,"Retail Gasoline",2055,1249000,1242000,1078000,23.84,0.16985799999999998,3.7813000000000001E-4,29.157000000000004]
[null,"Woody Biomass",2055,1190000,51590,29220,3.7582,8.4366999999999984E-3,-3.8261190000000002E-3,3.0054000000000003]
[null,"Woody Biomass B2A",2055,1190000,51590,29220,3.7582,8.4366999999999984E-3,-3.8261190000000002E-3,3.0054000000000003]
[null,"Woody Biomass MYPP",2055,1190000,51590,29220,3.7582,8.4366999999999984E-3,-3.8261190000000002E-3,3.0054000000000003]
[null,"Steam",2055,1384000,1383000,5034,78.571100000000001,0.27494000000000002,2.3304000000000003E-3,87.594300000000004]
[null,"Commercial Natural Gas",2060,1092000,1092000,3971,5.7390999999999996,0.18462200000000001,8.61E-4,11.5648]
[null,"Industrial Natural Gas",2060,1092000,1092000,3971,5.7390999999999996,0.18462200000000001,8.61E-4,11.5648]
[null,"Electric Utility Natural Gas",2060,1092000,1092000,3971,5.7390999999999996,0.18462200000000001,8.61E-4,11.5648]
[null,"Residential Natural Gas",2060,1092000,1092000,3971,5.7390999999999996,0.18462200000000001,8.61E-4,11.5648]
[null,"Bio Methane",2060,-1185000,0,0,-85.800000000000011,0.54700000000000004,-1.8286999999999999E-3,-70.08]
[null,"Commercial Electricity",2060,1721000,1293000,15050,125.08,0.20477100000000001,1.7827000000000001E-3,129.82]
[null,"Industrial Electricity",2060,1721000,1293000,15050,125.08,0.20477100000000001,1.7827000000000001E-3,129.82]
[null,"Residential Electricity",2060,1721000,1293000,15050,125.08,0.20477100000000001,1.7827000000000001E-3,129.82]
[null,"Electric Utility Steam Coal",2060,1022000,1021000,15510,1.6964999999999999,0.14096238999999999,3.2765999999999998E-5,5.9536999999999995]
[null,"Metallurgical Coal",2060,1022000,1021000,15510,1.6964999999999999,0.14096238999999999,3.2765999999999998E-5,5.9536999999999995]
[null,"Other Industrial Coal",2060,1022000,1021000,15510,1.6964999999999999,0.14096238999999999,3.2765999999999998E-5,5.9536999999999995]
[null,"Retail Diesel",2060,1209000,1202000,1052000,17.969000000000001,0.164128,2.9025999999999998E-4,22.988]
[null,"E85 Ethanol",2060,1585000,696300,286000,38.049999999999997,0.1118,2.5350000000000001E-2,45.19]
[null,"Retail Gasoline",2060,1249000,1242000,1078000,23.84,0.16985799999999998,3.7813000000000001E-4,29.157000000000004]
[null,"Woody Biomass",2060,1190000,51590,29220,3.7582,8.4366999999999984E-3,-3.8261190000000002E-3,3.0054000000000003]
[null,"Woody Biomass B2A",2060,1190000,51590,29220,3.7582,8.4366999999999984E-3,-3.8261190000000002E-3,3.0054000000000003]
[null,"Woody Biomass MYPP",2060,1190000,51590,29220,3.7582,8.4366999999999984E-3,-3.8261190000000002E-3,3.0054000000000003]
[null,"Steam",2060,1384000,1383000,5034,78.571100000000001,0.27494000000000002,2.3304000000000003E-3,87.594300000000004]
[null,"Commercial Natural Gas",2065,1092000,1092000,3971,5.7390999999999996,0.18462200000000001,8.61E-4,11.5648]
[null,"Industrial Natural Gas",2065,1092000,1092000,3971,5.7390999999999996,0.18462200000000001,8.61E-4,11.5648]
[null,"Electric Utility Natural Gas",2065,1092000,1092000,3971,5.7390999999999996,0.18462200000000001,8.61E-4,11.5648]
[null,"Residential Natural Gas",2065,1092000,1092000,3971,5.7390999999999996,0.18462200000000001,8.61E-4,11.5648]
[null,"Bio Methane",2065,-1185000,0,0,-85.800000000000011,0.54700000000000004,-1.8286999999999999E-3,-70.08]
[null,"Commercial Electricity",2065,1721000,1293000,15050,125.08,0.20477100000000001,1.7827000000000001E-3,129.82]
[null,"Industrial Electricity",2065,1721000,1293000,15050,125.08,0.20477100000000001,1.7827000000000001E-3,129.82]
[null,"Residential Electricity",2065,1721000,1293000,15050,125.08,0.20477100000000001,1.7827000000000001E-3,129.82]
[null,"Electric Utility Steam Coal",2065,1022000,1021000,15510,1.6964999999999999,0.14096238999999999,3.2765999999999998E-5,5.9536999999999995]
[null,"Metallurgical Coal",2065,1022000,1021000,15510,1.6964999999999999,0.14096238999999999,3.2765999999999998E-5,5.9536999999999995]
[null,"Other Industrial Coal",2065,1022000,1021000,15510,1.6964999999999999,0.14096238999999999,3.2765999999999998E-5,5.9536999999999995]
[null,"Retail Diesel",2065,1209000,1202000,1052000,17.969000000000001,0.164128,2.9025999999999998E-4,22.988]
[null,"E85 Ethanol",2065,1585000,696300,286000,38.049999999999997,0.1118,2.5350000000000001E-2,45.19]
[null,"Retail Gasoline",2065,1249000,1242000,1078000,23.84,0.16985799999999998,3.7813000000000001E-4,29.157000000000004]
[null,"Woody Biomass",2065,1190000,51590,29220,3.7582,8.4366999999999984E-3,-3.8261190000000002E-3,3.0054000000000003]
[null,"Woody Biomass B2A",2065,1190000,51590,29220,3.7582,8.4366999999999984E-3,-3.8261190000000002E-3,3.0054000000000003]
[null,"Woody Biomass MYPP",2065,1190000,51590,29220,3.7582,8.4366999999999984E-3,-3.8261190000000002E-3,3.0054000000000003]
[null,"Steam",2065,1384000,1383000,5034,78.571100000000001,0.27494000000000002,2.3304000000000003E-3,87.594300000000004]
[null,"Commercial Natural Gas",2070,1092000,1092000,3971,5.7390999999999996,0.18462200000000001,8.61E-4,11.5648]
[null,"Industrial Natural Gas",2070,1092000,1092000,3971,5.7390999999999996,0.18462200000000001,8.61E-4,11.5648]
[null,"Electric Utility Natural Gas",2070,1092000,1092000,3971,5.7390999999999996,0.18462200000000001,8.61E-4,11.5648]
[null,"Residential Natural Gas",2070,1092000,1092000,3971,5.7390999999999996,0.18462200000000001,8.61E-4,11.5648]
[null,"Bio Methane",2070,-1185000,0,0,-85.800000000000011,0.54700000000000004,-1.8286999999999999E-3,-70.08]
[null,"Commercial Electricity",2070,1721000,1293000,15050,125.08,0.20477100000000001,1.7827000000000001E-3,129.82]
[null,"Industrial Electricity",2070,1721000,1293000,15050,125.08,0.20477100000000001,1.7827000000000001E-3,129.82]
[null,"Residential Electricity",2070,1721000,1293000,15050,125.08,0.20477100000000001,1.7827000000000001E-3,129.82]
[null,"Electric Utility Steam Coal",2070,1022000,1021000,15510,1.6964999999999999,0.14096238999999999,3.2765999999999998E-5,5.9536999999999995]
[null,"Metallurgical Coal",2070,1022000,1021000,15510,1.6964999999999999,0.14096238999999999,3.2765999999999998E-5,5.9536999999999995]
[null,"Other Industrial Coal",2070,1022000,1021000,15510,1.6964999999999999,0.14096238999999999,3.2765999999999998E-5,5.9536999999999995]
[null,"Retail Diesel",2070,1209000,1202000,1052000,17.969000000000001,0.164128,2.9025999999999998E-4,22.988]
[null,"E85 Ethanol",2070,1585000,696300,286000,38.049999999999997,0.1118,2.5350000000000001E-2,45.19]
[null,"Retail Gasoline",2070,1249000,1242000,1078000,23.84,0.16985799999999998,3.7813000000000001E-4,29.157000000000004]
[null,"Woody Biomass",2070,1190000,51590,29220,3.7582,8.4366999999999984E-3,-3.8261190000000002E-3,3.0054000000000003]
[null,"Woody Biomass B2A",2070,1190000,51590,29220,3.7582,8.4366999999999984E-3,-3.8261190000000002E-3,3.0054000000000003]
[null,"Woody Biomass MYPP",2070,1190000,51590,29220,3.7582,8.4366999999999984E-3,-3.8261190000000002E-3,3.0054000000000003]
[null,"Steam",2070,1384000,1383000,5034,78.571100000000001,0.27494000000000002,2.3304000000000003E-3,87.594300000000004]
[null,"Commercial Natural Gas",2075,1092000,1092000,3971,5.7390999999999996,0.18462200000000001,8.61E-4,11.5648]
[null,"Industrial Natural Gas",2075,1092000,1092000,3971,5.7390999999999996,0.18462200000000001,8.61E-4,11.5648]
[null,"Electric Utility Natural Gas",2075,1092000,1092000,3971,5.7390999999999996,0.18462200000000001,8.61E-4,11.5648]
[null,"Residential Natural Gas",2075,1092000,1092000,3971,5.7390999999999996,0.18462200000000001,8.61E-4,11.5648]
[null,"Bio Methane",2075,-1185000,0,0,-85.800000000000011,0.54700000000000004,-1.8286999999999999E-3,-70.08]
[null,"Commercial Electricity",2075,1721000,1293000,15050,125.08,0.20477100000000001,1.7827000000000001E-3,129.82]
[null,"Industrial Electricity",2075,1721000,1293000,15050,125.08,0.20477100000000001,1.7827000000000001E-3,129.82]
[null,"Residential Electricity",2075,1721000,1293000,15050,125.08,0.20477100000000001,1.7827000000000001E-3,129.82]
[null,"Electric Utility Steam Coal",2075,1022000,1021000,15510,1.6964999999999999,0.14096238999999999,3.2765999999999998E-5,5.9536999999999995]
[null,"Metallurgical Coal",2075,1022000,1021000,15510,1.6964999999999999,0.14096238999999999,3.2765999999999998E-5,5.9536999999999995]
[null,"Other Industrial Coal",2075,1022000,1021000,15510,1.6964999999999999,0.14096238999999999,3.2765999999999998E-5,5.9536999999999995]
[null,"Retail Diesel",2075,1209000,1202000,1052000,17.969000000000001,0.164128,2.9025999999999998E-4,22.988]
[null,"E85 Ethanol",2075,1585000,696300,286000,38.049999999999997,0.1118,2.5350000000000001E-2,45.19]
[null,"Retail Gasoline",2075,1249000,1242000,1078000,23.84,0.16985799999999998,3.7813000000000001E-4,29.157000000000004]
[null,"Woody Biomass",2075,1190000,51590,29220,3.7582,8.4366999999999984E-3,-3.8261190000000002E-3,3.0054000000000003]
[null,"Woody Biomass B2A",2075,1190000,51590,29220,3.7582,8.4366999999999984E-3,-3.8261190000000002E-3,3.0054000000000003]
[null,"Woody Biomass MYPP",2075,1190000,51590,29220,3.7582,8.4366999999999984E-3,-3.8261190000000002E-3,3.0054000000000003]
[null,"Steam",2075,1384000,1383000,5034,78.571100000000001,0.27494000000000002,2.3304000000000003E-3,87.594300000000004]
[null,"Commercial Natural Gas",2080,1092000,1092000,3971,5.7390999999999996,0.18462200000000001,8.61E-4,11.5648]
[null,"Industrial Natural Gas",2080,1092000,1092000,3971,5.7390999999999996,0.18462200000000001,8.61E-4,11.5648]
[null,"Electric Utility Natural Gas",2080,1092000,1092000,3971,5.7390999999999996,0.18462200000000001,8.61E-4,11.5648]
[null,"Residential Natural Gas",2080,1092000,1092000,3971,5.7390999999999996,0.18462200000000001,8.61E-4,11.5648]
[null,"Bio Methane",2080,-1185000,0,0,-85.800000000000011,0.54700000000000004,-1.8286999999999999E-3,-70.08]
[null,"Commercial Electricity",2080,1721000,1293000,15050,125.08,0.20477100000000001,1.7827000000000001E-3,129.82]
[null,"Industrial Electricity",2080,1721000,1293000,15050,125.08,0.20477100000000001,1.7827000000000001E-3,129.82]
[null,"Residential Electricity",2080,1721000,1293000,15050,125.08,0.20477100000000001,1.7827000000000001E-3,129.82]
[null,"Electric Utility Steam Coal",2080,1022000,1021000,15510,1.6964999999999999,0.14096238999999999,3.2765999999999998E-5,5.9536999999999995]
[null,"Metallurgical Coal",2080,1022000,1021000,15510,1.6964999999999999,0.14096238999999999,3.2765999999999998E-5,5.9536999999999995]
[null,"Other Industrial Coal",2080,1022000,1021000,15510,1.6964999999999999,0.14096238999999999,3.2765999999999998E-5,5.9536999999999995]
[null,"Retail Diesel",2080,1209000,1202000,1052000,17.969000000000001,0.164128,2.9025999999999998E-4,22.988]
[null,"E85 Ethanol",2080,1585000,696300,286000,38.049999999999997,0.1118,2.5350000000000001E-2,45.19]
[null,"Retail Gasoline",2080,1249000,1242000,1078000,23.84,0.16985799999999998,3.7813000000000001E-4,29.157000000000004]
[null,"Woody Biomass",2080,1190000,51590,29220,3.7582,8.4366999999999984E-3,-3.8261190000000002E-3,3.0054000000000003]
[null,"Woody Biomass B2A",2080,1190000,51590,29220,3.7582,8.4366999999999984E-3,-3.8261190000000002E-3,3.0054000000000003]
[null,"Woody Biomass MYPP",2080,1190000,51590,29220,3.7582,8.4366999999999984E-3,-3.8261190000000002E-3,3.0054000000000003]
[null,"Steam",2080,1384000,1383000,5034,78.571100000000001,0.27494000000000002,2.3304000000000003E-3,87.594300000000004]
[null,"Commercial Natural Gas",2085,1092000,1092000,3971,5.7390999999999996,0.18462200000000001,8.61E-4,11.5648]
[null,"Industrial Natural Gas",2085,1092000,1092000,3971,5.7390999999999996,0.18462200000000001,8.61E-4,11.5648]
[null,"Electric Utility Natural Gas",2085,1092000,1092000,3971,5.7390999999999996,0.18462200000000001,8.61E-4,11.5648]
[null,"Residential Natural Gas",2085,1092000,1092000,3971,5.7390999999999996,0.18462200000000001,8.61E-4,11.5648]
[null,"Bio Methane",2085,-1185000,0,0,-85.800000000000011,0.54700000000000004,-1.8286999999999999E-3,-70.08]
[null,"Commercial Electricity",2085,1721000,1293000,15050,125.08,0.20477100000000001,1.7827000000000001E-3,129.82]
[null,"Industrial Electricity",2085,1721000,1293000,15050,125.08,0.20477100000000001,1.7827000000000001E-3,129.82]
[null,"Residential Electricity",2085,1721000,1293000,15050,125.08,0.20477100000000001,1.7827000000000001E-3,129.82]
[null,"Electric Utility Steam Coal",2085,1022000,1021000,15510,1.6964999999999999,0.14096238999999999,3.2765999999999998E-5,5.9536999999999995]
[null,"Metallurgical Coal",2085,1022000,1021000,15510,1.6964999999999999,0.14096238999999999,3.2765999999999998E-5,5.9536999999999995]
[null,"Other Industrial Coal",2085,1022000,1021000,15510,1.6964999999999999,0.14096238999999999,3.2765999999999998E-5,5.9536999999999995]
[null,"Retail Diesel",2085,1209000,1202000,1052000,17.969000000000001,0.164128,2.9025999999999998E-4,22.988]
[null,"E85 Ethanol",2085,1585000,696300,286000,38.049999999999997,0.1118,2.5350000000000001E-2,45.19]
[null,"Retail Gasoline",2085,1249000,1242000,1078000,23.84,0.16985799999999998,3.7813000000000001E-4,29.157000000000004]
[null,"Woody Biomass",2085,1190000,51590,29220,3.7582,8.4366999999999984E-3,-3.8261190000000002E-3,3.0054000000000003]
[null,"Woody Biomass B2A",2085,1190000,51590,29220,3.7582,8.4366999999999984E-3,-3.8261190000000002E-3,3.0054000000000003]
[null,"Woody Biomass MYPP",2085,1190000,51590,29220,3.7582,8.4366999999999984E-3,-3.8261190000000002E-3,3.0054000000000003]
[null,"Steam",2085,1384000,1383000,5034,78.571100000000001,0.27494000000000002,2.3304000000000003E-3,87.594300000000004]
[null,"Commercial Natural Gas",2090,1092000,1092000,3971,5.7390999999999996,0.18462200000000001,8.61E-4,11.5648]
[null,"Industrial Natural Gas",2090,1092000,1092000,3971,5.7390999999999996,0.18462200000000001,8.61E-4,11.5648]
[null,"Electric Utility Natural Gas",2090,1092000,1092000,3971,5.7390999999999996,0.18462200000000001,8.61E-4,11.5648]
[null,"Residential Natural Gas",2090,1092000,1092000,3971,5.7390999999999996,0.18462200000000001,8.61E-4,11.5648]
[null,"Bio Methane",2090,-1185000,0,0,-85.800000000000011,0.54700000000000004,-1.8286999999999999E-3,-70.08]
[null,"Commercial Electricity",2090,1721000,1293000,15050,125.08,0.20477100000000001,1.7827000000000001E-3,129.82]
[null,"Industrial Electricity",2090,1721000,1293000,15050,125.08,0.20477100000000001,1.7827000000000001E-3,129.82]
[null,"Residential Electricity",2090,1721000,1293000,15050,125.08,0.20477100000000001,1.7827000000000001E-3,129.82]
[null,"Electric Utility Steam Coal",2090,1022000,1021000,15510,1.6964999999999999,0.14096238999999999,3.2765999999999998E-5,5.9536999999999995]
[null,"Metallurgical Coal",2090,1022000,1021000,15510,1.6964999999999999,0.14096238999999999,3.2765999999999998E-5,5.9536999999999995]
[null,"Other Industrial Coal",2090,1022000,1021000,15510,1.6964999999999999,0.14096238999999999,3.2765999999999998E-5,5.9536999999999995]
[null,"Retail Diesel",2090,1209000,1202000,1052000,17.969000000000001,0.164128,2.9025999999999998E-4,22.988]
[null,"E85 Ethanol",2090,1585000,696300,286000,38.049999999999997,0.1118,2.5350000000000001E-2,45.19]
[null,"Retail Gasoline",2090,1249000,1242000,1078000,23.84,0.16985799999999998,3.7813000000000001E-4,29.157000000000004]
[null,"Woody Biomass",2090,1190000,51590,29220,3.7582,8.4366999999999984E-3,-3.8261190000000002E-3,3.0054000000000003]
[null,"Woody Biomass B2A",2090,1190000,51590,29220,3.7582,8.4366999999999984E-3,-3.8261190000000002E-3,3.0054000000000003]
[null,"Woody Biomass MYPP",2090,1190000,51590,29220,3.7582,8.4366999999999984E-3,-3.8261190000000002E-3,3.0054000000000003]
[null,"Steam",2090,1384000,1383000,5034,78.571100000000001,0.27494000000000002,2.3304000000000003E-3,87.594300000000004]
[null,"Commercial Natural Gas",2095,1092000,1092000,3971,5.7390999999999996,0.18462200000000001,8.61E-4,11.5648]
[null,"Industrial Natural Gas",2095,1092000,1092000,3971,5.7390999999999996,0.18462200000000001,8.61E-4,11.5648]
[null,"Electric Utility Natural Gas",2095,1092000,1092000,3971,5.7390999999999996,0.18462200000000001,8.61E-4,11.5648]
[null,"Residential Natural Gas",2095,1092000,1092000,3971,5.7390999999999996,0.18462200000000001,8.61E-4,11.5648]
[null,"Bio Methane",2095,-1185000,0,0,-85.800000000000011,0.54700000000000004,-1.8286999999999999E-3,-70.08]
[null,"Commercial Electricity",2095,1721000,1293000,15050,125.08,0.20477100000000001,1.7827000000000001E-3,129.82]
[null,"Industrial Electricity",2095,1721000,1293000,15050,125.08,0.20477100000000001,1.7827000000000001E-3,129.82]
[null,"Residential Electricity",2095,1721000,1293000,15050,125.08,0.20477100000000001,1.7827000000000001E-3,129.82]
[null,"Electric Utility Steam Coal",2095,1022000,1021000,15510,1.6964999999999999,0.14096238999999999,3.2765999999999998E-5,5.9536999999999995]
[null,"Metallurgical Coal",2095,1022000,1021000,15510,1.6964999999999999,0.14096238999999999,3.2765999999999998E-5,5.9536999999999995]
[null,"Other Industrial Coal",2095,1022000,1021000,15510,1.6964999999999999,0.14096238999999999,3.2765999999999998E-5,5.9536999999999995]
[null,"Retail Diesel",2095,1209000,1202000,1052000,17.969000000000001,0.164128,2.9025999999999998E-4,22.988]
[null,"E85 Ethanol",2095,1585000,696300,286000,38.049999999999997,0.1118,2.5350000000000001E-2,45.19]
[null,"Retail Gasoline",2095,1249000,1242000,1078000,23.84,0.16985799999999998,3.7813000000000001E-4,29.157000000000004]
[null,"Woody Biomass",2095,1190000,51590,29220,3.7582,8.4366999999999984E-3,-3.8261190000000002E-3,3.0054000000000003]
[null,"Woody Biomass B2A",2095,1190000,51590,29220,3.7582,8.4366999999999984E-3,-3.8261190000000002E-3,3.0054000000000003]
[null,"Woody Biomass MYPP",2095,1190000,51590,29220,3.7582,8.4366999999999984E-3,-3.8261190000000002E-3,3.0054000000000003]
[null,"Steam",2095,1384000,1383000,5034,78.571100000000001,0.27494000000000002,2.3304000000000003E-3,87.594300000000004]
[null,"Commercial Natural Gas",2100,1092000,1092000,3971,5.7390999999999996,0.18462200000000001,8.61E-4,11.5648]
[null,"Industrial Natural Gas",2100,1092000,1092000,3971,5.7390999999999996,0.18462200000000001,8.61E-4,11.5648]
[null,"Electric Utility Natural Gas",2100,1092000,1092000,3971,5.7390999999999996,0.18462200000000001,8.61E-4,11.5648]
[null,"Residential Natural Gas",2100,1092000,1092000,3971,5.7390999999999996,0.18462200000000001,8.61E-4,11.5648]
[null,"Bio Methane",2100,-1185000,0,0,-85.800000000000011,0.54700000000000004,-1.8286999999999999E-3,-70.08]
[null,"Commercial Electricity",2100,1721000,1293000,15050,125.08,0.20477100000000001,1.7827000000000001E-3,129.82]
[null,"Industrial Electricity",2100,1721000,1293000,15050,125.08,0.20477100000000001,1.7827000000000001E-3,129.82]
[null,"Residential Electricity",2100,1721000,1293000,15050,125.08,0.20477100000000001,1.7827000000000001E-3,129.82]
[null,"Electric Utility Steam Coal",2100,1022000,1021000,15510,1.6964999999999999,0.14096238999999999,3.2765999999999998E-5,5.9536999999999995]
[null,"Metallurgical Coal",2100,1022000,1021000,15510,1.6964999999999999,0.14096238999999999,3.2765999999999998E-5,5.9536999999999995]
[null,"Other Industrial Coal",2100,1022000,1021000,15510,1.6964999999999999,0.14096238999999999,3.2765999999999998E-5,5.9536999999999995]
[null,"Retail Diesel",2100,1209000,1202000,1052000,17.969000000000001,0.164128,2.9025999999999998E-4,22.988]
[null,"E85 Ethanol",2100,1585000,696300,286000,38.049999999999997,0.1118,2.5350000000000001E-2,45.19]
[null,"Retail Gasoline",2100,1249000,1242000,1078000,23.84,0.16985799999999998,3.7813000000000001E-4,29.157000000000004]
[null,"Woody Biomass",2100,1190000,51590,29220,3.7582,8.4366999999999984E-3,-3.8261190000000002E-3,3.0054000000000003]
[null,"Woody Biomass B2A",2100,1190000,51590,29220,3.7582,8.4366999999999984E-3,-3.8261190000000002E-3,3.0054000000000003]
[null,"Woody Biomass MYPP",2100,1190000,51590,29220,3.7582,8.4366999999999984E-3,-3.8261190000000002E-3,3.0054000000000003]
[null,"Steam",2100,1384000,1383000,5034,78.571100000000001,0.27494000000000002,2.3304000000000003E-3,87.594300000000004]

{"sheet":"Debt Financing Calculations","index":15,"n_rows":57,"n_cols":7,"rows_kept":57,"cut":false,"hidden":false,"merged":[[11,1,11,6]]}
["Debt Financing Calculations"]
[]
[]
[]
[]
[]
[]
[]
[]
[]
["ANNUAL LOAN CALCULATION (if debt financing is assumed)"]
[]
["Analysis Year","Loan Year","Principal Owed","Annual Payment","Interest","Principal Payment","New Principal"]
[{"$f":"'Cash Flow Analysis'!B65","v":1},{"$f":"IF(B13=\"\",\"\",IF('Cash Flow Analysis'!$B$31=0,\"N/A\",IF(A14=1,1,IF(A13=debt_period,\"\",B13+1))))","v":1},{"$f":"IF(OR(A14=\"\",B14=\"\",B14=\"N/A\"),\"\",IF(B14=1,-'Cash Flow Analysis'!G65,IF(B14=\"N/A\",0,G13)))","v":165664856.02805442},{"$f":"IF(debt_period=0,\nE14+F14,\nIF(OR(A14=\"\",B14=\"\",B14=\"N/A\"),\"\",IF(B14=1,((debt_interest*(1+debt_interest)^debt_period)/((1+debt_interest)^debt_period-1))*(-'Cash Flow Analysis'!G65),IF(G13=0,\"\",D13))))","v":6129599.6730380133},{"$f":"IF(OR(A14=\"\",B14=\"\",B14=\"N/A\"),\"\",C14*debt_interest)","v":6129599.6730380133},{"$f":"IF(debt_period=0,\nIF(B14=(anal_period+construct),0,0),\nIF(OR(A14=\"\",B14=\"\",B14=\"N/A\"),\"\",D14-E14))","v":0},{"$f":"IF(OR(A14=\"\",B14=\"\",B14=\"N/A\"),\"\",C14-F14)","v":165664856.02805442}]
[{"$f":"'Cash Flow Analysis'!B66","v":2},{"$f":"IF(B14=\"\",\"\",IF('Cash Flow Analysis'!$B$31=0,\"N/A\",IF(A15=1,1,IF(A14=debt_period,\"\",B14+1))))","v":2},{"$f":"IF(OR(A15=\"\",B15=\"\",B15=\"N/A\"),\"\",IF(B15=1,-'Cash Flow Analysis'!G66,IF(B15=\"N/A\",0,G14)))","v":165664856.02805442},{"$f":"IF(debt_period=0,\nE15+F15,\nIF(OR(A15=\"\",B15=\"\",B15=\"N/A\"),\"\",IF(B15=1,((debt_interest*(1+debt_interest)^debt_period)/((1+debt_interest)^debt_period-1))*(-'Cash Flow Analysis'!G66),IF(G14=0,\"\",D14))))","v":6129599.6730380133},6129599.6730380133,{"$f":"IF(debt_period=0,\nIF(B15=(anal_period+construct),C14,0),\nIF(OR(A15=\"\",B15=\"\",B15=\"N/A\"),\"\",D15-E15))","v":0},165664856.02805442]
[{"$f":"'Cash Flow Analysis'!B67","v":3},{"$f":"IF(B15=\"\",\"\",IF('Cash Flow Analysis'!$B$31=0,\"N/A\",IF(A16=1,1,IF(A15=debt_period,\"\",B15+1))))","v":3},{"$f":"IF(OR(A16=\"\",B16=\"\",B16=\"N/A\"),\"\",IF(B16=1,-'Cash Flow Analysis'!G67,IF(B16=\"N/A\",0,G15)))","v":165664856.02805442},{"$f":"IF(debt_period=0,\nE16+F16,\nIF(OR(A16=\"\",B16=\"\",B16=\"N/A\"),\"\",IF(B16=1,((debt_interest*(1+debt_interest)^debt_period)/((1+debt_interest)^debt_period-1))*(-'Cash Flow Analysis'!G67),IF(G15=0,\"\",D15))))","v":6129599.6730380133},6129599.6730380133,{"$f":"IF(debt_period=0,\nIF(B16=(anal_period+construct),C16,0),\nIF(OR(A16=\"\",B16=\"\",B16=\"N/A\"),\"\",D16-E16))","v":0},165664856.02805442]
[{"$f":"'Cash Flow Analysis'!B68","v":4},{"$f":"IF(B16=\"\",\"\",IF('Cash Flow Analysis'!$B$31=0,\"N/A\",IF(A17=1,1,IF(A16=debt_period,\"\",B16+1))))","v":4},{"$f":"IF(OR(A17=\"\",B17=\"\",B17=\"N/A\"),\"\",IF(B17=1,-'Cash Flow Analysis'!G68,IF(B17=\"N/A\",0,G16)))","v":165664856.02805442},{"$f":"IF(debt_period=0,\nE17+F17,\nIF(OR(A17=\"\",B17=\"\",B17=\"N/A\"),\"\",IF(B17=1,((debt_interest*(1+debt_interest)^debt_period)/((1+debt_interest)^debt_period-1))*(-'Cash Flow Analysis'!G68),IF(G16=0,\"\",D16))))","v":6129599.6730380133},6129599.6730380133,0,165664856.02805442]
[{"$f":"'Cash Flow Analysis'!B69","v":5},{"$f":"IF(B17=\"\",\"\",IF('Cash Flow Analysis'!$B$31=0,\"N/A\",IF(A18=1,1,IF(A17=debt_period,\"\",B17+1))))","v":5},{"$f":"IF(OR(A18=\"\",B18=\"\",B18=\"N/A\"),\"\",IF(B18=1,-'Cash Flow Analysis'!G69,IF(B18=\"N/A\",0,G17)))","v":165664856.02805442},{"$f":"IF(debt_period=0,\nE18+F18,\nIF(OR(A18=\"\",B18=\"\",B18=\"N/A\"),\"\",IF(B18=1,((debt_interest*(1+debt_interest)^debt_period)/((1+debt_interest)^debt_period-1))*(-'Cash Flow Analysis'!G69),IF(G17=0,\"\",D17))))","v":6129599.6730380133},6129599.6730380133,0,165664856.02805442]
[{"$f":"'Cash Flow Analysis'!B70","v":6},{"$f":"IF(B18=\"\",\"\",IF('Cash Flow Analysis'!$B$31=0,\"N/A\",IF(A19=1,1,IF(A18=debt_period,\"\",B18+1))))","v":6},{"$f":"IF(OR(A19=\"\",B19=\"\",B19=\"N/A\"),\"\",IF(B19=1,-'Cash Flow Analysis'!G70,IF(B19=\"N/A\",0,G18)))","v":165664856.02805442},{"$f":"IF(debt_period=0,\nE19+F19,\nIF(OR(A19=\"\",B19=\"\",B19=\"N/A\"),\"\",IF(B19=1,((debt_interest*(1+debt_interest)^debt_period)/((1+debt_interest)^debt_period-1))*(-'Cash Flow Analysis'!G70),IF(G18=0,\"\",D18))))","v":6129599.6730380133},6129599.6730380133,0,165664856.02805442]
[{"$f":"'Cash Flow Analysis'!B71","v":7},{"$f":"IF(B19=\"\",\"\",IF('Cash Flow Analysis'!$B$31=0,\"N/A\",IF(A20=1,1,IF(A19=debt_period,\"\",B19+1))))","v":7},{"$f":"IF(OR(A20=\"\",B20=\"\",B20=\"N/A\"),\"\",IF(B20=1,-'Cash Flow Analysis'!G71,IF(B20=\"N/A\",0,G19)))","v":165664856.02805442},{"$f":"IF(debt_period=0,\nE20+F20,\nIF(OR(A20=\"\",B20=\"\",B20=\"N/A\"),\"\",IF(B20=1,((debt_interest*(1+debt_interest)^debt_period)/((1+debt_interest)^debt_period-1))*(-'Cash Flow Analysis'!G71),IF(G19=0,\"\",D19))))","v":6129599.6730380133},6129599.6730380133,0,165664856.02805442]
[{"$f":"'Cash Flow Analysis'!B72","v":8},{"$f":"IF(B20=\"\",\"\",IF('Cash Flow Analysis'!$B$31=0,\"N/A\",IF(A21=1,1,IF(A20=debt_period,\"\",B20+1))))","v":8},{"$f":"IF(OR(A21=\"\",B21=\"\",B21=\"N/A\"),\"\",IF(B21=1,-'Cash Flow Analysis'!G72,IF(B21=\"N/A\",0,G20)))","v":165664856.02805442},{"$f":"IF(debt_period=0,\nE21+F21,\nIF(OR(A21=\"\",B21=\"\",B21=\"N/A\"),\"\",IF(B21=1,((debt_interest*(1+debt_interest)^debt_period)/((1+debt_interest)^debt_period-1))*(-'Cash Flow Analysis'!G72),IF(G20=0,\"\",D20))))","v":6129599.6730380133},6129599.6730380133,0,165664856.02805442]
[{"$f":"'Cash Flow Analysis'!B73","v":9},{"$f":"IF(B21=\"\",\"\",IF('Cash Flow Analysis'!$B$31=0,\"N/A\",IF(A22=1,1,IF(A21=debt_period,\"\",B21+1))))","v":9},{"$f":"IF(OR(A22=\"\",B22=\"\",B22=\"N/A\"),\"\",IF(B22=1,-'Cash Flow Analysis'!G73,IF(B22=\"N/A\",0,G21)))","v":165664856.02805442},{"$f":"IF(debt_period=0,\nE22+F22,\nIF(OR(A22=\"\",B22=\"\",B22=\"N/A\"),\"\",IF(B22=1,((debt_interest*(1+debt_interest)^debt_period)/((1+debt_interest)^debt_period-1))*(-'Cash Flow Analysis'!G73),IF(G21=0,\"\",D21))))","v":6129599.6730380133},6129599.6730380133,0,165664856.02805442]
[{"$f":"'Cash Flow Analysis'!B74","v":10},{"$f":"IF(B22=\"\",\"\",IF('Cash Flow Analysis'!$B$31=0,\"N/A\",IF(A23=1,1,IF(A22=debt_period,\"\",B22+1))))","v":10},{"$f":"IF(OR(A23=\"\",B23=\"\",B23=\"N/A\"),\"\",IF(B23=1,-'Cash Flow Analysis'!G74,IF(B23=\"N/A\",0,G22)))","v":165664856.02805442},{"$f":"IF(debt_period=0,\nE23+F23,\nIF(OR(A23=\"\",B23=\"\",B23=\"N/A\"),\"\",IF(B23=1,((debt_interest*(1+debt_interest)^debt_period)/((1+debt_interest)^debt_period-1))*(-'Cash Flow Analysis'!G74),IF(G22=0,\"\",D22))))","v":6129599.6730380133},6129599.6730380133,0,165664856.02805442]
[{"$f":"'Cash Flow Analysis'!B75","v":11},{"$f":"IF(B23=\"\",\"\",IF('Cash Flow Analysis'!$B$31=0,\"N/A\",IF(A24=1,1,IF(A23=debt_period,\"\",B23+1))))","v":11},{"$f":"IF(OR(A24=\"\",B24=\"\",B24=\"N/A\"),\"\",IF(B24=1,-'Cash Flow Analysis'!G75,IF(B24=\"N/A\",0,G23)))","v":165664856.02805442},{"$f":"IF(debt_period=0,\nE24+F24,\nIF(OR(A24=\"\",B24=\"\",B24=\"N/A\"),\"\",IF(B24=1,((debt_interest*(1+debt_interest)^debt_period)/((1+debt_interest)^debt_period-1))*(-'Cash Flow Analysis'!G75),IF(G23=0,\"\",D23))))","v":6129599.6730380133},6129599.6730380133,0,165664856.02805442]
[{"$f":"'Cash Flow Analysis'!B76","v":12},{"$f":"IF(B24=\"\",\"\",IF('Cash Flow Analysis'!$B$31=0,\"N/A\",IF(A25=1,1,IF(A24=debt_period,\"\",B24+1))))","v":12},{"$f":"IF(OR(A25=\"\",B25=\"\",B25=\"N/A\"),\"\",IF(B25=1,-'Cash Flow Analysis'!G76,IF(B25=\"N/A\",0,G24)))","v":165664856.02805442},{"$f":"IF(debt_period=0,\nE25+F25,\nIF(OR(A25=\"\",B25=\"\",B25=\"N/A\"),\"\",IF(B25=1,((debt_interest*(1+debt_interest)^debt_period)/((1+debt_interest)^debt_period-1))*(-'Cash Flow Analysis'!G76),IF(G24=0,\"\",D24))))","v":6129599.6730380133},6129599.6730380133,0,165664856.02805442]
[{"$f":"'Cash Flow Analysis'!B77","v":13},{"$f":"IF(B25=\"\",\"\",IF('Cash Flow Analysis'!$B$31=0,\"N/A\",IF(A26=1,1,IF(A25=debt_period,\"\",B25+1))))","v":13},{"$f":"IF(OR(A26=\"\",B26=\"\",B26=\"N/A\"),\"\",IF(B26=1,-'Cash Flow Analysis'!G77,IF(B26=\"N/A\",0,G25)))","v":165664856.02805442},{"$f":"IF(debt_period=0,\nE26+F26,\nIF(OR(A26=\"\",B26=\"\",B26=\"N/A\"),\"\",IF(B26=1,((debt_interest*(1+debt_interest)^debt_period)/((1+debt_interest)^debt_period-1))*(-'Cash Flow Analysis'!G77),IF(G25=0,\"\",D25))))","v":6129599.6730380133},6129599.6730380133,0,165664856.02805442]
[{"$f":"'Cash Flow Analysis'!B78","v":14},{"$f":"IF(B26=\"\",\"\",IF('Cash Flow Analysis'!$B$31=0,\"N/A\",IF(A27=1,1,IF(A26=debt_period,\"\",B26+1))))","v":14},{"$f":"IF(OR(A27=\"\",B27=\"\",B27=\"N/A\"),\"\",IF(B27=1,-'Cash Flow Analysis'!G78,IF(B27=\"N/A\",0,G26)))","v":165664856.02805442},{"$f":"IF(debt_period=0,\nE27+F27,\nIF(OR(A27=\"\",B27=\"\",B27=\"N/A\"),\"\",IF(B27=1,((debt_interest*(1+debt_interest)^debt_period)/((1+debt_interest)^debt_period-1))*(-'Cash Flow Analysis'!G78),IF(G26=0,\"\",D26))))","v":6129599.6730380133},6129599.6730380133,0,165664856.02805442]
[{"$f":"'Cash Flow Analysis'!B79","v":15},{"$f":"IF(B27=\"\",\"\",IF('Cash Flow Analysis'!$B$31=0,\"N/A\",IF(A28=1,1,IF(A27=debt_period,\"\",B27+1))))","v":15},{"$f":"IF(OR(A28=\"\",B28=\"\",B28=\"N/A\"),\"\",IF(B28=1,-'Cash Flow Analysis'!G79,IF(B28=\"N/A\",0,G27)))","v":165664856.02805442},{"$f":"IF(debt_period=0,\nE28+F28,\nIF(OR(A28=\"\",B28=\"\",B28=\"N/A\"),\"\",IF(B28=1,((debt_interest*(1+debt_interest)^debt_period)/((1+debt_interest)^debt_period-1))*(-'Cash Flow Analysis'!G79),IF(G27=0,\"\",D27))))","v":6129599.6730380133},6129599.6730380133,0,165664856.02805442]
[{"$f":"'Cash Flow Analysis'!B80","v":16},{"$f":"IF(B28=\"\",\"\",IF('Cash Flow Analysis'!$B$31=0,\"N/A\",IF(A29=1,1,IF(A28=debt_period,\"\",B28+1))))","v":16},{"$f":"IF(OR(A29=\"\",B29=\"\",B29=\"N/A\"),\"\",IF(B29=1,-'Cash Flow Analysis'!G80,IF(B29=\"N/A\",0,G28)))","v":165664856.02805442},{"$f":"IF(debt_period=0,\nE29+F29,\nIF(OR(A29=\"\",B29=\"\",B29=\"N/A\"),\"\",IF(B29=1,((debt_interest*(1+debt_interest)^debt_period)/((1+debt_interest)^debt_period-1))*(-'Cash Flow Analysis'!G80),IF(G28=0,\"\",D28))))","v":6129599.6730380133},6129599.6730380133,0,165664856.02805442]
[{"$f":"'Cash Flow Analysis'!B81","v":17},{"$f":"IF(B29=\"\",\"\",IF('Cash Flow Analysis'!$B$31=0,\"N/A\",IF(A30=1,1,IF(A29=debt_period,\"\",B29+1))))","v":17},{"$f":"IF(OR(A30=\"\",B30=\"\",B30=\"N/A\"),\"\",IF(B30=1,-'Cash Flow Analysis'!G81,IF(B30=\"N/A\",0,G29)))","v":165664856.02805442},{"$f":"IF(debt_period=0,\nE30+F30,\nIF(OR(A30=\"\",B30=\"\",B30=\"N/A\"),\"\",IF(B30=1,((debt_interest*(1+debt_interest)^debt_period)/((1+debt_interest)^debt_period-1))*(-'Cash Flow Analysis'!G81),IF(G29=0,\"\",D29))))","v":6129599.6730380133},6129599.6730380133,0,165664856.02805442]
[{"$f":"'Cash Flow Analysis'!B82","v":18},{"$f":"IF(B30=\"\",\"\",IF('Cash Flow Analysis'!$B$31=0,\"N/A\",IF(A31=1,1,IF(A30=debt_period,\"\",B30+1))))","v":18},{"$f":"IF(OR(A31=\"\",B31=\"\",B31=\"N/A\"),\"\",IF(B31=1,-'Cash Flow Analysis'!G82,IF(B31=\"N/A\",0,G30)))","v":165664856.02805442},{"$f":"IF(debt_period=0,\nE31+F31,\nIF(OR(A31=\"\",B31=\"\",B31=\"N/A\"),\"\",IF(B31=1,((debt_interest*(1+debt_interest)^debt_period)/((1+debt_interest)^debt_period-1))*(-'Cash Flow Analysis'!G82),IF(G30=0,\"\",D30))))","v":6129599.6730380133},6129599.6730380133,0,165664856.02805442]
[{"$f":"'Cash Flow Analysis'!B83","v":19},{"$f":"IF(B31=\"\",\"\",IF('Cash Flow Analysis'!$B$31=0,\"N/A\",IF(A32=1,1,IF(A31=debt_period,\"\",B31+1))))","v":19},{"$f":"IF(OR(A32=\"\",B32=\"\",B32=\"N/A\"),\"\",IF(B32=1,-'Cash Flow Analysis'!G83,IF(B32=\"N/A\",0,G31)))","v":165664856.02805442},{"$f":"IF(debt_period=0,\nE32+F32,\nIF(OR(A32=\"\",B32=\"\",B32=\"N/A\"),\"\",IF(B32=1,((debt_interest*(1+debt_interest)^debt_period)/((1+debt_interest)^debt_period-1))*(-'Cash Flow Analysis'!G83),IF(G31=0,\"\",D31))))","v":6129599.6730380133},6129599.6730380133,0,165664856.02805442]
[{"$f":"'Cash Flow Analysis'!B84","v":20},{"$f":"IF(B32=\"\",\"\",IF('Cash Flow Analysis'!$B$31=0,\"N/A\",IF(A33=1,1,IF(A32=debt_period,\"\",B32+1))))","v":20},{"$f":"IF(OR(A33=\"\",B33=\"\",B33=\"N/A\"),\"\",IF(B33=1,-'Cash Flow Analysis'!G84,IF(B33=\"N/A\",0,G32)))","v":165664856.02805442},{"$f":"IF(debt_period=0,\nE33+F33,\nIF(OR(A33=\"\",B33=\"\",B33=\"N/A\"),\"\",IF(B33=1,((debt_interest*(1+debt_interest)^debt_period)/((1+debt_interest)^debt_period-1))*(-'Cash Flow Analysis'!G84),IF(G32=0,\"\",D32))))","v":6129599.6730380133},6129599.6730380133,0,165664856.02805442]
[{"$f":"'Cash Flow Analysis'!B85","v":21},{"$f":"IF(B33=\"\",\"\",IF('Cash Flow Analysis'!$B$31=0,\"N/A\",IF(A34=1,1,IF(A33=debt_period,\"\",B33+1))))","v":21},{"$f":"IF(OR(A34=\"\",B34=\"\",B34=\"N/A\"),\"\",IF(B34=1,-'Cash Flow Analysis'!G85,IF(B34=\"N/A\",0,G33)))","v":165664856.02805442},{"$f":"IF(debt_period=0,\nE34+F34,\nIF(OR(A34=\"\",B34=\"\",B34=\"N/A\"),\"\",IF(B34=1,((debt_interest*(1+debt_interest)^debt_period)/((1+debt_interest)^debt_period-1))*(-'Cash Flow Analysis'!G85),IF(G33=0,\"\",D33))))","v":6129599.6730380133},6129599.6730380133,0,165664856.02805442]
[{"$f":"'Cash Flow Analysis'!B86","v":22},{"$f":"IF(B34=\"\",\"\",IF('Cash Flow Analysis'!$B$31=0,\"N/A\",IF(A35=1,1,IF(A34=debt_period,\"\",B34+1))))","v":22},{"$f":"IF(OR(A35=\"\",B35=\"\",B35=\"N/A\"),\"\",IF(B35=1,-'Cash Flow Analysis'!G86,IF(B35=\"N/A\",0,G34)))","v":165664856.02805442},{"$f":"IF(debt_period=0,\nE35+F35,\nIF(OR(A35=\"\",B35=\"\",B35=\"N/A\"),\"\",IF(B35=1,((debt_interest*(1+debt_interest)^debt_period)/((1+debt_interest)^debt_period-1))*(-'Cash Flow Analysis'!G86),IF(G34=0,\"\",D34))))","v":6129599.6730380133},6129599.6730380133,0,165664856.02805442]
[{"$f":"'Cash Flow Analysis'!B87","v":23},{"$f":"IF(B35=\"\",\"\",IF('Cash Flow Analysis'!$B$31=0,\"N/A\",IF(A36=1,1,IF(A35=debt_period,\"\",B35+1))))","v":23},{"$f":"IF(OR(A36=\"\",B36=\"\",B36=\"N/A\"),\"\",IF(B36=1,-'Cash Flow Analysis'!G87,IF(B36=\"N/A\",0,G35)))","v":165664856.02805442},{"$f":"IF(debt_period=0,\nE36+F36,\nIF(OR(A36=\"\",B36=\"\",B36=\"N/A\"),\"\",IF(B36=1,((debt_interest*(1+debt_interest)^debt_period)/((1+debt_interest)^debt_period-1))*(-'Cash Flow Analysis'!G87),IF(G35=0,\"\",D35))))","v":6129599.6730380133},6129599.6730380133,0,165664856.02805442]
[{"$f":"'Cash Flow Analysis'!B88","v":24},{"$f":"IF(B36=\"\",\"\",IF('Cash Flow Analysis'!$B$31=0,\"N/A\",IF(A37=1,1,IF(A36=debt_period,\"\",B36+1))))","v":24},{"$f":"IF(OR(A37=\"\",B37=\"\",B37=\"N/A\"),\"\",IF(B37=1,-'Cash Flow Analysis'!G88,IF(B37=\"N/A\",0,G36)))","v":165664856.02805442},{"$f":"IF(debt_period=0,\nE37+F37,\nIF(OR(A37=\"\",B37=\"\",B37=\"N/A\"),\"\",IF(B37=1,((debt_interest*(1+debt_interest)^debt_period)/((1+debt_interest)^debt_period-1))*(-'Cash Flow Analysis'!G88),IF(G36=0,\"\",D36))))","v":6129599.6730380133},6129599.6730380133,0,165664856.02805442]
[{"$f":"'Cash Flow Analysis'!B89","v":25},{"$f":"IF(B37=\"\",\"\",IF('Cash Flow Analysis'!$B$31=0,\"N/A\",IF(A38=1,1,IF(A37=debt_period,\"\",B37+1))))","v":25},{"$f":"IF(OR(A38=\"\",B38=\"\",B38=\"N/A\"),\"\",IF(B38=1,-'Cash Flow Analysis'!G89,IF(B38=\"N/A\",0,G37)))","v":165664856.02805442},{"$f":"IF(debt_period=0,\nE38+F38,\nIF(OR(A38=\"\",B38=\"\",B38=\"N/A\"),\"\",IF(B38=1,((debt_interest*(1+debt_interest)^debt_period)/((1+debt_interest)^debt_period-1))*(-'Cash Flow Analysis'!G89),IF(G37=0,\"\",D37))))","v":6129599.6730380133},6129599.6730380133,0,165664856.02805442]
[{"$f":"'Cash Flow Analysis'!B90","v":26},{"$f":"IF(B38=\"\",\"\",IF('Cash Flow Analysis'!$B$31=0,\"N/A\",IF(A39=1,1,IF(A38=debt_period,\"\",B38+1))))","v":26},{"$f":"IF(OR(A39=\"\",B39=\"\",B39=\"N/A\"),\"\",IF(B39=1,-'Cash Flow Analysis'!G90,IF(B39=\"N/A\",0,G38)))","v":165664856.02805442},{"$f":"IF(debt_period=0,\nE39+F39,\nIF(OR(A39=\"\",B39=\"\",B39=\"N/A\"),\"\",IF(B39=1,((debt_interest*(1+debt_interest)^debt_period)/((1+debt_interest)^debt_period-1))*(-'Cash Flow Analysis'!G90),IF(G38=0,\"\",D38))))","v":6129599.6730380133},6129599.6730380133,0,165664856.02805442]
[{"$f":"'Cash Flow Analysis'!B91","v":27},{"$f":"IF(B39=\"\",\"\",IF('Cash Flow Analysis'!$B$31=0,\"N/A\",IF(A40=1,1,IF(A39=debt_period,\"\",B39+1))))","v":27},{"$f":"IF(OR(A40=\"\",B40=\"\",B40=\"N/A\"),\"\",IF(B40=1,-'Cash Flow Analysis'!G91,IF(B40=\"N/A\",0,G39)))","v":165664856.02805442},{"$f":"IF(debt_period=0,\nE40+F40,\nIF(OR(A40=\"\",B40=\"\",B40=\"N/A\"),\"\",IF(B40=1,((debt_interest*(1+debt_interest)^debt_period)/((1+debt_interest)^debt_period-1))*(-'Cash Flow Analysis'!G91),IF(G39=0,\"\",D39))))","v":6129599.6730380133},6129599.6730380133,0,165664856.02805442]
[{"$f":"'Cash Flow Analysis'!B92","v":28},{"$f":"IF(B40=\"\",\"\",IF('Cash Flow Analysis'!$B$31=0,\"N/A\",IF(A41=1,1,IF(A40=debt_period,\"\",B40+1))))","v":28},{"$f":"IF(OR(A41=\"\",B41=\"\",B41=\"N/A\"),\"\",IF(B41=1,-'Cash Flow Analysis'!G92,IF(B41=\"N/A\",0,G40)))","v":165664856.02805442},{"$f":"IF(debt_period=0,\nE41+F41,\nIF(OR(A41=\"\",B41=\"\",B41=\"N/A\"),\"\",IF(B41=1,((debt_interest*(1+debt_interest)^debt_period)/((1+debt_interest)^debt_period-1))*(-'Cash Flow Analysis'!G92),IF(G40=0,\"\",D40))))","v":6129599.6730380133},6129599.6730380133,0,165664856.02805442]
[{"$f":"'Cash Flow Analysis'!B93","v":29},{"$f":"IF(B41=\"\",\"\",IF('Cash Flow Analysis'!$B$31=0,\"N/A\",IF(A42=1,1,IF(A41=debt_period,\"\",B41+1))))","v":29},{"$f":"IF(OR(A42=\"\",B42=\"\",B42=\"N/A\"),\"\",IF(B42=1,-'Cash Flow Analysis'!G93,IF(B42=\"N/A\",0,G41)))","v":165664856.02805442},{"$f":"IF(debt_period=0,\nE42+F42,\nIF(OR(A42=\"\",B42=\"\",B42=\"N/A\"),\"\",IF(B42=1,((debt_interest*(1+debt_interest)^debt_period)/((1+debt_interest)^debt_period-1))*(-'Cash Flow Analysis'!G93),IF(G41=0,\"\",D41))))","v":6129599.6730380133},6129599.6730380133,0,165664856.02805442]
[{"$f":"'Cash Flow Analysis'!B94","v":30},{"$f":"IF(B42=\"\",\"\",IF('Cash Flow Analysis'!$B$31=0,\"N/A\",IF(A43=1,1,IF(A42=debt_period,\"\",B42+1))))","v":30},{"$f":"IF(OR(A43=\"\",B43=\"\",B43=\"N/A\"),\"\",IF(B43=1,-'Cash Flow Analysis'!G94,IF(B43=\"N/A\",0,G42)))","v":165664856.02805442},{"$f":"IF(debt_period=0,\nE43+F43,\nIF(OR(A43=\"\",B43=\"\",B43=\"N/A\"),\"\",IF(B43=1,((debt_interest*(1+debt_interest)^debt_period)/((1+debt_interest)^debt_period-1))*(-'Cash Flow Analysis'!G94),IF(G42=0,\"\",D42))))","v":6129599.6730380133},6129599.6730380133,0,165664856.02805442]
[{"$f":"'Cash Flow Analysis'!B95","v":31},{"$f":"IF(B43=\"\",\"\",IF('Cash Flow Analysis'!$B$31=0,\"N/A\",IF(A44=1,1,IF(A43=debt_period,\"\",B43+1))))","v":31},{"$f":"IF(OR(A44=\"\",B44=\"\",B44=\"N/A\"),\"\",IF(B44=1,-'Cash Flow Analysis'!G95,IF(B44=\"N/A\",0,G43)))","v":165664856.02805442},{"$f":"IF(debt_period=0,\nE44+F44,\nIF(OR(A44=\"\",B44=\"\",B44=\"N/A\"),\"\",IF(B44=1,((debt_interest*(1+debt_interest)^debt_period)/((1+debt_interest)^debt_period-1))*(-'Cash Flow Analysis'!G95),IF(G43=0,\"\",D43))))","v":6129599.6730380133},6129599.6730380133,0,165664856.02805442]
[{"$f":"'Cash Flow Analysis'!B96","v":32},{"$f":"IF(B44=\"\",\"\",IF('Cash Flow Analysis'!$B$31=0,\"N/A\",IF(A45=1,1,IF(A44=debt_period,\"\",B44+1))))","v":32},{"$f":"IF(OR(A45=\"\",B45=\"\",B45=\"N/A\"),\"\",IF(B45=1,-'Cash Flow Analysis'!G96,IF(B45=\"N/A\",0,G44)))","v":165664856.02805442},{"$f":"IF(debt_period=0,\nE45+F45,\nIF(OR(A45=\"\",B45=\"\",B45=\"N/A\"),\"\",IF(B45=1,((debt_interest*(1+debt_interest)^debt_period)/((1+debt_interest)^debt_period-1))*(-'Cash Flow Analysis'!G96),IF(G44=0,\"\",D44))))","v":6129599.6730380133},6129599.6730380133,0,165664856.02805442]
[{"$f":"'Cash Flow Analysis'!B97","v":33},{"$f":"IF(B45=\"\",\"\",IF('Cash Flow Analysis'!$B$31=0,\"N/A\",IF(A46=1,1,IF(A45=debt_period,\"\",B45+1))))","v":33},{"$f":"IF(OR(A46=\"\",B46=\"\",B46=\"N/A\"),\"\",IF(B46=1,-'Cash Flow Analysis'!G97,IF(B46=\"N/A\",0,G45)))","v":165664856.02805442},{"$f":"IF(debt_period=0,\nE46+F46,\nIF(OR(A46=\"\",B46=\"\",B46=\"N/A\"),\"\",IF(B46=1,((debt_interest*(1+debt_interest)^debt_period)/((1+debt_interest)^debt_period-1))*(-'Cash Flow Analysis'!G97),IF(G45=0,\"\",D45))))","v":6129599.6730380133},6129599.6730380133,0,165664856.02805442]
[{"$f":"'Cash Flow Analysis'!B98","v":34},{"$f":"IF(B46=\"\",\"\",IF('Cash Flow Analysis'!$B$31=0,\"N/A\",IF(A47=1,1,IF(A46=debt_period,\"\",B46+1))))","v":34},{"$f":"IF(OR(A47=\"\",B47=\"\",B47=\"N/A\"),\"\",IF(B47=1,-'Cash Flow Analysis'!G98,IF(B47=\"N/A\",0,G46)))","v":165664856.02805442},{"$f":"IF(debt_period=0,\nE47+F47,\nIF(OR(A47=\"\",B47=\"\",B47=\"N/A\"),\"\",IF(B47=1,((debt_interest*(1+debt_interest)^debt_period)/((1+debt_interest)^debt_period-1))*(-'Cash Flow Analysis'!G98),IF(G46=0,\"\",D46))))","v":6129599.6730380133},6129599.6730380133,0,165664856.02805442]
[{"$f":"'Cash Flow Analysis'!B99","v":35},{"$f":"IF(B47=\"\",\"\",IF('Cash Flow Analysis'!$B$31=0,\"N/A\",IF(A48=1,1,IF(A47=debt_period,\"\",B47+1))))","v":35},{"$f":"IF(OR(A48=\"\",B48=\"\",B48=\"N/A\"),\"\",IF(B48=1,-'Cash Flow Analysis'!G99,IF(B48=\"N/A\",0,G47)))","v":165664856.02805442},{"$f":"IF(debt_period=0,\nE48+F48,\nIF(OR(A48=\"\",B48=\"\",B48=\"N/A\"),\"\",IF(B48=1,((debt_interest*(1+debt_interest)^debt_period)/((1+debt_interest)^debt_period-1))*(-'Cash Flow Analysis'!G99),IF(G47=0,\"\",D47))))","v":6129599.6730380133},6129599.6730380133,0,165664856.02805442]
[{"$f":"'Cash Flow Analysis'!B100","v":36},{"$f":"IF(B48=\"\",\"\",IF('Cash Flow Analysis'!$B$31=0,\"N/A\",IF(A49=1,1,IF(A48=debt_period,\"\",B48+1))))","v":36},{"$f":"IF(OR(A49=\"\",B49=\"\",B49=\"N/A\"),\"\",IF(B49=1,-'Cash Flow Analysis'!G100,IF(B49=\"N/A\",0,G48)))","v":165664856.02805442},{"$f":"IF(debt_period=0,\nE49+F49,\nIF(OR(A49=\"\",B49=\"\",B49=\"N/A\"),\"\",IF(B49=1,((debt_interest*(1+debt_interest)^debt_period)/((1+debt_interest)^debt_period-1))*(-'Cash Flow Analysis'!G100),IF(G48=0,\"\",D48))))","v":6129599.6730380133},6129599.6730380133,0,165664856.02805442]
[{"$f":"'Cash Flow Analysis'!B101","v":37},{"$f":"IF(B49=\"\",\"\",IF('Cash Flow Analysis'!$B$31=0,\"N/A\",IF(A50=1,1,IF(A49=debt_period,\"\",B49+1))))","v":37},{"$f":"IF(OR(A50=\"\",B50=\"\",B50=\"N/A\"),\"\",IF(B50=1,-'Cash Flow Analysis'!G101,IF(B50=\"N/A\",0,G49)))","v":165664856.02805442},{"$f":"IF(debt_period=0,\nE50+F50,\nIF(OR(A50=\"\",B50=\"\",B50=\"N/A\"),\"\",IF(B50=1,((debt_interest*(1+debt_interest)^debt_period)/((1+debt_interest)^debt_period-1))*(-'Cash Flow Analysis'!G101),IF(G49=0,\"\",D49))))","v":6129599.6730380133},6129599.6730380133,0,165664856.02805442]
[{"$f":"'Cash Flow Analysis'!B102","v":38},{"$f":"IF(B50=\"\",\"\",IF('Cash Flow Analysis'!$B$31=0,\"N/A\",IF(A51=1,1,IF(A50=debt_period,\"\",B50+1))))","v":38},{"$f":"IF(OR(A51=\"\",B51=\"\",B51=\"N/A\"),\"\",IF(B51=1,-'Cash Flow Analysis'!G102,IF(B51=\"N/A\",0,G50)))","v":165664856.02805442},{"$f":"IF(debt_period=0,\nE51+F51,\nIF(OR(A51=\"\",B51=\"\",B51=\"N/A\"),\"\",IF(B51=1,((debt_interest*(1+debt_interest)^debt_period)/((1+debt_interest)^debt_period-1))*(-'Cash Flow Analysis'!G102),IF(G50=0,\"\",D50))))","v":6129599.6730380133},6129599.6730380133,0,165664856.02805442]
[{"$f":"'Cash Flow Analysis'!B103","v":39},{"$f":"IF(B51=\"\",\"\",IF('Cash Flow Analysis'!$B$31=0,\"N/A\",IF(A52=1,1,IF(A51=debt_period,\"\",B51+1))))","v":39},{"$f":"IF(OR(A52=\"\",B52=\"\",B52=\"N/A\"),\"\",IF(B52=1,-'Cash Flow Analysis'!G103,IF(B52=\"N/A\",0,G51)))","v":165664856.02805442},{"$f":"IF(debt_period=0,\nE52+F52,\nIF(OR(A52=\"\",B52=\"\",B52=\"N/A\"),\"\",IF(B52=1,((debt_interest*(1+debt_interest)^debt_period)/((1+debt_interest)^debt_period-1))*(-'Cash Flow Analysis'!G103),IF(G51=0,\"\",D51))))","v":6129599.6730380133},6129599.6730380133,0,165664856.02805442]
[{"$f":"'Cash Flow Analysis'!B104","v":40},{"$f":"IF(B52=\"\",\"\",IF('Cash Flow Analysis'!$B$31=0,\"N/A\",IF(A53=1,1,IF(A52=debt_period,\"\",B52+1))))","v":40},{"$f":"IF(OR(A53=\"\",B53=\"\",B53=\"N/A\"),\"\",IF(B53=1,-'Cash Flow Analysis'!G104,IF(B53=\"N/A\",0,G52)))","v":165664856.02805442},{"$f":"IF(debt_period=0,\nE53+F53,\nIF(OR(A53=\"\",B53=\"\",B53=\"N/A\"),\"\",IF(B53=1,((debt_interest*(1+debt_interest)^debt_period)/((1+debt_interest)^debt_period-1))*(-'Cash Flow Analysis'!G104),IF(G52=0,\"\",D52))))","v":6129599.6730380133},6129599.6730380133,0,165664856.02805442]
[{"$f":"'Cash Flow Analysis'!B105","v":41},{"$f":"IF(B53=\"\",\"\",IF('Cash Flow Analysis'!$B$31=0,\"N/A\",IF(A54=1,1,IF(A53=debt_period,\"\",B53+1))))","v":41},{"$f":"IF(OR(A54=\"\",B54=\"\",B54=\"N/A\"),\"\",IF(B54=1,-'Cash Flow Analysis'!G105,IF(B54=\"N/A\",0,G53)))","v":165664856.02805442},{"$f":"IF(debt_period=0,\nE54+F54,\nIF(OR(A54=\"\",B54=\"\",B54=\"N/A\"),\"\",IF(B54=1,((debt_interest*(1+debt_interest)^debt_period)/((1+debt_interest)^debt_period-1))*(-'Cash Flow Analysis'!G105),IF(G53=0,\"\",D53))))","v":6129599.6730380133},6129599.6730380133,0,165664856.02805442]
[{"$f":"'Cash Flow Analysis'!B106","v":42},{"$f":"IF(B54=\"\",\"\",IF('Cash Flow Analysis'!$B$31=0,\"N/A\",IF(A55=1,1,IF(A54=debt_period,\"\",B54+1))))","v":42},{"$f":"IF(OR(A55=\"\",B55=\"\",B55=\"N/A\"),\"\",IF(B55=1,-'Cash Flow Analysis'!G106,IF(B55=\"N/A\",0,G54)))","v":165664856.02805442},{"$f":"IF(debt_period=0,\nE55+F55,\nIF(OR(A55=\"\",B55=\"\",B55=\"N/A\"),\"\",IF(B55=1,((debt_interest*(1+debt_interest)^debt_period)/((1+debt_interest)^debt_period-1))*(-'Cash Flow Analysis'!G106),IF(G54=0,\"\",D54))))","v":6129599.6730380133},6129599.6730380133,0,165664856.02805442]
[{"$f":"'Cash Flow Analysis'!B107","v":43},{"$f":"IF(B55=\"\",\"\",IF('Cash Flow Analysis'!$B$31=0,\"N/A\",IF(A56=1,1,IF(A55=debt_period,\"\",B55+1))))","v":43},{"$f":"IF(OR(A56=\"\",B56=\"\",B56=\"N/A\"),\"\",IF(B56=1,-'Cash Flow Analysis'!G107,IF(B56=\"N/A\",0,G55)))","v":165664856.02805442},{"$f":"IF(debt_period=0,\nE56+F56,\nIF(OR(A56=\"\",B56=\"\",B56=\"N/A\"),\"\",IF(B56=1,((debt_interest*(1+debt_interest)^debt_period)/((1+debt_interest)^debt_period-1))*(-'Cash Flow Analysis'!G107),IF(G55=0,\"\",D55))))","v":171794455.70109242},6129599.6730380133,165664856.02805442,0]
[{"$f":"'Cash Flow Analysis'!B108","v":""},{"$f":"IF(B56=\"\",\"\",IF('Cash Flow Analysis'!$B$31=0,\"N/A\",IF(A57=1,1,IF(A56=debt_period,\"\",B56+1))))","v":44},{"$f":"IF(OR(A57=\"\",B57=\"\",B57=\"N/A\"),\"\",IF(B57=1,-'Cash Flow Analysis'!G108,IF(B57=\"N/A\",0,G56)))","v":""},{"$f":"IF(F57=0,E57,\nIF(OR(A57=\"\",B57=\"\",B57=\"N/A\"),\"\",IF(B57=1,((debt_interest*(1+debt_interest)^debt_period)/((1+debt_interest)^debt_period-1))*(-'Cash Flow Analysis'!G108),IF(G56=0,\"\",D56))))","v":""},"",0,""]

{"sheet":"Depreciation","index":16,"n_rows":166,"n_cols":24,"rows_kept":166,"cut":false,"hidden":false,"merged":[[12,2,12,7],[143,0,143,1]]}
["Depreciation"]
[]
["DO NOT ENTER ANYTHING ON THIS PAGE.  THE VALUES CALCULATED"]
["ON THIS PAGE ARE USED IN THE CASH FLOW ANALYSIS TAB."]
[]
[null,"= Calculated Cells (do not change formulas)"]
[null,"= Input Required"]
[null,"= Optional Input; To Provide Additional Information Only"]
[null,"= H2A Guidelines/Information Cells"]
[]
[]
[null,"MACRS Depreciation Table (Half-Year Convention)"]
[null,null,"Recovery Period"]
[null,"Recovery Period",3,5,7,10,15,20]
[null,1,0.33329999999999999,0.2,0.1429,0.1,0.05,3.7499999999999999E-2]
[null,2,0.44450000000000001,0.32,0.24490000000000001,0.18,9.5000000000000001E-2,7.2190000000000004E-2]
[null,3,0.14810000000000001,0.192,0.1749,0.14399999999999999,8.5500000000000007E-2,6.6769999999999996E-2]
[null,4,7.4099999999999999E-2,0.1152,0.1249,0.1152,7.6999999999999999E-2,6.1769999999999999E-2]
[null,5,null,0.1152,8.9300000000000004E-2,9.2200000000000004E-2,6.93E-2,5.713E-2]
[null,6,null,5.7599999999999998E-2,8.9200000000000002E-2,7.3700000000000002E-2,6.2300000000000001E-2,5.2850000000000001E-2]
[null,7,null,null,8.9300000000000004E-2,6.5500000000000003E-2,5.8999999999999997E-2,4.888E-2]
[null,8,null,null,4.4600000000000001E-2,6.5500000000000003E-2,5.8999999999999997E-2,4.5220000000000003E-2]
[null,9,null,null,null,6.5600000000000006E-2,5.91E-2,4.462E-2]
[null,10,null,null,null,6.5500000000000003E-2,5.8999999999999997E-2,4.4609999999999997E-2]
[null,11,null,null,null,3.2800000000000003E-2,5.91E-2,4.462E-2]
[null,12,null,null,null,null,5.8999999999999997E-2,4.4609999999999997E-2]
[null,13,null,null,null,null,5.91E-2,4.462E-2]
[null,14,null,null,null,null,5.8999999999999997E-2,4.4609999999999997E-2]
[null,15,null,null,null,null,5.91E-2,4.462E-2]
[null,16,null,null,null,null,2.9499999999999998E-2,4.4609999999999997E-2]
[null,17,null,null,null,null,null,4.462E-2]
[null,18,null,null,null,null,null,4.4609999999999997E-2]
[null,19,null,null,null,null,null,4.462E-2]
[null,20,null,null,null,null,null,4.4609999999999997E-2]
[null,21,null,null,null,null,null,2.231E-2]
[null,"NPV - Real IRR",{"$f":"NPV(real_irr,C15:C35)","v":0.861730483722558},0.81132579180653486,0.76611247423420981,0.70592323058796147,0.57966874115937961,0.50624177952518146]
[null,"NPV - Nominal IRR",{"$f":"NPV(nominal_irr,C15:C35)","v":0.83149291060393982},0.77231075823151107,0.72034649543580254,0.65286934217044934,0.51586770297474116,0.44094384285873256]
[]
[]
[]
["Inputs from Cash-Input Sheet"]
["Depreciation Type",{"$f":"depr_type","v":"MACRS"}]
["Depreciation Period (yrs)",{"$f":"depr_length","v":20}]
["Total Initial Depreciable Capital",{"$f":"-('Cash Flow Analysis'!G65+SUM('Cash Flow Analysis'!H65:H113))","v":278722894.45488358}]
[]
[]
["DEPRECIATION CALCULATION TABLE"]
["Operation Year","Annual Depreciable Capital",1,2,3,4,5,6,7,8,9,10,11,12,13,14,15,16,17,18,19,20,21,"Total"]
[{"$f":"IF('Cash Flow Analysis'!C65=\"\",\"\",'Cash Flow Analysis'!C65)","v":-3},{"$f":"IF(A49=\"\",\"\",IF(A49<1,0,IF(A49=1,$B$44-'Cash Flow Analysis'!I65,-'Cash Flow Analysis'!I65)))","v":0},{"$f":"IF(B49=\"\",\"\",IF(AND($B$42=\"Straight Line\",$C$48<=depr_length),B49/depr_length,IF(AND($B$42=\"MACRS\",$C$48<=depr_length+1),B49*INDEX(MACRS_Table,MATCH($C$48,recovery_year,0),MATCH($B$43,recovery_period,0)),\"\")))","v":0},{"$f":"IF($B$49=\"\",\"\",IF(AND($B$42=\"Straight Line\",D48<=depr_length),$B$49/depr_length,IF(AND($B$42=\"MACRS\",D48<=depr_length+1),$B$49*INDEX(MACRS_Table,MATCH(D48,recovery_year,0),MATCH($B$43,recovery_period,0)),\"\")))","v":0},0,0,0,0,0,0,0,0,0,0,0,0,0,0,0,0,0,0,0,{"$f":"SUM(C49:W49)","v":0}]
[{"$f":"IF('Cash Flow Analysis'!C66=\"\",\"\",'Cash Flow Analysis'!C66)","v":-2},{"$f":"IF(A50=\"\",\"\",IF(A50<1,0,IF(A50=1,$B$44-'Cash Flow Analysis'!I66,-'Cash Flow Analysis'!I66)))","v":0},{"$f":"IF($B$50=\"\",\"\",IF(AND($B$42=\"Straight Line\",C48<=depr_length),$B$50/depr_length,IF(AND($B$42=\"MACRS\",C48<=depr_length+1),$B$50*INDEX(MACRS_Table,MATCH(C48,recovery_year,0),MATCH($B$43,recovery_period,0)),\"\")))","v":0},0,0,0,0,0,0,0,0,0,0,0,0,0,0,0,0,0,0,0,0,0]
[{"$f":"IF('Cash Flow Analysis'!C67=\"\",\"\",'Cash Flow Analysis'!C67)","v":-1},{"$f":"IF(A51=\"\",\"\",IF(A51<1,0,IF(A51=1,$B$44-'Cash Flow Analysis'!I67,-'Cash Flow Analysis'!I67)))","v":0},{"$f":"IF($B$51=\"\",\"\",IF(AND($B$42=\"Straight Line\",C48<=depr_length),$B$51/depr_length,IF(AND($B$42=\"MACRS\",C48<=depr_length+1),$B$51*INDEX(MACRS_Table,MATCH(C48,recovery_year,0),MATCH($B$43,recovery_period,0)),\"\")))","v":0},0,0,0,0,0,0,0,0,0,0,0,0,0,0,0,0,0,0,0,0,0]
[{"$f":"IF('Cash Flow Analysis'!C68=\"\",\"\",'Cash Flow Analysis'!C68)","v":1},{"$f":"IF(A52=\"\",\"\",IF(A52<1,0,IF(A52=1,$B$44-'Cash Flow Analysis'!I68,-'Cash Flow Analysis'!I68)))","v":280183630.32285005},{"$f":"IF($B$52=\"\",\"\",IF(AND($B$42=\"Straight Line\",C48<=depr_length),$B$52/depr_length,IF(AND($B$42=\"MACRS\",C48<=depr_length+1),$B$52*INDEX(MACRS_Table,MATCH(C48,recovery_year,0),MATCH($B$43,recovery_period,0)),\"\")))","v":10506886.137106877},20226456.273006547,18707860.996656697,17306942.845042448,16006890.800344422,14807704.862562625,13695375.850180911,12669903.763199281,12501793.585005568,12498991.74870234,12501793.585005568,12498991.74870234,12501793.585005568,12498991.74870234,12501793.585005568,12498991.74870234,12501793.585005568,12498991.74870234,12501793.585005568,12498991.74870234,6250896.7925027842,280183630.32285011]
[{"$f":"IF('Cash Flow Analysis'!C69=\"\",\"\",'Cash Flow Analysis'!C69)","v":2},{"$f":"IF(A53=\"\",\"\",IF(A53<1,0,IF(A53=1,$B$44-'Cash Flow Analysis'!I69,-'Cash Flow Analysis'!I69)))","v":1488489.8494578581},{"$f":"IF($B$53=\"\",\"\",IF(AND($B$42=\"Straight Line\",C48<=depr_length),$B$53/depr_length,IF(AND($B$42=\"MACRS\",C48<=depr_length+1),$B$53*INDEX(MACRS_Table,MATCH(C48,recovery_year,0),MATCH($B$43,recovery_period,0)),\"\")))","v":55818.369354669681},107454.08223236278,99386.467248301182,91944.018001011893,85037.425099527434,78666.688543847806,72757.383841500108,67309.510992484356,66416.417082809625,66401.532184315045,66416.417082809625,66401.532184315045,66416.417082809625,66401.532184315045,66416.417082809625,66401.532184315045,66416.417082809625,66401.532184315045,66416.417082809625,66401.532184315045,33208.208541404812,1488489.8494578586]
[{"$f":"IF('Cash Flow Analysis'!C70=\"\",\"\",'Cash Flow Analysis'!C70)","v":3},{"$f":"IF(A54=\"\",\"\",IF(A54<1,0,IF(A54=1,$B$44-'Cash Flow Analysis'!I70,-'Cash Flow Analysis'!I70)))","v":1516771.1565975572},{"$f":"IF($B$54=\"\",\"\",IF(AND($B$42=\"Straight Line\",C48<=depr_length),$B$54/depr_length,IF(AND($B$42=\"MACRS\",C48<=depr_length+1),$B$54*INDEX(MACRS_Table,MATCH(C48,recovery_year,0),MATCH($B$43,recovery_period,0)),\"\")))","v":56878.918372408392},109495.70979477766,101274.81012601889,93690.954343031102,86653.13617641844,80161.355626180899,74139.774134488602,68588.391701341548,67678.329007382999,67663.16129581703,67678.329007382999,67663.16129581703,67678.329007382999,67663.16129581703,67678.329007382999,67663.16129581703,67678.329007382999,67663.16129581703,67678.329007382999,67663.16129581703,33839.1645036915,1516771.156597557]
[{"$f":"IF('Cash Flow Analysis'!C71=\"\",\"\",'Cash Flow Analysis'!C71)","v":4},{"$f":"IF(A55=\"\",\"\",IF(A55<1,0,IF(A55=1,$B$44-'Cash Flow Analysis'!I71,-'Cash Flow Analysis'!I71)))","v":1545589.8085729107},{"$f":"IF($B$55=\"\",\"\",IF(AND($B$42=\"Straight Line\",C48<=depr_length),$B$55/depr_length,IF(AND($B$42=\"MACRS\",C48<=depr_length+1),$B$55*INDEX(MACRS_Table,MATCH(C48,recovery_year,0),MATCH($B$43,recovery_period,0)),\"\")))","v":57959.617821484149},111576.12828087843,103199.03151841325,95471.082475548697,88299.545763770395,81684.421383078326,75548.429843043879,69891.571143667024,68964.217258523277,68948.761360437536,68964.217258523277,68948.761360437536,68964.217258523277,68948.761360437536,68964.217258523277,68948.761360437536,68964.217258523277,68948.761360437536,68964.217258523277,68948.761360437536,34482.108629261638,1545589.8085729107]
[{"$f":"IF('Cash Flow Analysis'!C72=\"\",\"\",'Cash Flow Analysis'!C72)","v":5},{"$f":"IF(A56=\"\",\"\",IF(A56<1,0,IF(A56=1,$B$44-'Cash Flow Analysis'!I72,-'Cash Flow Analysis'!I72)))","v":1574956.0149357961},{"$f":"IF($B$56=\"\",\"\",IF(AND($B$42=\"Straight Line\",C48<=depr_length),$B$56/depr_length,IF(AND($B$42=\"MACRS\",C48<=depr_length+1),$B$56*INDEX(MACRS_Table,MATCH(C48,recovery_year,0),MATCH($B$43,recovery_period,0)),\"\")))","v":59060.850560092353},113696.07471821512,105159.8131172631,97285.033042584124,89977.237133282033,83236.425389356824,76983.850010061709,71219.510995396704,70274.53738643523,70258.787826285858,70274.53738643523,70258.787826285858,70274.53738643523,70258.787826285858,70274.53738643523,70258.787826285858,70274.53738643523,70258.787826285858,70274.53738643523,70258.787826285858,35137.268693217615,1574956.0149357964]
[{"$f":"IF('Cash Flow Analysis'!C73=\"\",\"\",'Cash Flow Analysis'!C73)","v":6},{"$f":"IF(A57=\"\",\"\",IF(A57<1,0,IF(A57=1,$B$44-'Cash Flow Analysis'!I73,-'Cash Flow Analysis'!I73)))","v":1604880.1792195761},{"$f":"IF($B$57=\"\",\"\",IF(AND($B$42=\"Straight Line\",C48<=depr_length),$B$57/depr_length,IF(AND($B$42=\"MACRS\",C48<=depr_length+1),$B$57*INDEX(MACRS_Table,MATCH(C48,recovery_year,0),MATCH($B$43,recovery_period,0)),\"\")))","v":60183.006720734098},115856.30013786121,107157.84956649109,99133.448670393205,91686.804638814385,84817.917471754597,78446.543160252884,72572.681704309231,71609.753596777489,71593.704794985286,71609.753596777489,71593.704794985286,71609.753596777489,71593.704794985286,71609.753596777489,71593.704794985286,71609.753596777489,71593.704794985286,71609.753596777489,71593.704794985286,35804.876798388745,1604880.1792195761]
[{"$f":"IF('Cash Flow Analysis'!C74=\"\",\"\",'Cash Flow Analysis'!C74)","v":7},{"$f":"IF(A58=\"\",\"\",IF(A58<1,0,IF(A58=1,$B$44-'Cash Flow Analysis'!I74,-'Cash Flow Analysis'!I74)))","v":1635372.9026247482},{"$f":"IF($B$58=\"\",\"\",IF(AND($B$42=\"Straight Line\",C48<=depr_length),$B$58/depr_length,IF(AND($B$42=\"MACRS\",C48<=depr_length+1),$B$58*INDEX(MACRS_Table,MATCH(C48,recovery_year,0),MATCH($B$43,recovery_period,0)),\"\")))","v":61326.483848428055},118057.56984048057,109193.84870825443,101016.98419513069,93428.853926951866,86429.45790371795,79937.027480297693,73951.562656691123,72970.33891511627,72953.985186090009,72970.33891511627,72953.985186090009,72970.33891511627,72953.985186090009,72970.33891511627,72953.985186090009,72970.33891511627,72953.985186090009,72970.33891511627,72953.985186090009,36485.169457558135,1635372.9026247484]
[{"$f":"IF('Cash Flow Analysis'!C75=\"\",\"\",'Cash Flow Analysis'!C75)","v":8},{"$f":"IF(A59=\"\",\"\",IF(A59<1,0,IF(A59=1,$B$44-'Cash Flow Analysis'!I75,-'Cash Flow Analysis'!I75)))","v":1666444.9877746182},{"$f":"IF($B$59=\"\",\"\",IF(AND($B$42=\"Straight Line\",C48<=depr_length),$B$59/depr_length,IF(AND($B$42=\"MACRS\",C48<=depr_length+1),$B$59*INDEX(MACRS_Table,MATCH(C48,recovery_year,0),MATCH($B$43,recovery_period,0)),\"\")))","v":62491.687041548183},120300.6636674497,111268.53183371125,102936.30689483817,95204.002151563938,88071.617603888575,81455.831002423336,75356.642347168236,74356.775354503465,74340.110904625719,74356.775354503465,74340.110904625719,74356.775354503465,74340.110904625719,74356.775354503465,74340.110904625719,74356.775354503465,74340.110904625719,74356.775354503465,74340.110904625719,37178.387677251732,1666444.9877746177]
[{"$f":"IF('Cash Flow Analysis'!C76=\"\",\"\",'Cash Flow Analysis'!C76)","v":9},{"$f":"IF(A60=\"\",\"\",IF(A60<1,0,IF(A60=1,$B$44-'Cash Flow Analysis'!I76,-'Cash Flow Analysis'!I76)))","v":1698107.4425423357},{"$f":"IF($B$60=\"\",\"\",IF(AND($B$42=\"Straight Line\",C48<=depr_length),$B$60/depr_length,IF(AND($B$42=\"MACRS\",C48<=depr_length+1),$B$60*INDEX(MACRS_Table,MATCH(C48,recovery_year,0),MATCH($B$43,recovery_period,0)),\"\")))","v":63679.029095337588},122586.37627713122,113382.63393855175,104892.09672584008,97012.878192443633,89744.978338362445,83003.491791469365,76788.418551764422,75769.554086239019,75752.573011813598,75769.554086239019,75752.573011813598,75769.554086239019,75752.573011813598,75769.554086239019,75752.573011813598,75769.554086239019,75752.573011813598,75769.554086239019,75752.573011813598,37884.777043119509,1698107.4425423364]
[{"$f":"IF('Cash Flow Analysis'!C77=\"\",\"\",'Cash Flow Analysis'!C77)","v":10},{"$f":"IF(A61=\"\",\"\",IF(A61<1,0,IF(A61=1,$B$44-'Cash Flow Analysis'!I77,-'Cash Flow Analysis'!I77)))","v":1730371.4839506401},{"$f":"IF($B$61=\"\",\"\",IF(AND($B$42=\"Straight Line\",C48<=depr_length),$B$61/depr_length,IF(AND($B$42=\"MACRS\",C48<=depr_length+1),$B$61*INDEX(MACRS_Table,MATCH(C48,recovery_year,0),MATCH($B$43,recovery_period,0)),\"\")))","v":64888.930648148998},124915.51742639672,115536.90398338423,106885.04656363104,98856.122878100068,91450.132926791324,84580.558135507294,78247.398504247947,77209.175613877567,77191.871899038044,77209.175613877567,77191.871899038044,77209.175613877567,77191.871899038044,77209.175613877567,77191.871899038044,77209.175613877567,77191.871899038044,77209.175613877567,77191.871899038044,38604.587806938784,1730371.4839506405]
[{"$f":"IF('Cash Flow Analysis'!C78=\"\",\"\",'Cash Flow Analysis'!C78)","v":11},{"$f":"IF(A62=\"\",\"\",IF(A62<1,0,IF(A62=1,$B$44-'Cash Flow Analysis'!I78,-'Cash Flow Analysis'!I78)))","v":1763248.5421457021},{"$f":"IF($B$62=\"\",\"\",IF(AND($B$42=\"Straight Line\",C48<=depr_length),$B$62/depr_length,IF(AND($B$42=\"MACRS\",C48<=depr_length+1),$B$62*INDEX(MACRS_Table,MATCH(C48,recovery_year,0),MATCH($B$43,recovery_period,0)),\"\")))","v":66121.82033046383},127288.91225749823,117732.10515906852,108915.86244834002,100734.38921278396,93187.685452400357,86187.588740081919,79734.09907582865,78676.149950541221,78658.517465119759,78676.149950541221,78658.517465119759,78676.149950541221,78658.517465119759,78676.149950541221,78658.517465119759,78676.149950541221,78658.517465119759,78676.149950541221,78658.517465119759,39338.074975270611,1763248.5421457021]
[{"$f":"IF('Cash Flow Analysis'!C79=\"\",\"\",'Cash Flow Analysis'!C79)","v":12},{"$f":"IF(A63=\"\",\"\",IF(A63<1,0,IF(A63=1,$B$44-'Cash Flow Analysis'!I79,-'Cash Flow Analysis'!I79)))","v":1796750.2644464707},{"$f":"IF($B$63=\"\",\"\",IF(AND($B$42=\"Straight Line\",C48<=depr_length),$B$63/depr_length,IF(AND($B$42=\"MACRS\",C48<=depr_length+1),$B$63*INDEX(MACRS_Table,MATCH(C48,recovery_year,0),MATCH($B$43,recovery_period,0)),\"\")))","v":67378.134916742652},129707.40159039073,119969.01515709083,110985.26383485849,102648.34260782687,94958.251475995974,87825.152926143492,81249.046958269406,80170.996799601518,80153.029296957044,80170.996799601518,80153.029296957044,80170.996799601518,80153.029296957044,80170.996799601518,80153.029296957044,80170.996799601518,80153.029296957044,80170.996799601518,80153.029296957044,40085.498399800759,1796750.2644464702]
[{"$f":"IF('Cash Flow Analysis'!C80=\"\",\"\",'Cash Flow Analysis'!C80)","v":13},{"$f":"IF(A64=\"\",\"\",IF(A64<1,0,IF(A64=1,$B$44-'Cash Flow Analysis'!I80,-'Cash Flow Analysis'!I80)))","v":1830888.5194709534},{"$f":"IF($B$64=\"\",\"\",IF(AND($B$42=\"Straight Line\",C48<=depr_length),$B$64/depr_length,IF(AND($B$42=\"MACRS\",C48<=depr_length+1),$B$64*INDEX(MACRS_Table,MATCH(C48,recovery_year,0),MATCH($B$43,recovery_period,0)),\"\")))","v":68658.319480160746},132171.84222060814,122248.42644507554,113093.98384772078,104598.66111737557,96762.458254039884,89493.830831740197,82792.778850476519,81694.245738793936,81675.936853599225,81694.245738793936,81675.936853599225,81694.245738793936,81675.936853599225,81694.245738793936,81675.936853599225,81694.245738793936,81675.936853599225,81694.245738793936,81675.936853599225,40847.122869396968,1830888.5194709534]
[{"$f":"IF('Cash Flow Analysis'!C81=\"\",\"\",'Cash Flow Analysis'!C81)","v":14},{"$f":"IF(A65=\"\",\"\",IF(A65<1,0,IF(A65=1,$B$44-'Cash Flow Analysis'!I81,-'Cash Flow Analysis'!I81)))","v":1865675.4013409009},{"$f":"IF($B$65=\"\",\"\",IF(AND($B$42=\"Straight Line\",C48<=depr_length),$B$65/depr_length,IF(AND($B$42=\"MACRS\",C48<=depr_length+1),$B$65*INDEX(MACRS_Table,MATCH(C48,recovery_year,0),MATCH($B$43,recovery_period,0)),\"\")))","v":69962.827550283779},134683.10722279965,124571.14654753194,115242.76954082744,106586.03567860567,98600.944960866618,91194.213617543239,84365.841648635542,83246.436407831003,83227.77965381759,83246.436407831003,83227.77965381759,83246.436407831003,83227.77965381759,83246.436407831003,83227.77965381759,83246.436407831003,83227.77965381759,83246.436407831003,83227.77965381759,41623.218203915501,1865675.4013409014]
[{"$f":"IF('Cash Flow Analysis'!C82=\"\",\"\",'Cash Flow Analysis'!C82)","v":15},{"$f":"IF(A66=\"\",\"\",IF(A66<1,0,IF(A66=1,$B$44-'Cash Flow Analysis'!I82,-'Cash Flow Analysis'!I82)))","v":1901123.2339663785},{"$f":"IF($B$66=\"\",\"\",IF(AND($B$42=\"Straight Line\",C48<=depr_length),$B$66/depr_length,IF(AND($B$42=\"MACRS\",C48<=depr_length+1),$B$66*INDEX(MACRS_Table,MATCH(C48,recovery_year,0),MATCH($B$43,recovery_period,0)),\"\")))","v":71292.121273739191},137242.08626003287,126937.99833193509,117432.3821621032,108611.17035649921,100474.3629151231,92926.903676276575,85968.792639959647,84828.118699579805,84809.107467240145,84828.118699579805,84809.107467240145,84828.118699579805,84809.107467240145,84828.118699579805,84809.107467240145,84828.118699579805,84809.107467240145,84828.118699579805,84809.107467240145,42414.059349789903,1901123.2339663785]
[{"$f":"IF('Cash Flow Analysis'!C83=\"\",\"\",'Cash Flow Analysis'!C83)","v":16},{"$f":"IF(A67=\"\",\"\",IF(A67<1,0,IF(A67=1,$B$44-'Cash Flow Analysis'!I83,-'Cash Flow Analysis'!I83)))","v":1937244.5754117395},{"$f":"IF($B$67=\"\",\"\",IF(AND($B$42=\"Straight Line\",C48<=depr_length),$B$67/depr_length,IF(AND($B$42=\"MACRS\",C48<=depr_length+1),$B$67*INDEX(MACRS_Table,MATCH(C48,recovery_year,0),MATCH($B$43,recovery_period,0)),\"\")))","v":72646.671577940229},139849.68589897349,129349.82030024184,119663.59742318315,110674.78259327268,102383.37581051044,94692.514846125821,87602.199700118872,86439.852954871822,86420.480509117697,86439.852954871822,86420.480509117697,86439.852954871822,86420.480509117697,86439.852954871822,86420.480509117697,86439.852954871822,86420.480509117697,86439.852954871822,86420.480509117697,43219.926477435911,1937244.5754117393]
[{"$f":"IF('Cash Flow Analysis'!C84=\"\",\"\",'Cash Flow Analysis'!C84)","v":17},{"$f":"IF(A68=\"\",\"\",IF(A68<1,0,IF(A68=1,$B$44-'Cash Flow Analysis'!I84,-'Cash Flow Analysis'!I84)))","v":1974052.2223445626},{"$f":"IF($B$68=\"\",\"\",IF(AND($B$42=\"Straight Line\",C48<=depr_length),$B$68/depr_length,IF(AND($B$42=\"MACRS\",C48<=depr_length+1),$B$68*INDEX(MACRS_Table,MATCH(C48,recovery_year,0),MATCH($B$43,recovery_period,0)),\"\")))","v":74026.958337921096},142506.82993105397,131807.46688594643,121937.20577422364,112777.60346254487,104328.65995091014,96491.672628202228,89266.641494421128,88082.210161014387,88062.469638790935,88082.210161014387,88062.469638790935,88082.210161014387,88062.469638790935,88082.210161014387,88062.469638790935,88082.210161014387,88062.469638790935,88082.210161014387,88062.469638790935,44041.105080507194,1974052.2223445629]
[{"$f":"IF('Cash Flow Analysis'!C85=\"\",\"\",'Cash Flow Analysis'!C85)","v":18},{"$f":"IF(A69=\"\",\"\",IF(A69<1,0,IF(A69=1,$B$44-'Cash Flow Analysis'!I85,-'Cash Flow Analysis'!I85)))","v":2011559.2145691093},{"$f":"IF($B$69=\"\",\"\",IF(AND($B$42=\"Straight Line\",C48<=depr_length),$B$69/depr_length,IF(AND($B$42=\"MACRS\",C48<=depr_length+1),$B$69*INDEX(MACRS_Table,MATCH(C48,recovery_year,0),MATCH($B$43,recovery_period,0)),\"\")))","v":75433.470546341588},145214.45969974401,134311.80875677941,124254.01268393388,114920.37792833321,106310.90448997743,98325.014408138057,90962.707682815133,89755.772154073653,89735.656561927957,89755.772154073653,89735.656561927957,89755.772154073653,89735.656561927957,89755.772154073653,89735.656561927957,89755.772154073653,89735.656561927957,89755.772154073653,89735.656561927957,44877.886077036826,2011559.214569109]
[{"$f":"IF('Cash Flow Analysis'!C86=\"\",\"\",'Cash Flow Analysis'!C86)","v":19},{"$f":"IF(A70=\"\",\"\",IF(A70<1,0,IF(A70=1,$B$44-'Cash Flow Analysis'!I86,-'Cash Flow Analysis'!I86)))","v":2049778.839645922},{"$f":"IF($B$70=\"\",\"\",IF(AND($B$42=\"Straight Line\",C48<=depr_length),$B$70/depr_length,IF(AND($B$42=\"MACRS\",C48<=depr_length+1),$B$70*INDEX(MACRS_Table,MATCH(C48,recovery_year,0),MATCH($B$43,recovery_period,0)),\"\")))","v":76866.706486722076},147973.53443403912,136863.73312315819,126614.8389249286,117103.86510897153,108330.81167528698,100193.18968189266,92690.999128788593,91461.131825001037,91440.634036604577,91461.131825001037,91440.634036604577,91461.131825001037,91440.634036604577,91461.131825001037,91440.634036604577,91461.131825001037,91440.634036604577,91461.131825001037,91440.634036604577,45730.565912500519,2049778.8396459213]
[{"$f":"IF('Cash Flow Analysis'!C87=\"\",\"\",'Cash Flow Analysis'!C87)","v":20},{"$f":"IF(A71=\"\",\"\",IF(A71<1,0,IF(A71=1,$B$44-'Cash Flow Analysis'!I87,-'Cash Flow Analysis'!I87)))","v":2088724.6375991947},{"$f":"IF($B$71=\"\",\"\",IF(AND($B$42=\"Straight Line\",C48<=depr_length),$B$71/depr_length,IF(AND($B$42=\"MACRS\",C48<=depr_length+1),$B$71*INDEX(MACRS_Table,MATCH(C48,recovery_year,0),MATCH($B$43,recovery_period,0)),\"\")))","v":78327.173909969802},150785.03158828587,139464.14405249822,129020.52086450225,119328.838546042,110389.09709711744,102096.86028584864,94452.128112235587,93198.893329676066,93178.006083300061,93198.893329676066,93178.006083300061,93198.893329676066,93178.006083300061,93198.893329676066,93178.006083300061,93198.893329676066,93178.006083300061,93198.893329676066,93178.006083300061,46599.446664838033,2088724.6375991947]
[{"$f":"IF('Cash Flow Analysis'!C88=\"\",\"\",'Cash Flow Analysis'!C88)","v":21},{"$f":"IF(A72=\"\",\"\",IF(A72<1,0,IF(A72=1,$B$44-'Cash Flow Analysis'!I88,-'Cash Flow Analysis'!I88)))","v":2128410.4057135792},{"$f":"IF($B$72=\"\",\"\",IF(AND($B$42=\"Straight Line\",C48<=depr_length),$B$72/depr_length,IF(AND($B$42=\"MACRS\",C48<=depr_length+1),$B$72*INDEX(MACRS_Table,MATCH(C48,recovery_year,0),MATCH($B$43,recovery_period,0)),\"\")))","v":79815.390214259212},153649.94718846329,142113.96278949568,131471.91076092777,121596.08647841678,112486.48994196266,104036.70063127975,96246.718546368051,94969.6723029399,94948.388198882763,94969.6723029399,94948.388198882763,94969.6723029399,94948.388198882763,94969.6723029399,94948.388198882763,94969.6723029399,94948.388198882763,94969.6723029399,94948.388198882763,47484.83615146995,2128410.4057135792]
[{"$f":"IF('Cash Flow Analysis'!C89=\"\",\"\",'Cash Flow Analysis'!C89)","v":22},{"$f":"IF(A73=\"\",\"\",IF(A73<1,0,IF(A73=1,$B$44-'Cash Flow Analysis'!I89,-'Cash Flow Analysis'!I89)))","v":2168850.2034221371},{"$f":"IF($B$73=\"\",\"\",IF(AND($B$42=\"Straight Line\",C48<=depr_length),$B$73/depr_length,IF(AND($B$42=\"MACRS\",C48<=depr_length+1),$B$73*INDEX(MACRS_Table,MATCH(C48,recovery_year,0),MATCH($B$43,recovery_period,0)),\"\")))","v":81331.882628330131},156569.29618504408,144814.12808249608,133969.8770653854,123906.41212150668,114623.73325085995,106013.39794327406,98075.406198749042,96774.096076695758,96752.407574661527,96774.096076695758,96752.407574661527,96774.096076695758,96752.407574661527,96774.096076695758,96752.407574661527,96774.096076695758,96752.407574661527,96774.096076695758,96752.407574661527,48387.048038347879,2168850.2034221371]
[{"$f":"IF('Cash Flow Analysis'!C90=\"\",\"\",'Cash Flow Analysis'!C90)","v":23},{"$f":"IF(A74=\"\",\"\",IF(A74<1,0,IF(A74=1,$B$44-'Cash Flow Analysis'!I90,-'Cash Flow Analysis'!I90)))","v":2210058.3572871578},{"$f":"IF($B$74=\"\",\"\",IF(AND($B$42=\"Straight Line\",C48<=depr_length),$B$74/depr_length,IF(AND($B$42=\"MACRS\",C48<=depr_length+1),$B$74*INDEX(MACRS_Table,MATCH(C48,recovery_year,0),MATCH($B$43,recovery_period,0)),\"\")))","v":82877.188398268408},159544.11281255994,147565.59651606352,136515.30472962774,126260.63395181533,116801.58418262629,108027.65250419627,99938.838916525288,98612.803902152984,98590.703318580097,98612.803902152984,98590.703318580097,98612.803902152984,98590.703318580097,98612.803902152984,98590.703318580097,98612.803902152984,98590.703318580097,98612.803902152984,98590.703318580097,49306.401951076492,2210058.3572871573]
[{"$f":"IF('Cash Flow Analysis'!C91=\"\",\"\",'Cash Flow Analysis'!C91)","v":24},{"$f":"IF(A75=\"\",\"\",IF(A75<1,0,IF(A75=1,$B$44-'Cash Flow Analysis'!I91,-'Cash Flow Analysis'!I91)))","v":2252049.4660756136},{"$f":"IF($B$75=\"\",\"\",IF(AND($B$42=\"Straight Line\",C48<=depr_length),$B$75/depr_length,IF(AND($B$42=\"MACRS\",C48<=depr_length+1),$B$75*INDEX(MACRS_Table,MATCH(C48,recovery_year,0),MATCH($B$43,recovery_period,0)),\"\")))","v":84451.854977835508},162575.45095599856,150369.3428498687,139109.09551949066,128659.58599689981,119020.81428209618,110080.177901776,101837.67685593925,100486.44717629388,100463.92668163312,100486.44717629388,100463.92668163312,100486.44717629388,100463.92668163312,100486.44717629388,100463.92668163312,100486.44717629388,100463.92668163312,100486.44717629388,100463.92668163312,50243.223588146939,2252049.4660756136]
[{"$f":"IF('Cash Flow Analysis'!C92=\"\",\"\",'Cash Flow Analysis'!C92)","v":25},{"$f":"IF(A76=\"\",\"\",IF(A76<1,0,IF(A76=1,$B$44-'Cash Flow Analysis'!I92,-'Cash Flow Analysis'!I92)))","v":2294838.40593105},{"$f":"IF($B$76=\"\",\"\",IF(AND($B$42=\"Straight Line\",C48<=depr_length),$B$76/depr_length,IF(AND($B$42=\"MACRS\",C48<=depr_length+1),$B$76*INDEX(MACRS_Table,MATCH(C48,recovery_year,0),MATCH($B$43,recovery_period,0)),\"\")))","v":86056.440222414371},165664.38452416251,153226.3603640162,141752.16833436096,131104.11813084088,121282.20975345599,112171.70128190971,103772.59271620208,102395.68967264345,102372.74128858413,102395.68967264345,102372.74128858413,102395.68967264345,102372.74128858413,102395.68967264345,102372.74128858413,102395.68967264345,102372.74128858413,102395.68967264345,102372.74128858413,51197.844836321725,2294838.4059310509]
[{"$f":"IF('Cash Flow Analysis'!C93=\"\",\"\",'Cash Flow Analysis'!C93)","v":26},{"$f":"IF(A77=\"\",\"\",IF(A77<1,0,IF(A77=1,$B$44-'Cash Flow Analysis'!I93,-'Cash Flow Analysis'!I93)))","v":2338440.3356437399},{"$f":"IF($B$77=\"\",\"\",IF(AND($B$42=\"Straight Line\",C48<=depr_length),$B$77/depr_length,IF(AND($B$42=\"MACRS\",C48<=depr_length+1),$B$77*INDEX(MACRS_Table,MATCH(C48,recovery_year,0),MATCH($B$43,recovery_period,0)),\"\")))","v":87691.512586640238},168812.00783012158,156137.66121093251,144445.45953271381,133595.09637532686,123586.57173877166,114302.963606266,105744.27197780993,104341.20777642367,104317.82337306724,104341.20777642367,104317.82337306724,104341.20777642367,104317.82337306724,104341.20777642367,104317.82337306724,104341.20777642367,104317.82337306724,104341.20777642367,104317.82337306724,52170.603888211837,2338440.3356437399]
[{"$f":"IF('Cash Flow Analysis'!C94=\"\",\"\",'Cash Flow Analysis'!C94)","v":27},{"$f":"IF(A78=\"\",\"\",IF(A78<1,0,IF(A78=1,$B$44-'Cash Flow Analysis'!I94,-'Cash Flow Analysis'!I94)))","v":2382870.7020209706},{"$f":"IF($B$78=\"\",\"\",IF(AND($B$42=\"Straight Line\",C48<=depr_length),$B$78/depr_length,IF(AND($B$42=\"MACRS\",C48<=depr_length+1),$B$78*INDEX(MACRS_Table,MATCH(C48,recovery_year,0),MATCH($B$43,recovery_period,0)),\"\")))","v":89357.651325786399},172019.43597889389,159104.27677394019,147189.92326383534,136133.40320645805,125934.71660180831,116474.71991478505,107753.4131453883,106323.69072417571,106299.86201715549,106323.69072417571,106299.86201715549,106323.69072417571,106299.86201715549,106323.69072417571,106299.86201715549,106323.69072417571,106299.86201715549,106323.69072417571,106299.86201715549,53161.845362087857,2382870.7020209702]
[{"$f":"IF('Cash Flow Analysis'!C95=\"\",\"\",'Cash Flow Analysis'!C95)","v":28},{"$f":"IF(A79=\"\",\"\",IF(A79<1,0,IF(A79=1,$B$44-'Cash Flow Analysis'!I95,-'Cash Flow Analysis'!I95)))","v":2428145.2453593691},{"$f":"IF($B$79=\"\",\"\",IF(AND($B$42=\"Straight Line\",C48<=depr_length),$B$79/depr_length,IF(AND($B$42=\"MACRS\",C48<=depr_length+1),$B$79*INDEX(MACRS_Table,MATCH(C48,recovery_year,0),MATCH($B$43,recovery_period,0)),\"\")))","v":91055.446700976332},175287.80526249285,162127.25803264507,149986.53180584824,138719.93786738077,128327.47621724266,118687.73959316596,109800.72799515068,108343.84084793505,108319.55939548145,108343.84084793505,108319.55939548145,108343.84084793505,108319.55939548145,108343.84084793505,108319.55939548145,108343.84084793505,108319.55939548145,108343.84084793505,108319.55939548145,54171.920423967524,2428145.2453593686]
[{"$f":"IF('Cash Flow Analysis'!C96=\"\",\"\",'Cash Flow Analysis'!C96)","v":29},{"$f":"IF(A80=\"\",\"\",IF(A80<1,0,IF(A80=1,$B$44-'Cash Flow Analysis'!I96,-'Cash Flow Analysis'!I96)))","v":2474280.0050211968},{"$f":"IF($B$80=\"\",\"\",IF(AND($B$42=\"Straight Line\",C48<=depr_length),$B$80/depr_length,IF(AND($B$42=\"MACRS\",C48<=depr_length+1),$B$80*INDEX(MACRS_Table,MATCH(C48,recovery_year,0),MATCH($B$43,recovery_period,0)),\"\")))","v":92785.500188294871},178618.2735624802,165207.67593526529,152836.27591015931,141355.61668686097,130765.69826537026,120942.8066454361,111886.94182705853,110402.3738240458,110377.63102399558,110402.3738240458,110377.63102399558,110402.3738240458,110377.63102399558,110402.3738240458,110377.63102399558,110402.3738240458,110377.63102399558,110402.3738240458,110377.63102399558,55201.186912022902,2474280.0050211968]
[{"$f":"IF('Cash Flow Analysis'!C97=\"\",\"\",'Cash Flow Analysis'!C97)","v":30},{"$f":"IF(A81=\"\",\"\",IF(A81<1,0,IF(A81=1,$B$44-'Cash Flow Analysis'!I97,-'Cash Flow Analysis'!I97)))","v":2521291.3251165994},{"$f":"IF($B$81=\"\",\"\",IF(AND($B$42=\"Straight Line\",C48<=depr_length),$B$81/depr_length,IF(AND($B$42=\"MACRS\",C48<=depr_length+1),$B$81*INDEX(MACRS_Table,MATCH(C48,recovery_year,0),MATCH($B$43,recovery_period,0)),\"\")))","v":94548.424691872482},182012.02076016733,168346.62177803533,155740.16515245233,144041.37340391133,133250.24653241227,123240.71997169938,114012.79372177263,112500.01892670267,112474.8060134515,112500.01892670267,112474.8060134515,112500.01892670267,112474.8060134515,112500.01892670267,112474.8060134515,112500.01892670267,112474.8060134515,112500.01892670267,112474.8060134515,56250.009463351336,2521291.3251165994]
[{"$f":"IF('Cash Flow Analysis'!C98=\"\",\"\",'Cash Flow Analysis'!C98)","v":31},{"$f":"IF(A82=\"\",\"\",IF(A82<1,0,IF(A82=1,$B$44-'Cash Flow Analysis'!I98,-'Cash Flow Analysis'!I98)))","v":2569195.8602938154},{"$f":"IF($B$82=\"\",\"\",IF(AND($B$42=\"Straight Line\",C48<=depr_length),$B$82/depr_length,IF(AND($B$42=\"MACRS\",C48<=depr_length+1),$B$82*INDEX(MACRS_Table,MATCH(C48,recovery_year,0),MATCH($B$43,recovery_period,0)),\"\")))","v":96344.844761018074},185470.24915461053,171545.20759181803,158699.22829034898,146778.15949858568,135782.00121652815,125582.2936511617,116179.03680248634,114637.51928631004,114611.8273277071,114637.51928631004,114611.8273277071,114637.51928631004,114611.8273277071,114637.51928631004,114611.8273277071,114637.51928631004,114611.8273277071,114637.51928631004,114611.8273277071,57318.759643155019,2569195.8602938158]
[{"$f":"IF('Cash Flow Analysis'!C99=\"\",\"\",'Cash Flow Analysis'!C99)","v":32},{"$f":"IF(A83=\"\",\"\",IF(A83<1,0,IF(A83=1,$B$44-'Cash Flow Analysis'!I99,-'Cash Flow Analysis'!I99)))","v":2618010.5816393974},{"$f":"IF($B$83=\"\",\"\",IF(AND($B$42=\"Straight Line\",C48<=depr_length),$B$83/depr_length,IF(AND($B$42=\"MACRS\",C48<=depr_length+1),$B$83*INDEX(MACRS_Table,MATCH(C48,recovery_year,0),MATCH($B$43,recovery_period,0)),\"\")))","v":98175.396811477403},188994.18388854811,174804.56653606254,161714.51362786558,149566.94452905876,138361.85923964216,127968.35723053374,118386.43850173356,116815.63215274991,116789.45204693351,116815.63215274991,116789.45204693351,116815.63215274991,116789.45204693351,116815.63215274991,116789.45204693351,116815.63215274991,116789.45204693351,116815.63215274991,116789.45204693351,58407.816076374955,2618010.5816393974]
[{"$f":"IF('Cash Flow Analysis'!C100=\"\",\"\",'Cash Flow Analysis'!C100)","v":33},{"$f":"IF(A84=\"\",\"\",IF(A84<1,0,IF(A84=1,$B$44-'Cash Flow Analysis'!I100,-'Cash Flow Analysis'!I100)))","v":2667752.782690546},{"$f":"IF($B$84=\"\",\"\",IF(AND($B$42=\"Straight Line\",C48<=depr_length),$B$84/depr_length,IF(AND($B$42=\"MACRS\",C48<=depr_length+1),$B$84*INDEX(MACRS_Table,MATCH(C48,recovery_year,0),MATCH($B$43,recovery_period,0)),\"\")))","v":100040.72935089548},192585.07338243054,178125.85330024775,164787.08938679504,152408.71647511091,140990.73456519537,130399.75601791388,120635.7808332665,119035.12916365216,119008.45163582524,119035.12916365216,119008.45163582524,119035.12916365216,119008.45163582524,119035.12916365216,119008.45163582524,119035.12916365216,119008.45163582524,119035.12916365216,119008.45163582524,59517.564581826082,2667752.782690546]
[{"$f":"IF('Cash Flow Analysis'!C101=\"\",\"\",'Cash Flow Analysis'!C101)","v":34},{"$f":"IF(A85=\"\",\"\",IF(A85<1,0,IF(A85=1,$B$44-'Cash Flow Analysis'!I101,-'Cash Flow Analysis'!I101)))","v":2718440.0855616662},{"$f":"IF($B$85=\"\",\"\",IF(AND($B$42=\"Straight Line\",C48<=depr_length),$B$85/depr_length,IF(AND($B$42=\"MACRS\",C48<=depr_length+1),$B$85*INDEX(MACRS_Table,MATCH(C48,recovery_year,0),MATCH($B$43,recovery_period,0)),\"\")))","v":101941.50320856248},196244.1897766967,181510.24451295243,167918.04408514412,155304.482088138,143669.55852193406,132877.35138225424,122927.86066909855,121296.79661776155,121269.61221690592,121296.79661776155,121269.61221690592,121296.79661776155,121269.61221690592,121296.79661776155,121269.61221690592,121296.79661776155,121269.61221690592,121296.79661776155,121269.61221690592,60648.398308880773,2718440.0855616666]
[{"$f":"IF('Cash Flow Analysis'!C102=\"\",\"\",'Cash Flow Analysis'!C102)","v":35},{"$f":"IF(A86=\"\",\"\",IF(A86<1,0,IF(A86=1,$B$44-'Cash Flow Analysis'!I102,-'Cash Flow Analysis'!I102)))","v":2770090.4471873376},{"$f":"IF($B$86=\"\",\"\",IF(AND($B$42=\"Straight Line\",C48<=depr_length),$B$86/depr_length,IF(AND($B$42=\"MACRS\",C48<=depr_length+1),$B$86*INDEX(MACRS_Table,MATCH(C48,recovery_year,0),MATCH($B$43,recovery_period,0)),\"\")))","v":103878.39176952516},199972.8293824539,184958.93915869851,171108.48692276183,158255.26724781259,146399.28013385079,135402.02105851707,125263.49002181142,123601.435753499,123573.73484902713,123601.435753499,123573.73484902713,123601.435753499,123573.73484902713,123601.435753499,123573.73484902713,123601.435753499,123573.73484902713,123601.435753499,123573.73484902713,61800.717876749499,2770090.4471873376]
[{"$f":"IF('Cash Flow Analysis'!C103=\"\",\"\",'Cash Flow Analysis'!C103)","v":36},{"$f":"IF(A87=\"\",\"\",IF(A87<1,0,IF(A87=1,$B$44-'Cash Flow Analysis'!I103,-'Cash Flow Analysis'!I103)))","v":2822722.1656838972},{"$f":"IF($B$87=\"\",\"\",IF(AND($B$42=\"Straight Line\",C48<=depr_length),$B$87/depr_length,IF(AND($B$42=\"MACRS\",C48<=depr_length+1),$B$87*INDEX(MACRS_Table,MATCH(C48,recovery_year,0),MATCH($B$43,recovery_period,0)),\"\")))","v":105852.08121314614},203772.31314072057,188473.1590027138,174359.54817429432,161262.11732552105,149180.86645639397,137974.65945862888,127643.49633222584,125949.8630328155,125921.63581115865,125949.8630328155,125921.63581115865,125949.8630328155,125921.63581115865,125949.8630328155,125921.63581115865,125949.8630328155,125921.63581115865,125949.8630328155,125921.63581115865,62974.931516407749,2822722.1656838967]
[{"$f":"IF('Cash Flow Analysis'!C104=\"\",\"\",'Cash Flow Analysis'!C104)","v":37},{"$f":"IF(A88=\"\",\"\",IF(A88<1,0,IF(A88=1,$B$44-'Cash Flow Analysis'!I104,-'Cash Flow Analysis'!I104)))","v":2876353.8868318913},{"$f":"IF($B$88=\"\",\"\",IF(AND($B$42=\"Straight Line\",C48<=depr_length),$B$88/depr_length,IF(AND($B$42=\"MACRS\",C48<=depr_length+1),$B$88*INDEX(MACRS_Table,MATCH(C48,recovery_year,0),MATCH($B$43,recovery_period,0)),\"\")))","v":107863.27075619593},207643.98709039425,192054.14902376538,177672.37958960593,164326.09755470595,152015.30291906546,140596.17798834285,130068.72276253813,128342.91043043899,128314.14689157066,128342.91043043899,128314.14689157066,128342.91043043899,128314.14689157066,128342.91043043899,128314.14689157066,128342.91043043899,128314.14689157066,128342.91043043899,128314.14689157066,64171.455215219496,2876353.8868318908]
[{"$f":"IF('Cash Flow Analysis'!C105=\"\",\"\",'Cash Flow Analysis'!C105)","v":38},{"$f":"IF(A89=\"\",\"\",IF(A89<1,0,IF(A89=1,$B$44-'Cash Flow Analysis'!I105,-'Cash Flow Analysis'!I105)))","v":2931004.6106816963},{"$f":"IF($B$89=\"\",\"\",IF(AND($B$42=\"Straight Line\",C48<=depr_length),$B$89/depr_length,IF(AND($B$42=\"MACRS\",C48<=depr_length+1),$B$89*INDEX(MACRS_Table,MATCH(C48,recovery_year,0),MATCH($B$43,recovery_period,0)),\"\")))","v":109912.67290056362},211589.22284511168,195703.17785521684,181048.15480180838,167448.29340824531,154903.59367452766,143267.5053701213,132540.02849502632,130781.42572861729,130752.11568251047,130781.42572861729,130752.11568251047,130781.42572861729,130752.11568251047,130781.42572861729,130752.11568251047,130781.42572861729,130752.11568251047,130781.42572861729,130752.11568251047,65390.712864308647,2931004.6106816963]
[{"$f":"IF('Cash Flow Analysis'!C106=\"\",\"\",'Cash Flow Analysis'!C106)","v":39},{"$f":"IF(A90=\"\",\"\",IF(A90<1,0,IF(A90=1,$B$44-'Cash Flow Analysis'!I106,-'Cash Flow Analysis'!I106)))","v":2986693.6982846488},{"$f":"IF($B$90=\"\",\"\",IF(AND($B$42=\"Straight Line\",C48<=depr_length),$B$90/depr_length,IF(AND($B$42=\"MACRS\",C48<=depr_length+1),$B$90*INDEX(MACRS_Table,MATCH(C48,recovery_year,0),MATCH($B$43,recovery_period,0)),\"\")))","v":112001.01368567433},215609.4180791688,199421.53823446599,184488.06974304275,170629.81098300198,157846.7619543437,145989.58797215365,135058.28903643182,133266.27281746102,133236.40588047818,133266.27281746102,133236.40588047818,133266.27281746102,133236.40588047818,133266.27281746102,133236.40588047818,133266.27281746102,133236.40588047818,133266.27281746102,133236.40588047818,66633.136408730512,2986693.6982846484]
[{"$f":"IF('Cash Flow Analysis'!C107=\"\",\"\",'Cash Flow Analysis'!C107)","v":40},{"$f":"IF(A91=\"\",\"\",IF(A91<1,0,IF(A91=1,$B$44-'Cash Flow Analysis'!I107,-'Cash Flow Analysis'!I107)))","v":3043440.8785520573},{"$f":"IF($B$91=\"\",\"\",IF(AND($B$42=\"Straight Line\",C48<=depr_length),$B$91/depr_length,IF(AND($B$42=\"MACRS\",C48<=depr_length+1),$B$91*INDEX(MACRS_Table,MATCH(C48,recovery_year,0),MATCH($B$43,recovery_period,0)),\"\")))","v":114129.03294570214},219705.99702267302,203210.54746092085,187993.34306816058,173871.77739167903,160845.85043147622,148763.39014362457,137624.39652812405,135798.33200099278,135767.89759220727,135798.33200099278,135767.89759220727,135798.33200099278,135767.89759220727,135798.33200099278,135767.89759220727,135798.33200099278,135767.89759220727,135798.33200099278,135767.89759220727,67899.166000496392,3043440.8785520573]
[{"$f":"IF('Cash Flow Analysis'!C108=\"\",\"\",'Cash Flow Analysis'!C108)","v":""},{"$f":"IF(A92=\"\",\"\",IF(A92<1,0,IF(A92=1,$B$44-'Cash Flow Analysis'!I108,-'Cash Flow Analysis'!I108)))","v":""},{"$f":"IF($B$92=\"\",\"\",IF(AND($B$42=\"Straight Line\",C48<=depr_length),$B$92/depr_length,IF(AND($B$42=\"MACRS\",C48<=depr_length+1),$B$92*INDEX(MACRS_Table,MATCH(C48,recovery_year,0),MATCH($B$43,recovery_period,0)),\"\")))","v":""},"","","","","","","","","","","","","","","","","","","","",0]
[]
[]
["DEPRECIATION CHARGES TO CASH FLOW TAB"]
["Operation Year","Depreciation Charge","Post Analysis Depreciation"]
[{"$f":"IF('Cash Flow Analysis'!C65=\"\",\"\",'Cash Flow Analysis'!C65)","v":-3},{"$f":"C49","v":0},{"$f":"IF(A97=\"\",B97,0)","v":0}]
[{"$f":"IF('Cash Flow Analysis'!C66=\"\",\"\",'Cash Flow Analysis'!C66)","v":-2},{"$f":"SUM(D49,C50)","v":0},0]
[{"$f":"IF('Cash Flow Analysis'!C67=\"\",\"\",'Cash Flow Analysis'!C67)","v":-1},{"$f":"SUM(E49,D50,C51)","v":0},0]
[{"$f":"IF('Cash Flow Analysis'!C68=\"\",\"\",'Cash Flow Analysis'!C68)","v":1},{"$f":"SUM(F49,E50,D51,C52)","v":10506886.137106877},0]
[{"$f":"IF('Cash Flow Analysis'!C69=\"\",\"\",'Cash Flow Analysis'!C69)","v":2},{"$f":"SUM(G49,F50,E51,D52,C53)","v":20282274.642361216},0]
[{"$f":"IF('Cash Flow Analysis'!C70=\"\",\"\",'Cash Flow Analysis'!C70)","v":3},{"$f":"SUM(H49,G50,F51,E52,D53,C54)","v":18872193.997261468},0]
[{"$f":"IF('Cash Flow Analysis'!C71=\"\",\"\",'Cash Flow Analysis'!C71)","v":4},{"$f":"SUM(I49,H50,G51,F52,E53,D54,C55)","v":17573784.639907014},0]
[{"$f":"IF('Cash Flow Analysis'!C72=\"\",\"\",'Cash Flow Analysis'!C72)","v":5},{"$f":"SUM(J49,I50,H51,G52,F53,E54,D55,C56)","v":16370746.607312424},0]
[{"$f":"IF('Cash Flow Analysis'!C73=\"\",\"\",'Cash Flow Analysis'!C73)","v":6},{"$f":"SUM(K49,J50,I51,H52,G53,F54,E55,D56,C57)","v":15263511.354962545},0]
[{"$f":"IF('Cash Flow Analysis'!C74=\"\",\"\",'Cash Flow Analysis'!C74)","v":7},{"$f":"SUM(L49,K50,J51,I52,H53,G54,F55,E56,D57,C58)","v":14238509.35448028},0]
[{"$f":"IF('Cash Flow Analysis'!C75=\"\",\"\",'Cash Flow Analysis'!C75)","v":8},{"$f":"SUM(M49,L50,K51,J52,I53,H54,G55,F56,E57,D58,C59)","v":13296114.187921835},0]
[{"$f":"IF('Cash Flow Analysis'!C76=\"\",\"\",'Cash Flow Analysis'!C76)","v":9},{"$f":"SUM(N49,M50,L51,K52,J53,I54,H55,G56,F57,E58,D59,C60)","v":13207211.518790336},0]
[{"$f":"IF('Cash Flow Analysis'!C77=\"\",\"\",'Cash Flow Analysis'!C77)","v":10},{"$f":"SUM(O49,N50,M51,L52,K53,J54,I55,H56,G57,F58,E59,D60,C61)","v":13284229.040311828},0]
[{"$f":"IF('Cash Flow Analysis'!C78=\"\",\"\",'Cash Flow Analysis'!C78)","v":11},{"$f":"SUM(P49,O50,N51,M52,L53,K54,J55,I56,H57,G58,F59,E60,D61,C62)","v":13368351.917339951},0]
[{"$f":"IF('Cash Flow Analysis'!C79=\"\",\"\",'Cash Flow Analysis'!C79)","v":12},{"$f":"SUM(Q49,P50,O51,N52,M53,L54,K55,J56,I57,H58,G59,F60,E61,D62,C63)","v":13448431.106433887},0]
[{"$f":"IF('Cash Flow Analysis'!C80=\"\",\"\",'Cash Flow Analysis'!C80)","v":13},{"$f":"SUM(R49,Q50,P51,O52,N53,M54,L55,K56,J57,I58,H59,G60,F61,E62,D63,C64)","v":13535673.822718328},0]
[{"$f":"IF('Cash Flow Analysis'!C81=\"\",\"\",'Cash Flow Analysis'!C81)","v":14},{"$f":"SUM(S49,R50,Q51,P52,O53,N54,M55,L56,K57,J58,I59,H60,G61,F62,E63,D64,C65)","v":13618932.128014455},0]
[{"$f":"IF('Cash Flow Analysis'!C82=\"\",\"\",'Cash Flow Analysis'!C82)","v":15},{"$f":"SUM(T49,S50,R51,Q52,P53,O54,N55,M56,L57,K58,J59,I60,H61,G62,F63,E64,D65,C66)","v":13709414.36370893},0]
[{"$f":"IF('Cash Flow Analysis'!C83=\"\",\"\",'Cash Flow Analysis'!C83)","v":16},{"$f":"SUM(U49,T50,S51,R52,Q53,P54,O55,N56,M57,L58,K59,J60,I61,H62,G63,F64,E65,D66,C67)","v":13795973.739283869},0]
[{"$f":"IF('Cash Flow Analysis'!C84=\"\",\"\",'Cash Flow Analysis'!C84)","v":17},{"$f":"SUM(V49,U50,T51,S52,R53,Q54,P55,O56,N57,M58,L59,K60,J61,I62,H63,G64,F65,E66,D67,C68)","v":13889819.765592465},0]
[{"$f":"IF('Cash Flow Analysis'!C85=\"\",\"\",'Cash Flow Analysis'!C85)","v":18},{"$f":"SUM(W49,V50,U51,T52,S53,R54,Q55,P56,O57,N58,M59,L60,K61,J62,I63,H64,G65,F66,E67,D68,C69)","v":13979806.843803197},0]
[{"$f":"IF('Cash Flow Analysis'!C86=\"\",\"\",'Cash Flow Analysis'!C86)","v":19},14077145.699097659,0]
[{"$f":"IF('Cash Flow Analysis'!C87=\"\",\"\",'Cash Flow Analysis'!C87)","v":20},14170691.970044987,0]
[{"$f":"IF('Cash Flow Analysis'!C88=\"\",\"\",'Cash Flow Analysis'!C88)","v":21},8020760.8502352564,0]
[{"$f":"IF('Cash Flow Analysis'!C89=\"\",\"\",'Cash Flow Analysis'!C89)","v":22},1836699.6833707935,0]
[{"$f":"IF('Cash Flow Analysis'!C90=\"\",\"\",'Cash Flow Analysis'!C90)","v":23},1871596.9773548387,0]
[{"$f":"IF('Cash Flow Analysis'!C91=\"\",\"\",'Cash Flow Analysis'!C91)","v":24},1907157.3199245809,0]
[{"$f":"IF('Cash Flow Analysis'!C92=\"\",\"\",'Cash Flow Analysis'!C92)","v":25},1943393.3090031478,0]
[{"$f":"IF('Cash Flow Analysis'!C93=\"\",\"\",'Cash Flow Analysis'!C93)","v":26},1980317.7818742073,0]
[{"$f":"IF('Cash Flow Analysis'!C94=\"\",\"\",'Cash Flow Analysis'!C94)","v":27},2017943.8197298171,0]
[{"$f":"IF('Cash Flow Analysis'!C95=\"\",\"\",'Cash Flow Analysis'!C95)","v":28},2056284.7523046834,0]
[{"$f":"IF('Cash Flow Analysis'!C96=\"\",\"\",'Cash Flow Analysis'!C96)","v":29},2095354.1625984726,0]
[{"$f":"IF('Cash Flow Analysis'!C97=\"\",\"\",'Cash Flow Analysis'!C97)","v":30},2135165.8916878435,0]
[{"$f":"IF('Cash Flow Analysis'!C98=\"\",\"\",'Cash Flow Analysis'!C98)","v":31},2175734.0436299122,0]
[{"$f":"IF('Cash Flow Analysis'!C99=\"\",\"\",'Cash Flow Analysis'!C99)","v":32},2217072.9904588806,0]
[{"$f":"IF('Cash Flow Analysis'!C100=\"\",\"\",'Cash Flow Analysis'!C100)","v":33},2259197.3772775996,0]
[{"$f":"IF('Cash Flow Analysis'!C101=\"\",\"\",'Cash Flow Analysis'!C101)","v":34},2302122.1274458733,0]
[{"$f":"IF('Cash Flow Analysis'!C102=\"\",\"\",'Cash Flow Analysis'!C102)","v":35},2345862.4478673451,0]
[{"$f":"IF('Cash Flow Analysis'!C103=\"\",\"\",'Cash Flow Analysis'!C103)","v":36},2390433.8343768241,0]
[{"$f":"IF('Cash Flow Analysis'!C104=\"\",\"\",'Cash Flow Analysis'!C104)","v":37},2435852.0772299836,0]
[{"$f":"IF('Cash Flow Analysis'!C105=\"\",\"\",'Cash Flow Analysis'!C105)","v":38},2482133.2666973537,0]
[{"$f":"IF('Cash Flow Analysis'!C106=\"\",\"\",'Cash Flow Analysis'!C106)","v":39},2529293.7987646032,0]
[{"$f":"IF('Cash Flow Analysis'!C107=\"\",\"\",'Cash Flow Analysis'!C107)","v":40},2577350.3809411307,0]
[{"$f":"IF('Cash Flow Analysis'!C108=\"\",\"\",'Cash Flow Analysis'!C108)","v":""},2510022.5536073414,2510022.5536073414]
["Totals",{"$f":"SUM(B97:B140)","v":342579452.28283399},{"$f":"SUM(C97:C140)","v":2510022.5536073414}]
[]
[{"$f":"IF('Cash Flow Analysis'!C109=\"\",\"\",'Cash Flow Analysis'!C109)","v":""}]
["Remaining Book Value Calculation for Greater than 40-year Plant Life "]
["Year after 40","Depreciation Charge"]
[1,{"$f":"SUM(D92,E91,F90,G89,H88,I87,J86,K85,L84,M83,N82,O81,P80,Q79,R78,S77,T76,U75,V74,W73)","v":2333832.5711597772}]
[2,{"$f":"SUM(E92,F91,G90,H89,I88,J87,K86,L85,M84,N83,O82,P81,Q80,R79,S78,T77,U76,V75,W74)","v":2171103.8421491343}]
[3,{"$f":"SUM(F92,G91,H90,I89,J88,K87,L86,M85,N84,O83,P82,Q81,R80,S79,T78,U77,V76,W75)","v":2020789.5985635123}]
[4,{"$f":"SUM(G92,H91,I90,J89,K88,L87,M86,N85,O84,P83,Q82,R81,S80,T79,U78,V77,W76)","v":1882009.2597740977}]
[5,{"$f":"SUM(H92,I91,J90,K89,L88,M87,N86,O85,P84,Q83,R82,S81,T80,U79,V78,W77)","v":1753865.5141201313}]
[6,{"$f":"SUM(I92,J91,K90,L89,M88,N87,O86,P85,Q84,R83,S82,T81,U80,V79,W78)","v":1635599.0643320605}]
[7,{"$f":"SUM(J92,K91,L90,M89,N88,O87,P86,Q85,R84,S83,T82,U81,V80,W79)","v":1526436.1864922112}]
[8,{"$f":"SUM(K92,L91,M90,N89,O88,P87,Q86,R85,S84,T83,U82,V81,W80)","v":1417059.9737265515}]
[9,{"$f":"SUM(L92,M91,N90,O89,P88,Q87,R86,S85,T84,U83,V82,W81)","v":1305636.6255808966}]
[10,{"$f":"SUM(M92,N91,O90,P89,Q88,R87,S86,T85,U84,V83,W82)","v":1192065.2211579219}]
[11,{"$f":"SUM(N92,O91,P90,Q89,R88,S87,T86,U85,V84,W83)","v":1076366.9727134632}]
[12,{"$f":"SUM(O92,P91,Q90,R89,S88,T87,U86,V85,W84)","v":958439.44488600746}]
[13,{"$f":"SUM(P92,Q91,R90,S89,T88,U87,V86,W85)","v":838302.30669238232}]
[14,{"$f":"SUM(Q92,R91,S90,T89,U88,V87,W86)","v":715851.55021052586}]
[15,{"$f":"SUM(R92,S91,T90,U89,V88,W87)","v":591105.2420180667}]
[16,{"$f":"SUM(S92,T91,U90,V89,W88)","v":463957.7413073983}]
[17,{"$f":"SUM(T92,U91,V90,W89)","v":334425.45074577956}]
[18,{"$f":"SUM(U92,V91,W90)","v":202401.03400093777}]
[19,{"$f":"SUM(V92,W91)","v":67899.166000496392}]
[20,{"$f":"SUM(W92)","v":0}]
["Totals",{"$f":"SUM(B146:B165)","v":22487146.765631352}]

{"sheet":"Constants and Conversions","index":17,"n_rows":31,"n_cols":5,"rows_kept":31,"cut":false,"hidden":false,"merged":[]}
["To Convert From","To","Multiply by:"]
["General"]
["miles","km",1.6093,"km/mile"]
["gallons","liters",3.7850000000000001,"L/gal"]
["MPG","kWh/km",1.8263969224024776E-2,"(kWh/km)/MPG"]
["scf","Nm3",2.6852999999999998E-2,"Nm3/scf","60 degrees F, 1 atm"]
["lb","kg",{"$f":"1/2.205","v":0.45351473922902491},"kg/lb"]
["ncf","Nm3",2.8316999999999998E-2,"Nm3/ncf","0 degrees C (32 F), 1 atm"]
["MPa","psi",145.03800000000001,"psi/MPa"]
[]
["Energy"]
["MJ","kWh",0.27777777777777779]
["gallon of gasoline eq (GGE) -conventional gasoline","kWh",34.022625288888882]
["kg H2 (LHV)","GGE",0.97933196399532141]
["kg H2 (LHV)","kWh",{"$f":"kgH2_to_GJ*MJ_to_kWh*1000","v":33.392121748655818}]
["kg H2 (LHV)","GJ",{"$f":"H2_LHV_MJ_p_kg/1000","v":0.12021163829516093}]
["btu ","kWh",2.9308323563892143E-4]
["mmBTU","GJ",1.0549999999999999]
[]
[]
["Greenhouse Gas Emissions Factors",null,"IPCC Fourth Assessment Report: Climate Change 2007 (http://www.ipcc.ch/publications_and_data/ar4/wg1/en/ch2s2-10-2.html) Table 2.14 100-year potential"]
["CO2",1]
["CH4",25]
["N2O",298]
[]
[]
["Energy Feedstock Conversions"]
["Usage unit","Conversion from $/GJ"]
["mmBtu",{"$f":"mmBTU_to_GJ","v":1.0549999999999999}]
["kWh",{"$f":"1/MJ_to_kWh/1000","v":3.5999999999999995E-3}]
["GJ",1]

{"sheet":"Lists","index":18,"n_rows":80,"n_cols":29,"rows_kept":80,"cut":false,"hidden":false,"merged":[]}
["Cancelled"]
[null,null,null,null,null,null,null,null,null,"Price_Tables"]
["Use_Default",null,"Yes_No",null,"Temp_var_location",null,"Sensitivity_Variables",null,null,"AEO_2009_Reference_Case",null,null,"Import_Variable_List",null,"Input_Value_Defaults",null,"Default used?","Export_Variable_List",null,"CO2_Location",null,"CO2_Terrain",null,null,"CO2_Value_Defaults",null,"Default used?","Scaling_Method_Defaults"]
["Use H2A Value",null,"Yes",null,100000,null,"Operating Capacity Factor (fraction)","cap_factor",null,"AEO_2013_Reference_Case",null,null,"title",null,{"$f":"M7","v":"ref_year"},2016,true,"title",null,1,"USA, Canada, Europe, Japan, Australia","cultivated land",1.1000000000000001,null,"CO2_Capture_Efficiency",0.9,false,"Engin","Skip"]
["Enter Value",null,"No",null,null,null,"Plant Design Capacity (kg of H2/day)","design_cap",null,"AEO_2013_High_Price_Case",null,null,"cap_factor",null,{"$f":"M18","v":"depr_type"},"MACRS",true,"H2_Price_real",null,1.2,"UK","grassland",1,null,"CO2_MaintFactor",0.04,true,"Site_prep","Skip"]
[null,null,null,null,null,null,"Assumed start-up year","startup_year",null,"AEO_2014_Reference_Case",null,null,"design_cap",null,{"$f":"M19","v":"equity"},0.4,true,"H2_Price_nominal",null,null,null,"wooded",1.05,null,"CO2_Pin_psia",14.7,true,"Process_cont","Skip"]
["Add_As_List",null,"Feed_Type_List",null,null,null,"Length of Construction Period (years)","construct",null,"AEO_2017_Reference_Case",null,null,"ref_year",null,{"$f":"M25","v":"decom_percent"},0.1,true,"result_cap_contr",null,null,null,"jungle",1.1000000000000001,null,"CO2_credit",0,true,"Project_cont","Skip"]
["Feedstock",null,"Feed",null,null,null,"Start-up Time (years)","start_time",null,null,null,null,"startup_year",null,"salvage_perct",0.1,true,"result_decom_contr",null,null,null,"stony desert",1.1000000000000001,null,"n_CO2_pumps",1,true,"Fees","Skip"]
["Utility",null,"Utility",null,null,null,"Plant life (years)","plant_life",null,null,null,null,"construct",null,"inflation_rate",1.9E-2,true,"result_fixed_o_m_contr",null,null,null,"<20% Mountainous",1.3,null,"CO2_PipeLength",100,true,"Other_indirect","Skip"]
["Byproduct",null,"Feed Utility",null,null,null,"Decommissioning costs (fraction of depreciable capital investment)","decom_percent",null,null,null,null,"percent_cap1",null,"real_irr",0.08,true,"result_feed_contr",null,null,null,">50% Mountainous",1.5,null,"CO2_Pump_Eff",0.75,true,"Permitting","Skip"]
[null,null,"Feed Utility Byprod",null,null,null,"Salvage value (fraction of total capital investment)","salvage_perct",null,"Price_Table_in_Use","Energy_Feed_List",null,"percent_cap2",null,"state_tax_rate",0.06,true,"result_byprod_contr",null,null,null,null,null,null,"CO2_ControlSystem","Yes",true,"acre_cost","Use Baseline Value"]
[null,null,"Byproduct",null,null,null,"Inflation rate (fraction)","inflation_rate",null,{"$f":"TMP_PriceTable","v":"AEO_2017_Reference_Case"},{"$f":"J12&\"_Feeds\"","v":"AEO_2017_Reference_Case_Feeds"},null,"percent_cap3",null,"fed_tax_rate",0.21,true,"result_other_var_contr",null,null,null,null,null,null,"CO2_SurgeTank","Yes",true,"acres","Use Scale Factor"]
[null,null,null,null,null,null,"After-tax Real IRR (fraction)","real_irr",null,null,"Energy_Feed_Years",null,"percent_cap4",null,"WorkingCap",0.15,true,"result_other_mat_contr",null,null,null,null,null,null,"CO2_PipeElevation",0,true,"FTEs",0.25]
["Delete_As_List",null,"ColorList",null,null,null,"State Taxes (fraction)","state_tax_rate",null,null,{"$f":"J12&\"_Years\"","v":"AEO_2017_Reference_Case_Years"},null,"start_time",null,"overhead_rate",0.2,true,"cap_factor",null,null,null,null,null,null,"CO2_Pipeline_Temp",53,true,"FTE_cost","Use Baseline Value"]
["Energy Feedstock",null,"Input",null,null,null,"Federal Taxes (fraction)","fed_tax_rate",null,null,null,null,"plant_life",null,"tax_ins_rate",0.02,true,"design_cap",null,null,null,null,null,null,null,null,null,"licensing","Use Scale Factor"]
["Energy Utility",null,"Calculated",null,null,null,"WORKING CAPITAL (fraction of yearly change in operating costs)","WorkingCap",null,null,null,null,"anal_period",null,"royalties",0,null,"ref_year",null,null,null,null,null,null,null,null,null,"rent","Use Scale Factor"]
["Energy Byproduct",null,"Error",null,null,null,"Total Direct Capital Cost","direct_cap",null,null,null,null,"depr_length",null,"operator_profit",0,null,"startup_year",null,null,null,null,null,null,null,null,null,"material","Use Scale Factor"]
["Other Feed",null,"Information",null,null,null,"Total Capital Investment","total_cap",null,null,null,null,"depr_type",null,"tax_credit",0,null,"construct",null,null,null,null,null,null,null,null,null,"prod_maint","Use Scale Factor"]
["Other Byproduct",null,"UserInfo",null,null,null,"Total Fixed Operating Cost","fixed",null,null,null,null,"equity",null,"Proc_CO2_tax",0,null,"percent_cap1",null,null,null,null,null,null,null,null,null,"other_fees","Use Scale Ratio"]
["All",null,null,null,null,null,"Cost of land ($/acre)","acre_cost",null,null,null,null,"debt_interest",null,"Upstream_CO2_tax",0,null,"percent_cap2",null,null,null,null,null,null,null,null,null,"other_fixed","Use Scale Factor"]
[null,null,null,null,null,null,"Labor Requirement (FTE)","FTEs",null,null,null,null,"debt_period",null,null,null,null,"percent_cap3",null,null,null,null,null,null,null,null,null,"var_misc","Use Scale Ratio"]
[null,null,null,null,null,null,"G&A rate (fraction of labor cost)","overhead_rate",null,null,null,null,"percnt_fixed",null,null,null,null,"percent_cap4",null,null,null,null,null,null,null,null,null,"total_other_raw","Use Scale Ratio"]
["Scaling_validation",null,null,null,null,null,"Property tax and insurance rate (fraction of total capital investment)","tax_ins_rate",null,null,null,null,"percnt_revs",null,null,null,null,"start_time",null,null,null,null,null,null,null,null,null,"waste_treat","Use Scale Ratio"]
["Use Scale Ratio",null,null,null,null,null,"Rent ($/year)","rent",null,null,null,null,"percnt_var",null,null,null,null,"plant_life",null,null,null,null,null,null,null,null,null,"solidwaste_treat","Use Scale Ratio"]
["Use Scale Factor",null,null,null,null,null,"Material costs for maintenance and repairs ($/year)","material",null,null,null,null,"decom_percent",null,null,null,null,"anal_period",null,null,null,null,null,null,null,null,null,"royalties","Use Scale Ratio"]
["Use Baseline Value",null,null,null,null,null,"Production Maintenance and Repairs ($/year)","prod_maint",null,null,null,null,"salvage_perct",null,null,null,null,"depr_length",null,null,null,null,null,null,null,null,null,"operator_profit","Use Scale Ratio"]
["Skip",null,null,null,null,null,"Waste treatment costs ($/year)","waste_treat",null,null,null,null,"inflation_rate",null,null,null,null,"depr_type",null,null,null,null,null,null,null,null,null,"tax_credit","Use Scale Ratio"]
[0.1,null,null,null,null,null,"Solid waste disposal costs ($/year)","solidwaste_treat",null,null,null,null,"real_irr",null,null,null,null,"equity",null,null,null,null,null,null,null,null,null,"CO2_OandMCost","Skip"]
[0.2,null,null,null,null,null,"CO2 sequestration capital costs ($/year)","CO2_seq",null,null,null,null,"state_tax_rate",null,null,null,null,"debt_interest"]
[0.25,null,null,null,null,null,"feedstock Industrial Natural Gas Usage","feedstockIndustrial_Natural_Gas_Usage",null,null,null,null,"fed_tax_rate",null,null,null,null,"debt_period"]
[0.3,null,null,null,null,null,"feedstock Industrial Natural Gas Usage","feedstockIndustrial_Natural_Gas_Usage",null,null,null,null,"WorkingCap",null,null,null,null,"percnt_fixed"]
[0.4,null,null,null,null,null,"utility Industrial Electricity Usage","utilityIndustrial_Electricity_Usage",null,null,null,null,"acre_cost",null,null,null,null,"percnt_revs"]
[0.5,null,null,null,null,null,null,null,null,null,null,null,"acres",null,null,null,null,"percnt_var"]
[0.6,null,null,null,null,null,null,null,null,null,null,null,"FTEs",null,null,null,null,"decom_percent"]
[0.7,null,null,null,null,null,null,null,null,null,null,null,"FTE_cost",null,null,null,null,"salvage_perct"]
[0.8,null,null,null,null,null,null,null,null,null,null,null,"overhead_rate",null,null,null,null,"inflation_rate"]
[0.9,null,null,null,null,null,null,null,null,null,null,null,"tax_ins_rate",null,null,null,null,"real_irr"]
[null,null,null,null,null,null,null,null,null,null,null,null,"rent",null,null,null,null,"state_tax_rate"]
[null,null,null,null,null,null,null,null,null,null,null,null,"material",null,null,null,null,"fed_tax_rate"]
[null,null,null,null,null,null,null,null,null,null,null,null,"prod_maint",null,null,null,null,"WorkingCap"]
[null,null,null,null,null,null,null,null,null,null,null,null,"other_fees",null,null,null,null,"direct_cap"]
[null,null,null,null,null,null,null,null,null,null,null,null,"other_fixed",null,null,null,null,"Engin"]
[null,null,null,null,null,null,null,null,null,null,null,null,"total_other_raw",null,null,null,null,"Site_prep"]
[null,null,null,null,null,null,null,null,null,null,null,null,"var_misc",null,null,null,null,"Process_cont"]
[null,null,null,null,null,null,null,null,null,null,null,null,"waste_treat",null,null,null,null,"Project_cont"]
[null,null,null,null,null,null,null,null,null,null,null,null,"solidwaste_treat",null,null,null,null,"Fees"]
[null,null,null,null,null,null,null,null,null,null,null,null,"replace_factor",null,null,null,null,"Other_indirect"]
[null,null,null,null,null,null,null,null,null,null,null,null,"royalties",null,null,null,null,"Permitting"]
[null,null,null,null,null,null,null,null,null,null,null,null,"operator_profit",null,null,null,null,"acre_cost"]
[null,null,null,null,null,null,null,null,null,null,null,null,"tax_credit",null,null,null,null,"acres"]
[null,null,null,null,null,null,null,null,null,null,null,null,"CO2_seq",null,null,null,null,"FTEs"]
[null,null,null,null,null,null,null,null,null,null,null,null,"CO2_OandMCost",null,null,null,null,"FTE_cost"]
[null,null,null,null,null,null,null,null,null,null,null,null,"CO2_capture_efficiency",null,null,null,null,"overhead_rate"]
[null,null,null,null,null,null,null,null,null,null,null,null,"CO2_MaintFactor",null,null,null,null,"tax_ins_rate"]
[null,null,null,null,null,null,null,null,null,null,null,null,"CO2_PipeFactor",null,null,null,null,"rent"]
[null,null,null,null,null,null,null,null,null,null,null,null,"CO2_SiteCap",null,null,null,null,"material"]
[null,null,null,null,null,null,null,null,null,null,null,null,"CO2_Nwells",null,null,null,null,"prod_maint"]
[null,null,null,null,null,null,null,null,null,null,null,null,"CO2_WellDepth",null,null,null,null,"other_fees"]
[null,null,null,null,null,null,null,null,null,null,null,null,"CO2_location_factor",null,null,null,null,"other_fixed"]
[null,null,null,null,null,null,null,null,null,null,null,null,"CO2_TerrainType",null,null,null,null,"total_other_raw"]
[null,null,null,null,null,null,null,null,null,null,null,null,"CO2_PipeLength",null,null,null,null,"total_utilities"]
[null,null,null,null,null,null,null,null,null,null,null,null,null,null,null,null,null,"total_byproducts"]
[null,null,null,null,null,null,null,null,null,null,null,null,null,null,null,null,null,"var_misc"]
[null,null,null,null,null,null,null,null,null,null,null,null,null,null,null,null,null,"waste_treat"]
[null,null,null,null,null,null,null,null,null,null,null,null,null,null,null,null,null,"solidwaste_treat"]
[null,null,null,null,null,null,null,null,null,null,null,null,null,null,null,null,null,"replace_factor"]
[null,null,null,null,null,null,null,null,null,null,null,null,null,null,null,null,null,"royalties"]
[null,null,null,null,null,null,null,null,null,null,null,null,null,null,null,null,null,"operator_profit"]
[null,null,null,null,null,null,null,null,null,null,null,null,null,null,null,null,null,"tax_credit"]
[null,null,null,null,null,null,null,null,null,null,null,null,null,null,null,null,null,"CO2_seq"]
[null,null,null,null,null,null,null,null,null,null,null,null,null,null,null,null,null,"CO2_OandMCost"]
[null,null,null,null,null,null,null,null,null,null,null,null,null,null,null,null,null,"CO2_capture_efficiency"]
[null,null,null,null,null,null,null,null,null,null,null,null,null,null,null,null,null,"CO2_MaintFactor"]
[null,null,null,null,null,null,null,null,null,null,null,null,null,null,null,null,null,"CO2_PipeFactor"]
[null,null,null,null,null,null,null,null,null,null,null,null,null,null,null,null,null,"CO2_SiteCap"]
[null,null,null,null,null,null,null,null,null,null,null,null,null,null,null,null,null,"CO2_Nwells"]
[null,null,null,null,null,null,null,null,null,null,null,null,null,null,null,null,null,"CO2_WellDepth"]
[null,null,null,null,null,null,null,null,null,null,null,null,null,null,null,null,null,"CO2_location_factor"]
[null,null,null,null,null,null,null,null,null,null,null,null,null,null,null,null,null,"CO2_TerrainType"]
[null,null,null,null,null,null,null,null,null,null,null,null,null,null,null,null,null,"CO2_PipeLength"]